## Sheet1
item_id | location_id | qty_available | primary_supplier_id | Description | Supplier | Supplier_PART_Number | standard_cost | moving_average_cost | stockable | highest_std_cost | highest_mac | highest_cost
00115420 | 10008 | 48 | 134212 | Fitting, 1" x 1/2" NPT Hex Bushing, 316 | ONICON INC. | 001-15420 | 0 | 14 | N | 0 | 14 | 14
0014SDSR41HP | 10008 | 1 | 134454 | Toshiba VFD Motor, 1HP, 460V 56H frame, | TOSHIBA INTERNATIONAL CORPORATION | 0014SDSR41H-P | 259.37 | 259.37 | N | 259.37 | 259.37 | 259.37
00247070 | 10008 | 1 | 133610 | OXYGEN SENSOR | BACHARACH INC | 0024-7070 | 207.28 | 207.28 | N | 207.28 | 207.28 | 207.28
00248517 | 10510 | 1 | 164298 | Bacharach Fyrite Insight Plus12 probe 6' | MSA Safety Sales, LLC | 0024-8517 | 1089.2 | 1089.2 | Y | 1089.2 | 1089.2 | 1089.2
0034SDSR41AP | 10008 | 1 | 134454 | Toshiba Motor | TOSHIBA INTERNATIONAL CORPORATION | 0034SDSR41A-P | 329.45 | 349.16 | Y | 329.45 | 349.16 | 349.16
0054SDSR41AP | 10008 | 1 | 134454 | Toshiba Motor | TOSHIBA INTERNATIONAL CORPORATION | 0054SDSR41A-P | 398.57 | 398.57 | Y | 398.57 | 398.57 | 398.57
0067456 | 175891 | 1 | 134179 | RA-2-AP 1"SteamRadiatorValve | NEUCO INC. | 0067456 | 95.1 | 95.1 | N | 95.1 | 95.1 | 95.1
00PPG000030900A | 166561 | 1 | 134179 | 24 V, 310# LINEAR ACTUATOR | NEUCO INC. | 00PPG000030900A | 0 | 1401.5 | N | 0 | 1401.5 | 1401.5
0104SDSR41AP | 10008 | 1 | 134454 | 10 HP, 1800 RPM, 230/460V, 1.15 S.F., | TOSHIBA INTERNATIONAL CORPORATION | 0104SDSR41A-P | 693.94 | 693.94 | Y | 693.94 | 693.94 | 693.94
01170006 | 173042 | 6 | 175079 | FTS-6 MAN. RESET SPILL SWITCH | FIELD CONTROLS LLC | 01170006 | 73.27 | 84.89 | Y | 73.27 | 84.89 | 84.89
0121491 | 175891 | 1 | 134179 | 1" LF174A 60#RlfVlv 1,702,000 | NEUCO INC. | 0121491 | 517.28 | 517.2834 | N | 517.28 | 517.2834 | 517.2834
01232 | 10510 | 2 | 134078 | Mars 50 watt CW 208-230 volt 1/15HP | MARS MOTORS & ARMATURES INC | 01232 | 0 | 131.765 | N | 0 | 131.765 | 131.765
0133.0010 | 10510 | 4 | 134425 | 0133.0010 | TESTO INC. | 0133 0010 | 13.6 | 13.6 | Y | 13.6 | 13.6 | 13.6
013G-8565 | 175891 | 1 | 134179 | WallMntSnsr&Dail 16'Cap RA2000 | NEUCO INC. | 013G-8565 | 120.53 | 120.53 | N | 120.53 | 120.53 | 120.53
013G0140 | 10510 | 5 | 187612 | 1/8"NPT 1-PS W/VacBreakerConn | BERNARD J. MULCAHY CO.,INC. | 013G0140 | 69.4025 | 69.91 | Y | 69.4025 | 69.91 | 69.91
013G0140 | 175890 | 6 | 176608 | 1/8"NPT 1-PS W/VacBreakerConn | ALB INDUSTRIAL SUPPLIES INC | 013G0140 | 69.4025 | 58.5018 | N | 69.4025 | 69.91 | 69.91
013G0140 | 175891 | 1 | 176608 | 1/8"NPT 1-PS W/VacBreakerConn | ALB INDUSTRIAL SUPPLIES INC | 013G0140 | 69.4025 | 39.951 | Y | 69.4025 | 69.91 | 69.91
013G0290 | 10510 | 17 | 187612 | REPAIR KIT FOR RA2000 | BERNARD J. MULCAHY CO.,INC. | 013G0290 | 179.8 | 15.16 | Y | 179.8 | 15.16 | 179.8
013G8014 | 10510 | 16 | 187612 | RA2000 1/2" ANGLE BODY | BERNARD J. MULCAHY CO.,INC. | 013G8014 | 35.67 | 35.67 | Y | 35.67 | 35.67 | 35.67
013G8014 | 173042 | 4 | 175073 | RA2000 1/2" ANGLE BODY | DANFOSS LLC | 013G8014 | 35.67 | 30.15 | N | 35.67 | 35.67 | 35.67
013G8015 | 10510 | 17 | 187612 | Danfoss 1/2" NPT Straight Radiator Valve | BERNARD J. MULCAHY CO.,INC. | 013G8015 | 32.821 | 35.67 | Y | 32.821 | 35.67 | 35.67
013G8015 | 173042 | 2 | 175073 | Danfoss 1/2" NPT Straight Radiator Valve | DANFOSS LLC | 013G8015 | 32.821 | 28.3267 | Y | 32.821 | 35.67 | 35.67
013G8015 | 175888 | 3 | 176608 | Danfoss 1/2" NPT Straight Radiator Valve | ALB INDUSTRIAL SUPPLIES INC | 013G8015 | 32.821 | 27.93 | Y | 32.821 | 35.67 | 35.67
013G8015 | 175891 | 4 | 176608 | Danfoss 1/2" NPT Straight Radiator Valve | ALB INDUSTRIAL SUPPLIES INC | 013G8015 | 32.821 | 27.902 | Y | 32.821 | 35.67 | 35.67
013G8018 | 10510 | 8 | 187612 | 3/4" Danfoss Valve 90 deg side mount act | BERNARD J. MULCAHY CO.,INC. | 013G8018 | 39.3967 | 44.6476 | Y | 39.3967 | 47.2328 | 47.2328
013G8018 | 173042 | 11 | 175117 | 3/4" Danfoss Valve 90 deg side mount act | SWEENEY-ROGERS CORP. (SRGI) | 013G8018 | 39.3967 | 47.2328 | Y | 39.3967 | 47.2328 | 47.2328
013G8018 | 175890 | 2 | 175073 | 3/4" Danfoss Valve 90 deg side mount act | DANFOSS LLC | 013G8018 | 39.3967 | 26.79 | N | 39.3967 | 47.2328 | 47.2328
013G8018 | 175891 | 2 | 175073 | 3/4" Danfoss Valve 90 deg side mount act | DANFOSS LLC | 013G8018 | 39.3967 | 20.0607 | Y | 39.3967 | 47.2328 | 47.2328
013G8019 | 10510 | 20 | 187612 | Angle Valve, 3/4" | BERNARD J. MULCAHY CO.,INC. | 013G8019 | 48.8 | 40.5684 | Y | 48.8 | 48.8 | 48.8
013G8019 | 173042 | 7 | 175073 | Angle Valve, 3/4" | DANFOSS LLC | 013G8019 | 48.8 | 48.8 | Y | 48.8 | 48.8 | 48.8
013G8019 | 175888 | 2 | 176608 | Angle Valve, 3/4" | ALB INDUSTRIAL SUPPLIES INC | 013G8019 | 48.8 | 31.2665 | N | 48.8 | 48.8 | 48.8
013G8019 | 175890 | 3 | 176608 | Angle Valve, 3/4" | ALB INDUSTRIAL SUPPLIES INC | 013G8019 | 48.8 | 31.2665 | N | 48.8 | 48.8 | 48.8
013G8020 | 10510 | 34 | 187612 | Danfoss 3/4" Straight Thermostatic Radia | BERNARD J. MULCAHY CO.,INC. | 013G8020 | 48.8 | 41.226 | Y | 48.8 | 48.8 | 48.8
013G8020 | 173042 | 4 | 175117 | Danfoss 3/4" Straight Thermostatic Radia | SWEENEY-ROGERS CORP. (SRGI) | 013G8020 | 48.8 | 48.8 | Y | 48.8 | 48.8 | 48.8
013G8020 | 175888 | 1 | 187612 | Danfoss 3/4" Straight Thermostatic Radia | BERNARD J. MULCAHY CO.,INC. | 013G8020 | 48.8 | 34.436 | N | 48.8 | 48.8 | 48.8
013G8020 | 175891 | 1 | 187612 | Danfoss 3/4" Straight Thermostatic Radia | BERNARD J. MULCAHY CO.,INC. | 013G8020 | 48.8 | 41.3794 | Y | 48.8 | 48.8 | 48.8
013G8023 | 173042 | 1 | 175073 | 1" ANGLE VALVE SIDE MOOUNT | DANFOSS LLC | 013G8023 | 49.45 | 49.45 | N | 49.45 | 49.45 | 49.45
013G8023 | 175890 | 10 | 175073 | 1" ANGLE VALVE SIDE MOOUNT | DANFOSS LLC | 013G8023 | 49.45 | 44.9201 | Y | 49.45 | 49.45 | 49.45
013G8024 | 173042 | 1 | 175073 | 1" Angle DanFoss Radiator Valve | DANFOSS LLC | 013G8024 | 52.03 | 45.22 | N | 52.03 | 52.03 | 52.03
013G8024 | 175888 | 4 | 176608 | 1" Angle DanFoss Radiator Valve | ALB INDUSTRIAL SUPPLIES INC | 013G8024 | 52.03 | 52.03 | Y | 52.03 | 52.03 | 52.03
013G8024 | 175890 | 2 | 176608 | 1" Angle DanFoss Radiator Valve | ALB INDUSTRIAL SUPPLIES INC | 013G8024 | 52.03 | 38.19 | Y | 52.03 | 52.03 | 52.03
013G8025 | 173042 | 2 | 175117 | 1" Straight thru DanFoss Radiator Valve | SWEENEY-ROGERS CORP. (SRGI) | 013G8025 | 76.27 | 69.34 | Y | 76.27 | 69.34 | 76.27
013G8044 | 10510 | 18 | 187612 | RA2000 3/4" Straight Solder Valve | BERNARD J. MULCAHY CO.,INC. | 013G8044 | 54.94 | 54.94 | Y | 54.94 | 54.94 | 54.94
013G8070 | 10510 | 7 | 187612 | Danfoss RA to RA2000adaptor | BERNARD J. MULCAHY CO.,INC. | 013G8070 | 43.07 | 40.1929 | Y | 43.07 | 40.1929 | 43.07
013G8070 | 175891 | 1 | 187558 | Danfoss RA to RA2000adaptor | <<USE ACCT#187612>> BELL & GOSSETT | 013G8070 | 43.07 | 30 | N | 43.07 | 40.1929 | 43.07
013G8250 | 175888 | 2 | 176608 | DANFOSS RA2000 THERMOSTATIC OPERATOR | ALB INDUSTRIAL SUPPLIES INC | 013G8250 | 46.54 | 35.6847 | N | 46.54 | 35.6847 | 46.54
013G8250 | 175890 | 38 | 176608 | DANFOSS RA2000 THERMOSTATIC OPERATOR | ALB INDUSTRIAL SUPPLIES INC | 013G8250 | 46.54 | 35.6847 | N | 46.54 | 35.6847 | 46.54
013G8252013G8202 | 175888 | 4 | 176608 | RA2000 6 FT REM.CAP OPR | ALB INDUSTRIAL SUPPLIES INC | 013G8252013G8202 | 46.9917 | 43.89 | Y | 46.9917 | 46.9917 | 46.9917
013G8252013G8202 | 175890 | 2 | 176608 | RA2000 6 FT REM.CAP OPR | ALB INDUSTRIAL SUPPLIES INC | 013G8252013G8202 | 46.9917 | 46.9917 | N | 46.9917 | 46.9917 | 46.9917
013G8562 | 10510 | 15 | 187612 | DANFOSS RA2000 THERMOSTATIC OPERATOR | BERNARD J. MULCAHY CO.,INC. | 013G8562 | 93.08 | 77.57 | Y | 93.08 | 93.08 | 93.08
013G8562 | 173042 | 2 | 175117 | DANFOSS RA2000 THERMOSTATIC OPERATOR | SWEENEY-ROGERS CORP. (SRGI) | 013G8562 | 93.08 | 93.08 | Y | 93.08 | 93.08 | 93.08
013G8562 | 175888 | 4 | 176608 | DANFOSS RA2000 THERMOSTATIC OPERATOR | ALB INDUSTRIAL SUPPLIES INC | 013G8562 | 93.08 | 90.8602 | Y | 93.08 | 93.08 | 93.08
013G8562 | 175890 | 1 | 176608 | DANFOSS RA2000 THERMOSTATIC OPERATOR | ALB INDUSTRIAL SUPPLIES INC | 013G8562 | 93.08 | 62.13 | Y | 93.08 | 93.08 | 93.08
015G4290 | 10510 | 36 | 187612 | DANFOSS AVEO OPERATOR W/BUILT IN SENSOR | BERNARD J. MULCAHY CO.,INC. | 015G4290 | 45.54 | 41.3578 | Y | 45.54 | 46.4741 | 46.4741
015G4290 | 173042 | 10 | 175117 | DANFOSS AVEO OPERATOR W/BUILT IN SENSOR | SWEENEY-ROGERS CORP. (SRGI) | 015G4290 | 45.54 | 46.4741 | Y | 45.54 | 46.4741 | 46.4741
015G4290 | 175888 | 9 | 187612 | DANFOSS AVEO OPERATOR W/BUILT IN SENSOR | BERNARD J. MULCAHY CO.,INC. | 015G4290 | 45.54 | 42.7178 | N | 45.54 | 46.4741 | 46.4741
015G4290 | 175890 | 5 | 187612 | DANFOSS AVEO OPERATOR W/BUILT IN SENSOR | BERNARD J. MULCAHY CO.,INC. | 015G4290 | 45.54 | 44.21 | Y | 45.54 | 46.4741 | 46.4741
015G4290 | 175891 | 4 | 187612 | DANFOSS AVEO OPERATOR W/BUILT IN SENSOR | BERNARD J. MULCAHY CO.,INC. | 015G4290 | 45.54 | 38.7801 | Y | 45.54 | 46.4741 | 46.4741
015G4292 | 10510 | 14 | 187612 | Danfoss Thermostatic Operator | BERNARD J. MULCAHY CO.,INC. | 015G4292 | 65.66 | 55.622 | Y | 65.66 | 65.66 | 65.66
015G4292 | 175890 | 2 | 175117 | Danfoss Thermostatic Operator | SWEENEY-ROGERS CORP. (SRGI) | 015G4292 | 65.66 | 65.66 | Y | 65.66 | 65.66 | 65.66
020.01 | 175883 | 10 | 193711 | Panel mount adaptor | Finder | 020.01 | 0 | 0.23 | N | 0 | 0.23 | 0.23
022.35 | 175883 | 1 | 193711 | Auxiliary module 1NO + 1NC 6A 22.32/22.3 | Finder | 022.35 | 0 | 18.66 | N | 0 | 18.66 | 18.66
022046 | 10510 | 1 | 133727 | Rajah Boot Protector 13374 | CROWN ENGINEERING CORP | 022046 | 0 | 6.69 | N | 0 | 6.69 | 6.69
024473600 | 10510 | 6 | 176765 | Chandler Defrost Stat Control | HEATCRAFT REFRIGERATION PRODUCTS LLC | 024473600 | 58.984 | 58.984 | N | 58.984 | 58.984 | 58.984
03088803 | 10510 | 2 | 187589 | Hankison wall mountingbracket for HPR5-1 | HANKISON INTERNATIONAL | 03.0888-03 | 21.419 | 49.6 | Y | 21.419 | 49.6 | 49.6
032MF | 10510 | 1 | 187620 | Parker Gold Label filter-drier1/4 SAE ma | PARKER HANNIFIN | 032MF | 9.38 | 9.38 | N | 9.38 | 9.38 | 9.38
0383020 | 175891 | 1 | 134179 | 740-1-1/4-30 watts | NEUCO INC. | 0383020 | 0 | 345.77 | N | 0 | 345.77 | 345.77
038713-MB | 173042 | 5 | 133472 | BRACKET | ASCO L.P. | 038713-MB | 6.5 | 6.5 | N | 6.5 | 6.5 | 6.5
0390 0047 | 10510 | 1 | 134425 | testo O2 sensor for327-1 analyzer | TESTO INC. | 0390 0047 | 165.75 | 165.75 | Y | 165.75 | 165.75 | 165.75
0393 0111 | 10510 | 1 | 134425 | TESTO - CO SENSOR -330-2G LL | TESTO INC. | 0393 0111 | 470.54 | 486.5492 | Y | 470.54 | 486.5492 | 486.5492
03930000 | 10510 | 1 | 134425 | Testo 02 sensor for 340/350analyzers | TESTO INC. | 0393 0000 | 265.6 | 265.6 | Y | 265.6 | 265.6 | 265.6
03930002 | 10510 | 1 | 134425 | TESTO - 02 SENSOR330G1/2 LL | TESTO INC. | 0393 0002 | 296.1 | 392.4186 | Y | 296.1 | 392.4186 | 392.4186
03930151 | 10510 | 1 | 134425 | Testo NO sensorfor 0564 3004 95 | TESTO INC. | 0393 0151 | 0 | 517.4 | Y | 0 | 517.4 | 517.4
04131900 | 175883 | 4 | 134141 | BW CONTROLS SCREW | **DO NOT USE** | 04131900 | 0.18 | 0.18 | N | 0.18 | 0.18 | 0.18
04134300 | 175883 | 6 | 134141 | BW CONTROLS SUSPENSION WIRE CRIMPED | **DO NOT USE** | 04134300 | 0.7 | 0.7 | N | 0.7 | 0.7 | 0.7
04400250 | 10510 | 1 | 134425 | Testo probe cap for320-1 | TESTO INC. | 0440 0250 | 5.2 | 5.2 | N | 5.2 | 5.2 | 5.2
046.05 | 175883 | 10 | 193711 | Top flange mount adaptor for 46 Series | Finder | 046.05 | 0 | 1.24 | N | 0 | 1.24 | 1.24
046.07 | 175883 | 10 | 193711 | DIN-rail adaptor for 46 Series | Finder | 046.07 | 0 | 1.24 | N | 0 | 1.24 | 1.24
05100000422 | 10510 | 2 | 134319 | Fenwal electrode, Traneapplications | ROBERTSHAW CONTROLS COMPANY | 05-100000-422 | 23.26 | 35.93 | Y | 23.26 | 35.93 | 35.93
052S | 10510 | 1 | 187620 | Parker Gold Label filter-drier1/4 sweat | PARKER HANNIFIN | 052S | 8.61 | 8.61 | N | 8.61 | 8.61 | 8.61
052S | 175891 | 4 | 187620 | Parker Gold Label filter-drier1/4 sweat | PARKER HANNIFIN | 052S | 8.61 | 8.541 | Y | 8.61 | 8.61 | 8.61
05398300 | 10510 | 1 | 187620 | Parker 3/16-5/16 QL adaptor,tool kit for | PARKER HANNIFIN | 053983-00 | 28.7 | 28.7 | Y | 28.7 | 28.7 | 28.7
05417001205417007 | 175888 | 1 | 134384 | HANKISON SNAP TRAP ASSEMBLY | INDUSTRIAL TECHNOLOGIES & SERVICES AMERICAS, INC | 05417001205417007 | 75 | 75 | N | 75 | 75 | 75
05417007 | 10510 | 3 | 187589 | Hankison drain float21-006 | HANKISON INTERNATIONAL | 05.4170-07 | 54.055 | 53.7293 | Y | 54.055 | 53.7293 | 54.055
05417008 | 166553 | 2 | 134384 | FLOAT ASSEMBLY FOR HPR5 | INDUSTRIAL TECHNOLOGIES & SERVICES AMERICAS, INC | 05417008 | 37.65 | 37.65 | N | 37.65 | 37.65 | 37.65
0554 0549 | 10510 | 4 | 134425 | Testo fast IR DA printer withbatteries/1 | TESTO INC. | 0554 0549 | 212.176 | 208.993 | Y | 212.176 | 212.176 | 212.176
0554 0549 | 175891 | 1 | 134425 | Testo fast IR DA printer withbatteries/1 | TESTO INC. | 0554 0549 | 212.176 | 212.176 | N | 212.176 | 212.176 | 212.176
0554 0621 | 10510 | 1 | 134425 | Testo Bluetooth Printerfor 300 series | TESTO INC. | 0554 0621 | 375.05 | 375.05 | Y | 375.05 | 375.05 | 375.05
05540040 | 10510 | 3 | 187617 | 0554.0040 | NOT ON FILE | 0554.0040 | 0 | 0 | Y | 0 | 0 | 0
05540168 | 10510 | 1 | 134425 | Testo - probe cone for 310320 and 330-1 | TESTO INC. | 0554 0168 | 43.35 | 43.35 | Y | 43.35 | 43.35 | 43.35
05540226 | 10510 | 1 | 134425 | Testo carbon monoxide sensorfor 325 kits | TESTO INC. | 0554 0226 | 186.15 | 186.15 | N | 186.15 | 186.15 | 186.15
05540568 | 173042 | 1 | 134425 | Testo spare printer paper | TESTO INC. | 0554 0568 | 28.6 | 31.2 | Y | 28.6 | 31.2 | 31.2
05541096 | 10510 | 1 | 134425 | Replacement Charger 330-2 | TESTO INC. | 0554 1096 | 64.6 | 76.5 | N | 64.6 | 76.5 | 76.5
05543385 | 10510 | 1 | 187617 | 0554.3385 | NOT ON FILE | 0554.3385 | 0 | 0 | N | 0 | 0 | 0
0560 6054 | 10510 | 1 | 134425 | Testo 605-H2 humidity stickRH/temp/wet b | TESTO INC. | 0560 6054 | 94.38 | 94.38 | Y | 94.38 | 94.38 | 94.38
05601410 | 10510 | 6 | 134425 | Testo vane anemometersmart probe 410i | TESTO INC. | 0560 1410 | 77.35 | 77.35 | Y | 77.35 | 77.35 | 77.35
05601410 | 175891 | 2 | 134425 | Testo vane anemometersmart probe 410i | TESTO INC. | 0560 1410 | 77.35 | 77.35 | Y | 77.35 | 77.35 | 77.35
05630002 | 10510 | 5 | 134425 | Testo refrigeration smartprobe set 2 x 5 | TESTO INC. | 0563 0002 | 244.514 | 244.514 | Y | 244.514 | 244.514 | 244.514
05630510 | 10510 | 2 | 134425 | Testo differential pressureplus velocity | TESTO INC. | 0563 0510 | 138.7044 | 142.4662 | Y | 138.7044 | 142.4662 | 142.4662
0564300283 | 173042 | 1 | 134425 | Testo Analyzer 300 seriesHard Case with | TESTO INC. | 0564 3002 83 | 0 | 1338.35 | N | 0 | 1338.35 | 1338.35
06020644 | 10510 | 3 | 134425 | Testo 32 thermocouple for830-T2 IR (type | TESTO INC. | 0602 0644 | 16.459 | 16.459 | Y | 16.459 | 16.459 | 16.459
06020644 | 175891 | 1 | 134425 | Testo 32 thermocouple for830-T2 IR (type | TESTO INC. | 0602 0644 | 16.459 | 16 | N | 16.459 | 16.459 | 16.459
060B2007 | 175891 | 1 | 134179 | ab0284 | NEUCO INC. | 060B2007 | 145.52 | 145.52 | N | 145.52 | 145.52 | 145.52
060H64702 | 10008 | 2 | 133921 | HONEYWELL/SENSOTEC LOAD CELL 20,000 LBS | HONEYWELL INTERNATIONAL ECC US (HOFS) | 060-H647-02 | 1811 | 1811 | N | 1811 | 1811 | 1811
06132 | 10510 | 20 | 134573 | 3M black 3/4" x 66' Elec Tape | ZORO TOOLS, INC. | 06132 | 10.49 | 6.9207 | Y | 10.49 | 6.9207 | 10.49
064982004K | 175891 | 1 | 133472 | ASCO COIL W/72INCH LEAD 120VAC | ASCO L.P. | 064982-004-K* | 232.47 | 239.85 | N | 232.47 | 239.85 | 239.85
064982009D | 10510 | 1 | 133472 | Asco 24/60 VAC coil forAsco valves | ASCO L.P. | 064982-009-D | 64.89 | 64.89 | N | 64.89 | 64.89 | 64.89
070 | 10510 | 15 | 187617 | Tekmar outdoor sensor 10K-2 | NOT ON FILE | 070 | 28.1352 | 27.5546 | Y | 28.1352 | 27.5546 | 28.1352
070 | 175891 | 3 | 187617 | Tekmar outdoor sensor 10K-2 | NOT ON FILE | 070 | 28.1352 | 19.6811 | Y | 28.1352 | 27.5546 | 28.1352
071 | 10510 | 35 | 175077 | Tekmar universal sensor 10K-2 | FLUID INDUSTRIAL ASSOC. | 071 | 25.19 | 25.0408 | Y | 25.19 | 25.0408 | 25.19
071 | 175891 | 4 | 175077 | Tekmar universal sensor 10K-2 | FLUID INDUSTRIAL ASSOC. | 071 | 25.19 | 24.8802 | Y | 25.19 | 25.0408 | 25.19
07133 | 166559 | 1 | 134496 | 07133 FOR A35 SERIES FILTERS | VERIS INDUSTRIES LLC. | 07133 | 24 | 24 | N | 24 | 24 | 24
071598 | 10510 | 2 | 164298 | Bacharach PCA white filterreplacement (s | MSA Safety Sales, LLC | 07-1598 | 26.804 | 26.804 | Y | 26.804 | 26.804 | 26.804
071644 | 10510 | 2 | 164298 | Bacharach 20 micron filterelement for mo | MSA Safety Sales, LLC | 07-1644 | 25.783 | 25.783 | Y | 25.783 | 25.783 | 25.783
072 | 10510 | 51 | 187634 | Tekmar slab sensor 20 foot(6 meter) wire | SONTAG & ASSOCIATES, TEKMAR | 072 | 73.8 | 76.2557 | Y | 73.8 | 76.2557 | 76.2557
07341 | 10510 | 6 | 134384 | 07341 FOR 8005-8010 DRYERS | INDUSTRIAL TECHNOLOGIES & SERVICES AMERICAS, INC | 07341 | 14.4 | 14.0233 | Y | 14.4 | 14.4 | 14.4
07341 | 166553 | 3 | 134384 | 07341 FOR 8005-8010 DRYERS | INDUSTRIAL TECHNOLOGIES & SERVICES AMERICAS, INC | 07341 | 14.4 | 14.4 | N | 14.4 | 14.4 | 14.4
07342 | 166553 | 1 | 134496 | 07342 FOR 8015-8035 DRYERS | VERIS INDUSTRIES LLC. | 07342 | 10.5 | 10.5 | N | 10.5 | 10.5 | 10.5
076 | 10510 | 16 | 187634 | 076 | SONTAG & ASSOCIATES, TEKMAR | 076 | 34.2 | 35.474 | Y | 34.2 | 35.474 | 35.474
076 | 175891 | 2 | 187634 | 076 | SONTAG & ASSOCIATES, TEKMAR | 076 | 34.2 | 32.28 | N | 34.2 | 35.474 | 35.474
0780004 | 175891 | 1 | 134179 | WATTS 500-12-1/2" FLOAT VALVE | NEUCO INC. | 0780004 | 40.04 | 40.0423 | N | 40.04 | 40.0423 | 40.0423
07F.80 | 175883 | 6 | 193711 | Pressure Compensation Device | Finder | 07F.80 | 0 | 21.48 | N | 0 | 21.48 | 21.48
08006676470560 | 166561 | 0 | 168885 | S70 Dome O-ring Buna | Bray Commercial Division | 080066-76470560 | 3.11 | 0 | N | 3.11 | 0 | 3.11
08024V1819 | 175888 | 3 | 150629 | 080 LAMP 24V INCOND | NEWARK ELECTRONICS | 08024V1819 | 0.848 | 0.848 | N | 0.848 | 0.848 | 0.848
0804 | 10510 | 284 | 134507 | 1/4-20 X 5/16" Swivel Ball Joint 27518 | VALLEY TOOL & DESIGN INC | 0804 | 1.8 | 1.8 | Y | 1.8 | 1.8 | 1.8
0804 | 166553 | 63 | 134507 | 1/4-20 X 5/16" Swivel Ball Joint 27518 | VALLEY TOOL & DESIGN INC | 0804 | 1.8 | 1.7995 | Y | 1.8 | 1.8 | 1.8
0804 | 166557 | 20 | 134507 | 1/4-20 X 5/16" Swivel Ball Joint 27518 | VALLEY TOOL & DESIGN INC | 0804 | 1.8 | 1.8 | Y | 1.8 | 1.8 | 1.8
0804 | 166559 | 114 | 134507 | 1/4-20 X 5/16" Swivel Ball Joint 27518 | VALLEY TOOL & DESIGN INC | 0804 | 1.8 | 1.7487 | Y | 1.8 | 1.8 | 1.8
0804 | 166560 | 58 | 134507 | 1/4-20 X 5/16" Swivel Ball Joint 27518 | VALLEY TOOL & DESIGN INC | 0804 | 1.8 | 1.8 | Y | 1.8 | 1.8 | 1.8
0804 | 166561 | 115 | 134507 | 1/4-20 X 5/16" Swivel Ball Joint 27518 | VALLEY TOOL & DESIGN INC | 0804 | 1.8 | 1.7999 | Y | 1.8 | 1.8 | 1.8
0804 | 175888 | 100 | 134507 | 1/4-20 X 5/16" Swivel Ball Joint 27518 | VALLEY TOOL & DESIGN INC | 0804 | 1.8 | 1.8 | Y | 1.8 | 1.8 | 1.8
0804 | 175890 | 30 | 134507 | 1/4-20 X 5/16" Swivel Ball Joint 27518 | VALLEY TOOL & DESIGN INC | 0804 | 1.8 | 1.8 | Y | 1.8 | 1.8 | 1.8
0804 | 175891 | 591 | 134507 | 1/4-20 X 5/16" Swivel Ball Joint 27518 | VALLEY TOOL & DESIGN INC | 0804 | 1.8 | 1.2184 | N | 1.8 | 1.8 | 1.8
08049 | 10008 | 3 | 134078 | 08049 D.D. MOTOR MOUNT KIT FOR 9" & | MARS MOTORS & ARMATURES INC | 08049 | 20.2267 | 20.2267 | N | 20.2267 | 20.2267 | 20.2267
0805 | 175891 | 112 | 134507 | BALL JOINT 5/16 -24X41/64 | VALLEY TOOL & DESIGN INC | 0805 | 2.02 | 2.0107 | Y | 2.02 | 2.0107 | 2.02
080500 | 173042 | 1 | 175127 | MOTOR WHEEL | GEORGE T. WILKINSON, INC. | 080500 | 250.45 | 218.95 | N | 250.45 | 218.95 | 250.45
0807 | 175891 | 2 | 134507 | 1/4-28x7/16" BALL JOINT | VALLEY TOOL & DESIGN INC | 0807 | 1.8 | 1.8 | N | 1.8 | 1.8 | 1.8
0813 | 166559 | 1 | 134179 | CONTROL SWIVEL (BALL JIONT) | NEUCO INC. | 0813 | 4 | 4 | N | 4 | 4 | 4
0825S | 10510 | 4 | 187620 | Parker Gold Label filter-drier5/16 sweat | PARKER HANNIFIN | 0825S | 9.009 | 8.9567 | Y | 9.009 | 9.009 | 9.009
0825S | 175891 | 2 | 187620 | Parker Gold Label filter-drier5/16 sweat | PARKER HANNIFIN | 0825S | 9.009 | 9.009 | N | 9.009 | 9.009 | 9.009
082F1111 | 175890 | 6 | 176608 | RA2000 ModVlvAct 0-10vdc | ALB INDUSTRIAL SUPPLIES INC | 082F1111 | 132.6 | 145.52 | Y | 132.6 | 145.52 | 145.52
0830YSOGO | 175888 | 2 | 177107 | 1 INCH GATE VALVE CLASS 300 FLANGED | THE NEWDELL COMPANY | 0830YSOGO | 79.6687 | 79.6687 | N | 79.6687 | 79.6687 | 79.6687
0839831 | 175891 | 1 | 134179 | 252A-3/4" 10/50#Out SteamReg | NEUCO INC. | 0839831 | 1797.38 | 1797.38 | N | 1797.38 | 1797.38 | 1797.38
08551 | 10006 | 2 | 134078 | ECM Repair Kit | MARS MOTORS & ARMATURES INC | 08551 | 17.89 | 17.89 | N | 17.89 | 17.89 | 17.89
088H-3110 | 10510 | 8 | 187612 | Danfoss valve actuator | BERNARD J. MULCAHY CO.,INC. | 088H-3110 | 51.06 | 50.9884 | Y | 51.06 | 50.9884 | 51.06
088H3111 | 10510 | 1 | 187612 | 24VLT N/O ACTR | BERNARD J. MULCAHY CO.,INC. | 088H3111 | 50.763 | 47.8815 | N | 50.763 | 47.8815 | 50.763
090 | 10008 | 0 | 134074 | Tekmar snow/ice sensor 65 ft.(20m) wire | LUNDQUIST SALES, INC. | 090 | 578.36 | 617.71 | N | 578.36 | 617.71 | 617.71
090 | 10510 | 7 | 187634 | Tekmar snow/ice sensor 65 ft.(20m) wire | SONTAG & ASSOCIATES, TEKMAR | 90 | 578.36 | 578.36 | Y | 578.36 | 617.71 | 617.71
0901116AUEACH | 166559 | 10 | 133921 | V5011/V5013 Valve Stem Button EA | HONEYWELL INTERNATIONAL ECC US (HOFS) | Internal BCS Item ID | 3.94 | 3.9419 | N | 3.94 | 3.9419 | 3.9419
091 | 10008 | 0 | 134074 | Tekmar snow/ice sensorsocket | LUNDQUIST SALES, INC. | TEKMAR 091 | 128.06 | 150.45 | N | 128.06 | 150.45 | 150.45
091 | 10510 | 3 | 187634 | Tekmar snow/ice sensorsocket | SONTAG & ASSOCIATES, TEKMAR | 91 | 128.06 | 128.83 | Y | 128.06 | 150.45 | 150.45
093.00.020U | 175883 | 3 | 193711 | Masterinterface Cable 6.5ft | Finder | 093.00.020U | 0 | 30.78 | N | 0 | 30.78 | 30.78
093.16 | 175883 | 10 | 193711 | 16-way Jumper Link For 39 Series (blue) | Finder | 093.16 | 0 | 1.11 | N | 0 | 1.11 | 1.11
093.16.0 | 175883 | 10 | 193711 | 16-way Jumper Link For 39 Series (black) | Finder | 093.16.0 | 0 | 1.11 | N | 0 | 1.11 | 1.11
093.16.1 | 175883 | 10 | 193711 | 16-way Jumper Link For 39 Series (red) | Finder | 093.16.1 | 0 | 1.11 | N | 0 | 1.11 | 1.11
093.60 | 175883 | 20 | 193711 | Plastic Seperator Plate For 39 Series | Finder | 093.60 | 0 | 0.65 | N | 0 | 0.65 | 0.65
093.62 | 175883 | 20 | 193711 | Terminal Doubler For 39 Series Push-in T | Finder | 093.62 | 0 | 1.18 | N | 0 | 1.18 | 1.18
093.63.0.024 | 175883 | 10 | 193711 | output Fuse Module For 39 Series 12-24v | Finder | 093.63.0.024 | 0 | 3.24 | N | 0 | 3.24 | 3.24
093.63.8.230 | 175883 | 10 | 193711 | output Fuse Module For 39 Series 110 - 2 | Finder | 093.63.8.230 | 0 | 3.53 | N | 0 | 3.53 | 3.53
093.68.14.1 | 175883 | 3 | 193711 | Masteradapter For 8 Masterinterface Modu | Finder | 093.68.14.1 | 0 | 13.83 | N | 0 | 13.83 | 13.83
094.91.3 | 175883 | 18 | 193711 | Plastic Ejector/retaining Clip For 94.02 | Finder | 094.91.3 | 0 | 0.21 | N | 0 | 0.21 | 0.21
095.18 | 175883 | 5 | 193711 | 8-way Jumper Link For 48 & 4c Series / 9 | Finder | 095.18 | 0 | 1.18 | N | 0 | 1.18 | 1.18
097.01 | 175883 | 18 | 193711 | Plastic Ejector/retaining Clip For 97.01 | Finder | 097.01 | 0 | 0.21 | N | 0 | 0.21 | 0.21
097.71 | 175883 | 20 | 193711 | Metal Retaining Clip For 97.01& 97.02 So | Finder | 097.71 | 0 | 0.12 | N | 0 | 0.12 | 0.12
099257002D | 10510 | 1 | 133472 | 099257-002-D*ASC | ASCO L.P. | 099257-002-D | 235.34 | 145.795 | Y | 235.34 | 235.34 | 235.34
099257002D | 175891 | 1 | 133472 | 099257-002-D*ASC | ASCO L.P. | 099257-002-D | 235.34 | 235.34 | N | 235.34 | 235.34 | 235.34
099257008D | 166553 | 1 | 134179 | 24v 20watt coil | NEUCO INC. | 099257-008-D | 158.17 | 158.17 | N | 158.17 | 158.17 | 158.17
0ESMOKETEST | 10008 | 12 | 133359 | Aerosol Smoke Detector Tester | ADI | 0E-SMOKETEST | 0 | 8.5 | Y | 0 | 8.5 | 8.5
0T1012 | 173042 | 1 | 134393 | 1/4" X 250 TWIN PNEUMATIC TUBING | STROMQUIST & COMPANY, INC. | 0-T1012 | 54.03 | 54.03 | N | 54.03 | 54.03 | 54.03
1.6099E+11 | 10008 | 9 | 133824 | Terminal Marker Card 91-100 | FASTER CABLE, INC. | 1609900000-10 | 1.5 | 1.5 | N | 1.5 | 1.5 | 1.5
1/2 CLOSED SNAP BUSHING | 175883 | 70 | 134179 | Nylon Snap in Cable Hose Bushing | NEUCO INC. | 1/2 CLOSED SNAP BUSHING | 0 | 0.177 | N | 0 | 0.177 | 0.177
1/2 OPENED SNAP BUSHING | 175883 | 120 | 134179 | Nylon Snap in Cable Hose Bushing | NEUCO INC. | 1/2 OPENED SNAP BUSHING | 0 | 0.2993 | N | 0 | 0.2993 | 0.2993
10-604-10 | 10510 | 7 | 177052 | 3/4" FNPT Inlet X 3/4" FNPT 50PSI | AALBERTS IPS AMERICAS,INC | 10-604-10 | 123.78 | 110.1814 | Y | 123.78 | 110.1814 | 123.78
10-615-05 | 10510 | 1 | 134179 | 1" Female NPT Inlet X 1 1/4" Female NPT | NEUCO INC. | 10-615-05 | 222.8 | 192.35 | N | 222.8 | 192.35 | 222.8
100 | 166561 | 3 | 168979 | TEST PLUG 1/4" NPT X 1 1/2" | PACKAGED SYSTEMS INC. | 100 | 6.62 | 6.62 | N | 6.62 | 6.62 | 6.62
10001 | 10510 | 27 | 134030 | Harris Stay Brite 1# solder1/8 SB61 | THE HARRIS PRODUCTS GROUP | 10001 | 49.84 | 49.476 | Y | 49.84 | 49.476 | 49.84
10001 | 175891 | 4 | 134030 | Harris Stay Brite 1# solder1/8 SB61 | THE HARRIS PRODUCTS GROUP | 10001 | 49.84 | 32.3627 | Y | 49.84 | 49.476 | 49.84
10009 | 10510 | 15 | 134030 | Harris stay brite solder #8(coiled) SB86 | THE HARRIS PRODUCTS GROUP | 10009 | 64.0818 | 62.8606 | Y | 64.0818 | 62.8606 | 64.0818
10009 | 175891 | 3 | 134030 | Harris stay brite solder #8(coiled) SB86 | THE HARRIS PRODUCTS GROUP | 10009 | 64.0818 | 41.6695 | Y | 64.0818 | 62.8606 | 64.0818
10041C | 175891 | 4 | 134078 | MARS TRANSFORMER, 24VAC, 100VA | MARS MOTORS & ARMATURES INC | 10041C | 45.45 | 45.4471 | N | 45.45 | 45.4471 | 45.45
10043 | 10510 | 5 | 133997 | Robertshaw orifice .014 1890universal | ROBERTSHAW CONTROLS COMPANY | 10-043 | 3.199 | 3.199 | N | 3.199 | 3.199 | 3.199
10044401 | 10510 | 1 | 176765 | Chandler defrost heater(refrigeration) | HEATCRAFT REFRIGERATION PRODUCTS LLC | 10044401 | 57.422 | 57.422 | Y | 57.422 | 57.422 | 57.422
100509GY | 166559 | 34 | 168846 | 50Ft Cat.5e Snagless Patch Cable GR | BestLinkNetware.com | 100509GY | 5.6057 | 5.6057 | Y | 5.6057 | 5.6057 | 5.6057
100NFI | 10510 | 3 | 187612 | B&G 100IB 1/12HP ironcirculator 110V 106 | BERNARD J. MULCAHY CO.,INC. | 106189 | 441.6 | 422.72 | Y | 441.6 | 422.72 | 441.6
100NFI | 175891 | 2 | 187558 | B&G 100IB 1/12HP ironcirculator 110V 106 | <<USE ACCT#187612>> BELL & GOSSETT | 100NFI | 441.6 | 326.4 | Y | 441.6 | 422.72 | 441.6
100RB2S2 | 10510 | 1 | 134565 | Alco 1/4 refrig solenoid NC2 way 1.27 to | COPELAND COMFORT CONTROL LP | 100RB2S2 | 26.902 | 35.81 | Y | 26.902 | 35.81 | 35.81
100RB2S2 | 175891 | 1 | 134565 | Alco 1/4 refrig solenoid NC2 way 1.27 to | COPELAND COMFORT CONTROL LP | 100RB2S2 | 26.902 | 20.49 | N | 26.902 | 35.81 | 35.81
100XL | 166553 | 22 | 168979 | 1/4"x3" Test Plug, Neoprene, cap lan | PACKAGED SYSTEMS INC. | 100XL | 11.66 | 11.657 | Y | 11.66 | 11.657 | 11.66
100XL | 166559 | 4 | 168979 | 1/4"x3" Test Plug, Neoprene, cap lan | PACKAGED SYSTEMS INC. | 100XL | 11.66 | 8.9283 | N | 11.66 | 11.657 | 11.66
100XL | 166561 | 11 | 168979 | 1/4"x3" Test Plug, Neoprene, cap lan | PACKAGED SYSTEMS INC. | 100XL | 11.66 | 8.91 | N | 11.66 | 11.657 | 11.66
100XL8150 | 175888 | 36 | 133540 | 3/4 AUTO T&P VALVE | WATTS REGULATOR CO | 100XL8150 | 7.3 | 7.3 | N | 7.3 | 7.3 | 7.3
100XL8150 | 175891 | 2 | 133540 | 3/4 AUTO T&P VALVE | WATTS REGULATOR CO | 100XL8150 | 7.3 | 7.3 | N | 7.3 | 7.3 | 7.3
101007 | 175891 | 5 | 176752 | 1 1/2 FLANGES (PAIR) | HYDRO-FLO PRODUCTS INC | 101007 | 9.98 | 9.822 | N | 9.98 | 9.822 | 9.98
1010100000 | 10008 | 272 | 133824 | Weidmuller, 26-10AWG G/Y Grnd Block | FASTER CABLE, INC. | 1010100000 | 2.8 | 2.8028 | N | 2.8 | 2.8028 | 2.8028
10102 | 175883 | 3 | 193716 | AC to AC Wall Adapter Transformer 24 Vol | Jameco Electronics | 10102 | 0 | 12.6795 | N | 0 | 12.6795 | 12.6795
1010205 | 10510 | 3 | 177052 | 3/4x1" pressure relief valve | AALBERTS IPS AMERICAS,INC | 10-102-05 | 39.821 | 58.28 | Y | 39.821 | 58.28 | 58.28
1010300000 | 10008 | 105 | 133824 | Green/Yellow Terminal, Ground Block | FASTER CABLE, INC. | 1010300000 | 6.6004 | 6.6004 | N | 6.6004 | 6.6004 | 6.6004
1010405 | 10510 | 1 | 177052 | Conbraco 3/4M x 1 F reliefvalve, hot wat | AALBERTS IPS AMERICAS,INC | 10-104-05 | 45.828 | 45.828 | Y | 45.828 | 45.828 | 45.828
1010FY | 10510 | 2 | 168958 | Anaconda 1-1/8vibration elimwith female | Monti And Associates Inc. | 1010FY | 22.819 | 22.8087 | Y | 22.819 | 22.8087 | 22.819
101231 | 10510 | 2 | 187612 | Bell & Gossett 3/4 NPT flangecomb isolat | BERNARD J. MULCAHY CO.,INC. | 101231 | 40.087 | 40.087 | Y | 40.087 | 40.087 | 40.087
101232 | 10510 | 2 | 187612 | Bell & Gossett 1 NPT flangecomb isolatio | BERNARD J. MULCAHY CO.,INC. | 101232 | 24.95 | 24.95 | Y | 24.95 | 24.95 | 24.95
101233 | 10510 | 4 | 187612 | Bell & Gossett 1-1/4 NPT flancomb isolat | BERNARD J. MULCAHY CO.,INC. | 101233 | 31.44 | 31.44 | Y | 31.44 | 31.44 | 31.44
101531 | 175891 | 2 | 176742 | 1/4INMX1/4INF T-HNDL BALL VALVE | LEGEND VALVE & FITTING INC | 101531 | 5.4264 | 5.4264 | Y | 5.4264 | 5.4264 | 5.4264
101934F32 | 10510 | 8 | 134565 | ITT General 32 spade clipgenerator | COPELAND COMFORT CONTROL LP | 101934F32 | 34.29 | 33.0034 | Y | 34.29 | 33.0034 | 34.29
101A | 10510 | 2 | 176780 | McDonnell 169400 elec. waterfeeder | XYLEM, INC (M&M) | 101A | 338.97 | 338.97 | Y | 338.97 | 338.97 | 338.97
1020100000 | 10008 | 389 | 133824 | Beige Terminal, Din Rail Mount | FASTER CABLE, INC. | 1020100000 | 0.562 | 0.56195 | N | 0.562 | 0.56195 | 0.562
1020180000 | 10008 | 177 | 133824 | Blue Terminal, Din Rail Mount | FASTER CABLE, INC. | 1020180000 | 0.5642 | 0.56418 | N | 0.5642 | 0.56418 | 0.5642
1020300000 | 10008 | 17 | 133824 | WDU10 Terminal, Beige | FASTER CABLE, INC. | 1020300000 | 2.56 | 2.56 | N | 2.56 | 2.56 | 2.56
1020310000 | 10008 | 120 | 133824 | Black Terminal, Din Rail Mount | FASTER CABLE, INC. | 1020310000 | 2.99 | 2.9877 | N | 2.99 | 2.9877 | 2.99
1020340000 | 10008 | 8 | 133824 | Terminal Block, Red | FASTER CABLE, INC. | 1020340000 | 2.99 | 2.99 | N | 2.99 | 2.99 | 2.99
1020360000 | 10008 | 24 | 133824 | Terminal Block, Orange | FASTER CABLE, INC. | 1020360000 | 2.99 | 2.99 | N | 2.99 | 2.99 | 2.99
1020NC | 173042 | 23 | 168859 | BRAEBURN THERMOSTAT | *DO NOT USE* Paid with Divvy Card | 1020NC | 15 | 15 | N | 15 | 15 | 15
102A | 10008 | 1 | 176391 | 3 Phase Voltage Monitor/ 190-480 | EQUIPTEX INDUSTRIAL PRODUCTS CORP-PF | 102A | 124.23 | 124.23 | N | 124.23 | 124.23 | 124.23
1036760000 | 10008 | 346 | 133824 | Orange Terminal, Din Rail Mount | FASTER CABLE, INC. | 1036760000 | 0.5601 | 0.56005 | N | 0.5601 | 0.56005 | 0.5601
1037800000 | 10008 | 2 | 133824 | Gray Terminal, Din Rail Mount | FASTER CABLE, INC. | 1037800000 | 0.56 | 0.56 | N | 0.56 | 0.56 | 0.56
1037810000 | 10008 | 412 | 133824 | Brown Terminal, Din Rail Mount | FASTER CABLE, INC. | 1037810000 | 0.5615 | 0.56146 | N | 0.5615 | 0.56146 | 0.5615
1037820000 | 10008 | 525 | 133824 | Violet Terminal, Din Rail Mount | FASTER CABLE, INC. | 1037820000 | 0.7555 | 0.75548 | N | 0.7555 | 0.75548 | 0.7555
1039746 | 10008 | 4 | 133358 | CO Detector Plug-In Alarm Dipslay | ADEMCO, INC. (Resideo) | 1039746 | 31.84 | 31.84 | Y | 31.84 | 31.84 | 31.84
1040705 | 10510 | 12 | 177052 | CONBRACO RELIEF VALVE | AALBERTS IPS AMERICAS,INC | 10-407-05 | 21.24 | 22.1282 | Y | 21.24 | 22.1282 | 22.1282
1040805 | 10510 | 11 | 177052 | 3/4" Female NPT Inlet X 3/4" Female NPT | AALBERTS IPS AMERICAS,INC | 10-408-05 | 22.535 | 25.0735 | Y | 22.535 | 25.0735 | 25.0735
1041815 | 175891 | 4 | 134179 | 3/4" Female NPT Inlet X 3/4" Female NPT | NEUCO INC. | 10-418-15 | 0 | 28.16 | Y | 0 | 28.16 | 28.16
10466 | 10008 | 2 | 134078 | MARS Rescue Motor PSC 115 vac | MARS MOTORS & ARMATURES INC | 10466 | 87.17 | 97.045 | Y | 87.17 | 97.045 | 97.045
104A | 175891 | 6 | 176742 | 1/8 THRD BRASS UNION | LEGEND VALVE & FITTING INC | 104A | 11.8798 | 11.8798 | Y | 11.8798 | 11.8798 | 11.8798
1050 | 166560 | 2 | 168955 | Ball Valve, 1/4in NPT, FXF | Miljoco (do not use) | 1050 | 8 | 3.7173 | N | 8 | 8 | 8
1050 | 166561 | 12 | 134217 | Ball Valve, 1/4in NPT, FXF | OSLIN NATION CO. | 1050 | 8 | 8 | Y | 8 | 8 | 8
1050180000 | 10008 | 11 | 133824 | Blue Plate, Partition | FASTER CABLE, INC. | 1050180000 | 1.0356 | 1.0356 | N | 1.0356 | 1.0356 | 1.0356
1050A1 | 10510 | 1 | 150629 | NEW red light assembly 120V(snap-in) | NEWARK ELECTRONICS | 1050A1 | 2.0295 | 4.04 | Y | 2.0295 | 4.04 | 4.04
1050A1 | 175891 | 7 | 150629 | NEW red light assembly 120V(snap-in) | NEWARK ELECTRONICS | 1050A1 | 2.0295 | 2.0254 | Y | 2.0295 | 4.04 | 4.04
1050A3 | 10510 | 1 | 150629 | NEW amber light assembly120V | NEWARK ELECTRONICS | 1050A3 | 2.638 | 4.06 | Y | 2.638 | 4.06 | 4.06
1050A3 | 175891 | 4 | 150629 | NEW amber light assembly120V | NEWARK ELECTRONICS | 1050A3 | 2.638 | 2.462 | Y | 2.638 | 4.06 | 4.06
1050A4 | 10510 | 88 | 187615 | NEW white light assembly120V | (DO NOT USE) NEWARK ELEMENT 14 | 1050A4 | 1.832 | 1.832 | Y | 1.832 | 1.832 | 1.832
1050A4 | 175891 | 4 | 187615 | NEW white light assembly120V | (DO NOT USE) NEWARK ELEMENT 14 | 1050A4 | 1.832 | 1.6995 | Y | 1.832 | 1.832 | 1.832
1050QC1 | 10510 | 15 | 187615 | NEW red light assembly120V 3/16 spade | (DO NOT USE) NEWARK ELEMENT 14 | 1050QC1 | 2.63 | 2.5917 | Y | 2.63 | 2.6345 | 2.6345
1050QC1 | 175891 | 7 | 187615 | NEW red light assembly120V 3/16 spade | (DO NOT USE) NEWARK ELEMENT 14 | 1050QC1 | 2.63 | 2.6345 | Y | 2.63 | 2.6345 | 2.6345
1050QC3 | 10510 | 9 | 187615 | NEW amber light assembly120V 3/16 spade | (DO NOT USE) NEWARK ELEMENT 14 | 1050QC3 | 2.309 | 1.88 | Y | 2.309 | 1.88 | 2.309
1052A5 | 10510 | 14 | 150629 | NEW green light assembly120V CDS | NEWARK ELECTRONICS | 1052A5 | 3.219 | 6.7604 | Y | 3.219 | 6.7604 | 6.7604
1052A5 | 175891 | 6 | 150629 | NEW green light assembly120V CDS | NEWARK ELECTRONICS | 1052A5 | 3.219 | 3.219 | Y | 3.219 | 6.7604 | 6.7604
1052A6 | 175891 | 5 | 187615 | NEW blue light assembly 120VCDS | (DO NOT USE) NEWARK ELEMENT 14 | 1052A6 | 3.35 | 3.0824 | Y | 3.35 | 3.0824 | 3.35
10531 | 10008 | 4 | 133761 | 10-531 DECORATIVE TSTAT ADAPTOR | DISTRIBUTE NORTH AMERICA, LLC. | 10-531 | 11.595 | 11.595 | N | 11.595 | 11.595 | 11.595
105D-77 | 166561 | 0 | 192860 | Carbon Monoxied 100PPM | RAMP | 105D-77 | 109.44 | 0 | N | 109.44 | 0 | 109.44
105DS-62 | 166561 | 0 | 192860 | Carbon Monoxide 50PPM | RAMP | 105DS-62 | 109.44 | 0 | N | 109.44 | 0 | 109.44
10602 LEVER WIRE CONNECTOR 2 | 175883 | 170 | 134179 | Compact Splicing Connectors 2 Conductor | NEUCO INC. | 10602 LEVER WIRE CONNECTOR 2 | 0 | 0.0986 | N | 0 | 0.0986 | 0.0986
10603 LEVER WIRE CONNECTOR 3 | 175883 | 385 | 134179 | Compact Splicing Connectors 3 Conductor | NEUCO INC. | 10603 LEVER WIRE CONNECTOR 3 | 0 | 0.1639 | N | 0 | 0.1639 | 0.1639
10604 LEVER WIRE CONNECTOR 4 | 175883 | 210 | 134179 | Compact Splicing Connectors 4 Conductor | NEUCO INC. | 10604 LEVER WIRE CONNECTOR 4 | 0 | 0.1694 | N | 0 | 0.1694 | 0.1694
10605 LEVER WIRE CONNECTOR 5 | 175883 | 405 | 134179 | Compact Splicing Connectors 5 Conductor | NEUCO INC. | 10605 LEVER WIRE CONNECTOR 5 | 0 | 0.2313 | N | 0 | 0.2313 | 0.2313
1060505 | 10510 | 7 | 177101 | VALVE,REL,1 INCH,30PSI,BRZ | APOLLO VALVES | 1060505 | 183.6336 | 180.1931 | Y | 183.6336 | 180.1931 | 183.6336
1060510 | 10510 | 1 | 177052 | CONBRACO SAFETY RELIEF 1X1 50# | AALBERTS IPS AMERICAS,INC | 10-60-510 | 140.92 | 201.43 | Y | 140.92 | 201.43 | 201.43
1060510 | 175891 | 1 | 177101 | CONBRACO SAFETY RELIEF 1X1 50# | APOLLO VALVES | 10-60-510 | 140.92 | 140.92 | N | 140.92 | 201.43 | 201.43
1060605 | 10510 | 3 | 177052 | Conbraco 30# 1-1/4x 1-1/4relief valve, h | AALBERTS IPS AMERICAS,INC | 10-606-05 | 304.645 | 292.32 | Y | 304.645 | 292.32 | 304.645
1060610 | 10510 | 2 | 177052 | Conbraco 50# 1 1/4F X 1 1/4FRelief Valve | AALBERTS IPS AMERICAS,INC | 10-606-10 | 290.2775 | 290.2775 | Y | 290.2775 | 290.2775 | 290.2775
1060705 | 10510 | 1 | 177052 | 1-1/2IN x 1-1/2IN Set:30PSI RELF. VLV. | AALBERTS IPS AMERICAS,INC | 1060705 | 402.59 | 325.6525 | Y | 402.59 | 325.6525 | 402.59
10608 LEVER WIRE CONNECTOR 8 | 175883 | 80 | 134179 | Compact Splicing Connectors 8 Conductor | NEUCO INC. | 10608 LEVER WIRE CONNECTOR 8 | 0 | 0.354 | N | 0 | 0.354 | 0.354
1060805 | 10510 | 1 | 177052 | Conbraco 30# 2F X 2FRelief Valve, Hot W | AALBERTS IPS AMERICAS,INC | 10-608-05 | 629.085 | 700.17 | Y | 629.085 | 700.17 | 700.17
1060805 | 175891 | 2 | 187570 | Conbraco 30# 2F X 2FRelief Valve, Hot W | (DO NOT USE) CONBRACO INDUSTRIES, INC. | 10-608-05 | 629.085 | 559.4575 | Y | 629.085 | 700.17 | 700.17
1061200000 | 10008 | 2 | 133824 | Terminal, End Stop | FASTER CABLE, INC. | 1061200000 | 1.43 | 1.43 | N | 1.43 | 1.43 | 1.43
1061605 | 10510 | 1 | 177052 | CONBRACO 1-1/4IN 30PSI REL VALVE | AALBERTS IPS AMERICAS,INC | 10-61-605 | 326.025 | 362.86 | Y | 326.025 | 362.86 | 362.86
1061605 | 175891 | 1 | 177101 | CONBRACO 1-1/4IN 30PSI REL VALVE | APOLLO VALVES | 10-61-605 | 326.025 | 290.29 | Y | 326.025 | 362.86 | 362.86
1061805 | 10510 | 1 | 177101 | 2 IN X 21/2 PRV SET AT 30PSI | APOLLO VALVES | 1061805 | 633.34 | 633.34 | N | 633.34 | 633.34 | 633.34
1061805 | 175891 | 1 | 177101 | 2 IN X 21/2 PRV SET AT 30PSI | APOLLO VALVES | 1061805 | 633.34 | 633.34 | Y | 633.34 | 633.34 | 633.34
10625 DIN RAIL TERMINAL BLOCKS | 175883 | 50 | 134179 | Universal Wiring Connector | NEUCO INC. | 10625 DIN RAIL TERMINAL BLOCKS | 0 | 0.5196 | N | 0 | 0.5196 | 0.5196
1064G5 | 173042 | 3 | 168859 | BUZZER 24/60 | *DO NOT USE* Paid with Divvy Card | 1064-G5 | 33.22 | 33.22 | N | 33.22 | 33.22 | 33.22
1068400000 | 175888 | 10 | 176413 | PANEL PART MULT OF 20 | AA ELECTRIC NJ INC | 1068400000 | 1.48 | 1.4808 | N | 1.48 | 1.4808 | 1.4808
10702 INLINE LEVER CONNECTOR | 175883 | 5 | 134179 | Compact Splicing Connectors | NEUCO INC. | 10702 INLINE LEVER CONNECTOR | 0 | 0.5762 | N | 0 | 0.5762 | 0.5762
10704 INLINE LEVER CONNECTOR | 175883 | 170 | 134179 | Compact Splicing Connectors | NEUCO INC. | 10704 INLINE LEVER CONNECTOR | 0 | 0.5762 | N | 0 | 0.5762 | 0.5762
10704.2 INLINE LEVER CONNECTOR (O/B) | 175883 | 157 | 134179 | Compact Splicing Connectors 4 Conductor | NEUCO INC. | 10704.2 INLINE LEVER CONNECTOR (O/B) | 0 | 0.2428 | N | 0 | 0.2428 | 0.2428
10706 INLINE LEVER CONNECTOR 6 (O/B) | 175883 | 165 | 134179 | Compact Splicing Connectors 6 Conductor | NEUCO INC. | 10706 INLINE LEVER CONNECTOR 6 (O/B) | 0 | 0.3462 | N | 0 | 0.3462 | 0.3462
107179808 | 175888 | 2 | 176909 | 24 vac,n/o Actuator,2pos | DAIKIN APPLIED | 107179808 | 75 | 75 | N | 75 | 75 | 75
107401NL | 10510 | 10 | 187611 | Mueller 1/4 Brass ball valveNo Lead WOG | MUELLER STREAMLINE CO. | 107-401NL | 4.127 | 3.9553 | Y | 4.127 | 3.9553 | 4.127
107401NL | 175891 | 19 | 187611 | Mueller 1/4 Brass ball valveNo Lead WOG | MUELLER STREAMLINE CO. | 107-401NL | 4.127 | 3.94 | Y | 4.127 | 3.9553 | 4.127
107402NL | 10510 | 17 | 187611 | Mueller 3/8 Brass ball v alveNo lead WOG | MUELLER STREAMLINE CO. | 107-402NL | 4.773 | 4.773 | Y | 4.773 | 4.773 | 4.773
107403NL | 10510 | 33 | 187611 | Mueller 1/2 Brass ball valveNo lead WOG | MUELLER STREAMLINE CO. | 107-403NL | 5.7497 | 5.7938 | Y | 5.7497 | 5.8 | 5.8
107403NL | 175891 | 14 | 187611 | Mueller 1/2 Brass ball valveNo lead WOG | MUELLER STREAMLINE CO. | 107-403NL | 5.7497 | 5.8 | Y | 5.7497 | 5.8 | 5.8
107404NL | 10510 | 4 | 187611 | Mueller 3/4 Brass ball valveNo Lead WOG | MUELLER STREAMLINE CO. | 107-404NL | 8.1407 | 8.1407 | Y | 8.1407 | 8.1407 | 8.1407
107404NL | 175891 | 4 | 187611 | Mueller 3/4 Brass ball valveNo Lead WOG | MUELLER STREAMLINE CO. | 107-404NL | 8.1407 | 8.109 | N | 8.1407 | 8.1407 | 8.1407
107405NL | 10510 | 7 | 187611 | Mueller 1 Brass Ball ValveNo Lead WOG NP | MUELLER STREAMLINE CO. | 107-405NL | 13.3 | 13.2536 | Y | 13.3 | 13.2536 | 13.3
107407NL | 10510 | 6 | 187611 | Mueller 1 1/2 Brass ball valveNo Lead WO | MUELLER STREAMLINE CO. | 107-407NL | 29.068 | 26.8424 | Y | 29.068 | 26.8424 | 29.068
107407NL | 175891 | 1 | 187611 | Mueller 1 1/2 Brass ball valveNo Lead WO | MUELLER STREAMLINE CO. | 107-407NL | 29.068 | 23.689 | N | 29.068 | 26.8424 | 29.068
107408NL | 10510 | 4 | 187611 | Mueller 2 Brass ball valveNo Lead WOG NP | MUELLER STREAMLINE CO. | 107-408NL | 37.71 | 37.71 | Y | 37.71 | 37.71 | 37.71
107408NL | 175891 | 1 | 187611 | Mueller 2 Brass ball valveNo Lead WOG NP | MUELLER STREAMLINE CO. | 107-408NL | 37.71 | 37.71 | Y | 37.71 | 37.71 | 37.71
107453NL | 10510 | 24 | 187611 | Mueller 1/2 Brass Ball ValveNo Lead WOG, | MUELLER STREAMLINE CO. | 107-453NL | 5.13 | 4.897 | Y | 5.13 | 4.897 | 5.13
107453NL | 175891 | 2 | 187611 | Mueller 1/2 Brass Ball ValveNo Lead WOG, | MUELLER STREAMLINE CO. | 107-453NL | 5.13 | 4.198 | Y | 5.13 | 4.897 | 5.13
107454NL | 10510 | 14 | 187611 | Mueller 3/4 Brass Ball ValveNo Lead WOG, | MUELLER STREAMLINE CO. | 107-454NL | 8.9 | 8.7373 | Y | 8.9 | 8.7373 | 8.9
107454NL | 175891 | 2 | 187611 | Mueller 3/4 Brass Ball ValveNo Lead WOG, | MUELLER STREAMLINE CO. | 107-454NL | 8.9 | 6.66 | Y | 8.9 | 8.7373 | 8.9
108016003450 | 173042 | 0 | 133602 | F680HD+2*AFBUP-X1 FC | BELIMO AIRCONTROLS (USA), INC | F680HD+2*AFBUP-X1 | 0 | 687.79 | N | 0 | 687.79 | 687.79
10828 | 10510 | 6 | 134573 | 3M 3/4 x 66' white electricaltape | ZORO TOOLS, INC. | 10828 | 7.67 | 7.65 | Y | 7.67 | 7.65 | 7.67
10850 | 10510 | 5 | 134078 | Mars - Azure 3.3 com refrigmotor | MARS MOTORS & ARMATURES INC | 10850 | 91.04 | 58.8129 | N | 91.04 | 58.8129 | 91.04
1090A128V | 10510 | 40 | 150629 | NEW red light assembly 28Vcds | NEWARK ELECTRONICS | 1090A1-28V | 7.58 | 7.5558 | Y | 7.58 | 7.5558 | 7.58
1090A328V | 10510 | 8 | 187615 | NEW amber light assembly 28VCDS | (DO NOT USE) NEWARK ELEMENT 14 | 1090A3-28V | 2.78 | 2.6113 | Y | 2.78 | 2.78 | 2.78
1090A328V | 175891 | 1 | 187615 | NEW amber light assembly 28VCDS | (DO NOT USE) NEWARK ELEMENT 14 | 1090A3-28V | 2.78 | 2.78 | Y | 2.78 | 2.78 | 2.78
1090A428V | 10510 | 3 | 187615 | NEW white light assembly 28VCDS | (DO NOT USE) NEWARK ELEMENT 14 | 1090A4-28V | 2.674 | 2.662 | Y | 2.674 | 2.662 | 2.674
1090A528V | 10510 | 2 | 187615 | NEW green light assembly 28VCDS | (DO NOT USE) NEWARK ELEMENT 14 | 1090A5-28V | 3.035 | 2.994 | Y | 3.035 | 2.994 | 3.035
1090QA128V | 10510 | 34 | 187615 | NEW red light assembly 28V3/16 spade con | (DO NOT USE) NEWARK ELEMENT 14 | 1090QA1-28V | 1.56 | 1.56 | N | 1.56 | 1.56 | 1.56
1090QA528V | 10510 | 100 | 150629 | NEW green light assembly 28V3/16 spade c | NEWARK ELECTRONICS | 1090QA5-28V | 4.36 | 6.01 | Y | 4.36 | 6.01 | 6.01
1092-PF-G | 173042 | 6 | 175058 | IGNITION TRANSFORMER | ALLANSON INC. | 1092-PF-G | 75.88 | 75.88 | Y | 75.88 | 75.88 | 75.88
10F0 | 173042 | 5 | 175088 | CARTRIDGE L/GASKET | JOMAR DISTRIBUTORS INC. | 10F0 | 4.11 | 4.11 | N | 4.11 | 4.11 | 4.11
10VS1 | 10510 | 4 | 187615 | Newark in-line filterelectronics line co | (DO NOT USE) NEWARK ELEMENT 14 | 10VS1 | 34.63 | 33.3562 | Y | 34.63 | 33.3562 | 34.63
11 CABLE TIES | 175883 | 200 | 134179 | 11 Cable Ties Pack of 125 | NEUCO INC. | 11 CABLE TIES | 0 | 0.1248 | N | 0 | 0.1248 | 0.1248
11 PIN | 166553 | 10 | 187590 | Idec 11 pin socket SR3P-06DSA 51X16 | HALLOCK COMPANY INC. | 11 PIN | 4.65 | 4.65 | N | 4.65 | 4.65 | 4.65
110025B | 166561 | 12 | 168955 | Needle Valve, 1/4in NPT, FXF | Miljoco (do not use) | 110025B | 5.5 | 6.273 | N | 5.5 | 6.273 | 6.273
1100L | 10510 | 3 | 168933 | Klein left hand snips(sheet metal) | Klein Tools, Inc. | 1100L | 14.7472 | 14.18 | N | 14.7472 | 14.18 | 14.7472
110103 | 175891 | 2 | 176742 | 1/2 T431 STEAM ANGLE RAD VLV | LEGEND VALVE & FITTING INC | 110103 | 10.5514 | 10.3965 | Y | 10.5514 | 10.3965 | 10.5514
110104 | 175891 | 10 | 176742 | 3/4 T431 STEAM ANGLE RAD VLV | LEGEND VALVE & FITTING INC | 110104 | 14.37 | 14.1255 | Y | 14.37 | 14.1255 | 14.37
110106 | 175891 | 3 | 176742 | 1-1/4 T431 STEAM ANGLE RAD VLV | LEGEND VALVE & FITTING INC | 110106 | 23.48 | 24.8369 | Y | 23.48 | 24.8369 | 24.8369
110107 | 175891 | 1 | 176742 | 1-1/2 T431 STEAM ANGLE RAD VLV | LEGEND VALVE & FITTING INC | 110107 | 34.32 | 34.3221 | N | 34.32 | 34.3221 | 34.3221
110113 | 175891 | 2 | 176742 | 1/2 T437 WATER ANGLE RAD VLV | LEGEND VALVE & FITTING INC | 110113 | 9.6612 | 10.5314 | N | 9.6612 | 10.5314 | 10.5314
110114 | 175891 | 5 | 176742 | 3/4 T437 WATER ANGLE RAD VLV | LEGEND VALVE & FITTING INC | 110114 | 9 | 9 | Y | 9 | 9 | 9
110115 | 175891 | 2 | 176742 | 1 T437 WATER ANGLE RAD VLV | LEGEND VALVE & FITTING INC | 110115 | 15.3449 | 15.3449 | N | 15.3449 | 15.3449 | 15.3449
110117 | 175891 | 2 | 176742 | 1-1/2 T437 WATER ANGLE RAD VLV | LEGEND VALVE & FITTING INC | 110117 | 33.84 | 33.84 | N | 33.84 | 33.84 | 33.84
110170 | 175891 | 10 | 176742 | REPLACEMENT RAD VLV HANDLE | LEGEND VALVE & FITTING INC | 110170 | 0.63 | 0.63 | Y | 0.63 | 0.63 | 0.63
11019 | 10510 | 7 | 134078 | Mars 270-324 MFD 125V startcapacitor | MARS MOTORS & ARMATURES INC | 11019 | 2.4805 | 2.7762 | Y | 2.4805 | 2.7762 | 2.7762
11019 | 175891 | 2 | 134078 | Mars 270-324 MFD 125V startcapacitor | MARS MOTORS & ARMATURES INC | 11019 | 2.4805 | 2.4805 | Y | 2.4805 | 2.7762 | 2.7762
110195 | 10510 | 2 | 187612 | 110195 B&G | BERNARD J. MULCAHY CO.,INC. | 110195 | 66.493 | 66.493 | Y | 66.493 | 66.493 | 66.493
1101R | 10510 | 7 | 168933 | Klein right hand snips(sheet metal) | Klein Tools, Inc. | 1101R | 15.7383 | 15.133 | N | 15.7383 | 15.133 | 15.7383
11022 | 10510 | 6 | 134078 | Mars 340-408 MFD 125V startcapacitor | MARS MOTORS & ARMATURES INC | 11022 | 2.623 | 2.5848 | Y | 2.623 | 2.5848 | 2.623
11022 | 175891 | 1 | 134078 | Mars 340-408 MFD 125V startcapacitor | MARS MOTORS & ARMATURES INC | 11022 | 2.623 | 2.402 | Y | 2.623 | 2.5848 | 2.623
11023 | 10510 | 2 | 134078 | Mars 378-440 MFD 125V startcapacitor | MARS MOTORS & ARMATURES INC | 11023 | 2.548 | 2.548 | Y | 2.548 | 2.548 | 2.548
11023 | 175891 | 2 | 134078 | Mars 378-440 MFD 125V startcapacitor | MARS MOTORS & ARMATURES INC | 11023 | 2.548 | 2.277 | Y | 2.548 | 2.548 | 2.548
1102326 | 175888 | 1 | 176919 | Sierra Wireless GX450 DC Modem | WIRELESS COMMUNICATIONS & ELECTRONICS | 1102326 | 604.79 | 604.7903 | N | 604.79 | 604.7903 | 604.7903
11026 | 10510 | 3 | 134078 | Mars 540-648 MFD 125V startcapacitor | MARS MOTORS & ARMATURES INC | 11026 | 4.6622 | 4.2101 | Y | 4.6622 | 4.2101 | 4.6622
11044 | 10510 | 3 | 134078 | 72-88 MFD 250/220V | MARS MOTORS & ARMATURES INC | 11044 | 4.062 | 3.83 | Y | 4.062 | 3.83 | 4.062
11044 | 175891 | 1 | 134078 | 72-88 MFD 250/220V | MARS MOTORS & ARMATURES INC | 11044 | 4.062 | 3.83 | Y | 4.062 | 3.83 | 4.062
11049 | 10510 | 7 | 134078 | Mars 145-175 MFD 250V startcapacitor | MARS MOTORS & ARMATURES INC | 11049 | 4.03 | 3.9674 | Y | 4.03 | 3.9674 | 4.03
11049 | 175891 | 1 | 134078 | Mars 145-175 MFD 250V startcapacitor | MARS MOTORS & ARMATURES INC | 11049 | 4.03 | 3.787 | Y | 4.03 | 3.9674 | 4.03
11052 | 10510 | 2 | 134078 | Mars 216-259 MFD 250V startcapacitor | MARS MOTORS & ARMATURES INC | 11052 | 6.278 | 5.848 | Y | 6.278 | 5.848 | 6.278
11052 | 175891 | 1 | 134078 | Mars 216-259 MFD 250V startcapacitor | MARS MOTORS & ARMATURES INC | 11052 | 6.278 | 4.924 | Y | 6.278 | 5.848 | 6.278
11054 | 10510 | 2 | 134078 | Mars 270-324 MFD 250V startcapacitor | MARS MOTORS & ARMATURES INC | 11054 | 5.713 | 5.713 | N | 5.713 | 5.713 | 5.713
11054 | 175891 | 1 | 134078 | Mars 270-324 MFD 250V startcapacitor | MARS MOTORS & ARMATURES INC | 11054 | 5.713 | 5.611 | Y | 5.713 | 5.713 | 5.713
11061 | 10510 | 6 | 134078 | Motor Starter Capacitor 78-88 MFD 330VAC | MARS MOTORS & ARMATURES INC | 11061 | 18.57 | 4.671 | Y | 18.57 | 4.671 | 18.57
11061 | 175891 | 1 | 134078 | Motor Starter Capacitor 78-88 MFD 330VAC | MARS MOTORS & ARMATURES INC | 11061 | 18.57 | 3.031 | N | 18.57 | 4.671 | 18.57
11062 | 10510 | 18 | 134078 | Mars 88-108 MFD 330V startcapacitor | MARS MOTORS & ARMATURES INC | 11062 | 5.732 | 6.199 | Y | 5.732 | 6.199 | 6.199
11062 | 175891 | 1 | 134078 | Mars 88-108 MFD 330V startcapacitor | MARS MOTORS & ARMATURES INC | 11062 | 5.732 | 5.408 | Y | 5.732 | 6.199 | 6.199
11063 | 10510 | 4 | 134078 | Mars 108-130 MFD 330V startcapacitor | MARS MOTORS & ARMATURES INC | 11063 | 5.081 | 5.081 | Y | 5.081 | 5.081 | 5.081
11063 | 175891 | 1 | 134078 | Mars 108-130 MFD 330V startcapacitor | MARS MOTORS & ARMATURES INC | 11063 | 5.081 | 3.964 | Y | 5.081 | 5.081 | 5.081
11066 | 10510 | 4 | 134078 | 145-175 MFD Round Start Capacitor (330V) | MARS MOTORS & ARMATURES INC | 11066 | 8.5 | 5.861 | Y | 8.5 | 5.861 | 8.5
11066 | 175891 | 2 | 134078 | 145-175 MFD Round Start Capacitor (330V) | MARS MOTORS & ARMATURES INC | 11066 | 8.5 | 5.7065 | Y | 8.5 | 5.861 | 8.5
11068 | 10510 | 5 | 134078 | Mars 189-227 MFD 330V startcapacitor | MARS MOTORS & ARMATURES INC | 11068 | 7.598 | 7.5052 | N | 7.598 | 7.5052 | 7.598
11068 | 175891 | 1 | 134078 | Mars 189-227 MFD 330V startcapacitor | MARS MOTORS & ARMATURES INC | 11068 | 7.598 | 6.194 | Y | 7.598 | 7.5052 | 7.598
11070 | 10510 | 9 | 134078 | Mars 270-324 MFD 330V startcapacitor | MARS MOTORS & ARMATURES INC | 11070 | 8.905 | 8.879 | Y | 8.905 | 8.905 | 8.905
11070 | 175891 | 1 | 134078 | Mars 270-324 MFD 330V startcapacitor | MARS MOTORS & ARMATURES INC | 11070 | 8.905 | 8.905 | Y | 8.905 | 8.905 | 8.905
110MPLUGIT | 175883 | 128 | 183582 | 110/15 Measurement Smart Plug | Energy Systems Technologies, Inc | 110MPLUGIT | 62.35 | 62.35 | N | 62.35 | 62.35 | 62.35
11116P2160PSIKPA18BUCS | 175888 | 90 | 175069 | WIKA GAUGE - 4287623 | COLONIAL INSREUMENTS,INC. | 11116P2160PSIKPA18BUCS | 0 | 0 | N | 0 | 0 | 0
11123 | 10008 | 5 | 133638 | Orange Snap In Panel Lamp 1/2" knockout | CABLES & CONNECTORS, INC. | 11-123 | 3.41 | 3.41 | N | 3.41 | 3.41 | 3.41
11148 | 10510 | 4 | 134078 | Mars 124-156 MFD 250V startcapacitor | MARS MOTORS & ARMATURES INC | 11148 | 4.465 | 4.465 | Y | 4.465 | 4.465 | 4.465
11165 | 175891 | 1 | 134078 | Mars 124-156 MFD 330V startcapacitor | MARS MOTORS & ARMATURES INC | 11165 | 4.38 | 4.38 | Y | 4.38 | 4.38 | 4.38
112630AAUPMW3SLS | 173042 | 14 | 133921 | 112630AA/U(PMW 3SLS) | HONEYWELL INTERNATIONAL ECC US (HOFS) | 112630AAUPMW3SLS | 18.39 | 18.39 | N | 18.39 | 18.39 | 18.39
112630AB | 166553 | 1 | 133921 | Well 3/4"npt x 3/8" x 8" | HONEYWELL INTERNATIONAL ECC US (HOFS) | 112630AB | 20 | 20 | N | 20 | 20 | 20
11272 | 175891 | 1 | 134065 | STRAP ON AQUASTAT, SPDT, 100-240 RANGE, | SIEMENS INDUSTRY, INC. | 1127-2 | 80.6674 | 80.6674 | N | 80.6674 | 80.6674 | 80.6674
112C14NPT30PSI112CSS2030 | 175890 | 3 | 177075 | PRV/PSV 1/4 IN 30 | F.C. KINGSTON CO. | 112C14NPT30PSI112CSS2030 | 23.71 | 23.7084 | N | 23.71 | 23.7084 | 23.71
112C14NPT40PSI112CSS2040 | 175890 | 1 | 177075 | PRV/PSV 1/4 IN 40 | F.C. KINGSTON CO. | 112C14NPT40PSI112CSS2040 | 18.21 | 18.21 | N | 18.21 | 18.21 | 18.21
116 | 10510 | 3 | 133849 | Fluke true RMS multimetermicroamps and m | FLUKE ELECTRONICS CORPORATION | 116 | 199.05 | 195.6374 | Y | 199.05 | 195.6374 | 199.05
116 | 175891 | 2 | 133849 | Fluke true RMS multimetermicroamps and m | FLUKE ELECTRONICS CORPORATION | 116 | 199.05 | 180.9042 | Y | 199.05 | 195.6374 | 199.05
118436 | 10510 | 1 | 187612 | 118436 B&G | BERNARD J. MULCAHY CO.,INC. | 118436 | 173.34 | 132.3 | Y | 173.34 | 132.3 | 173.34
118436 | 175891 | 7 | 176752 | 118436 B&G | HYDRO-FLO PRODUCTS INC | 118436 | 173.34 | 82.2961 | Y | 173.34 | 132.3 | 173.34
118662 | 173042 | 3 | 175077 | 118662 B&G | FLUID INDUSTRIAL ASSOC. | 118662 | 0.01 | 0.01 | N | 0.01 | 0.01 | 0.01
118848 | 175891 | 1 | 176752 | B&G RING MOUNT | HYDRO-FLO PRODUCTS INC | 118848 | 57 | 42.66 | N | 57 | 42.66 | 57
1190100 | 10510 | 29 | 187606 | MIDCO PILOT ASSEMBLY | L. E. RIBAR COMPANY | 1190100 | 116.3515 | 114.7512 | Y | 116.3515 | 114.7512 | 116.3515
1190100 | 175891 | 2 | 134179 | MIDCO PILOT ASSEMBLY | NEUCO INC. | 1190100 | 116.3515 | 114.3175 | Y | 116.3515 | 114.7512 | 116.3515
1190850 | 10510 | 30 | 187606 | Flame Rod & Pilot Assembly for Temp-Air | L. E. RIBAR COMPANY | 1190850 | 111.9 | 110.9036 | Y | 111.9 | 110.9036 | 111.9
1190850 | 175891 | 1 | 134480 | Flame Rod & Pilot Assembly for Temp-Air | DAIKIN COMFORT TECHNOLOGIES NORTHEAST | 1190850 | 111.9 | 104.9504 | Y | 111.9 | 110.9036 | 111.9
11926 | 10006 | 1 | 134565 | 540-648 MFD CAP | COPELAND COMFORT CONTROL LP | 11926 | 2.43 | 2.43 | N | 2.43 | 2.43 | 2.43
11ROD | 175891 | 8 | 133540 | WATTS 1/4-20 COPPER ROD 10INLG | WATTS REGULATOR CO | 11ROD | 5.71 | 5.7126 | N | 5.71 | 5.7126 | 5.7126
11X9DSQ | 175891 | 6 | 176953 | Double-Square to Square Shaft Adapter | MAX-AIR TECHNOLOGY INC | 11X9DSQ | 2.71 | 2.71 | N | 2.71 | 2.71 | 2.71
12 | 166559 | 6 | 134507 | 5/16 PushRod 12" | VALLEY TOOL & DESIGN INC | 12 | 2.26 | 2.26 | Y | 2.26 | 2.26 | 2.26
120025B2 | 166557 | 2 | 168955 | MODEL 1200 SNUBBER, 1/4in | Miljoco (do not use) | 120025B2 | 4.5686 | 3.3714 | N | 4.5686 | 3.3714 | 4.5686
120025B2 | 166559 | 1 | 168955 | MODEL 1200 SNUBBER, 1/4in | Miljoco (do not use) | 120025B2 | 4.5686 | 3.3 | N | 4.5686 | 3.3714 | 4.5686
120025SS2 | 166559 | 1 | 168955 | 1/4" Stainless Steel Snubber | Miljoco (do not use) | 1200-25-SS-2 | 34.0864 | 24.95 | N | 34.0864 | 24.95 | 34.0864
12003 | 10510 | 10 | 134078 | Mars 3 MFD 370V oval runcapacitor | MARS MOTORS & ARMATURES INC | 12003 | 3.54 | 3.5448 | Y | 3.54 | 3.5448 | 3.5448
12003 | 175891 | 1 | 134078 | Mars 3 MFD 370V oval runcapacitor | MARS MOTORS & ARMATURES INC | 12003 | 3.54 | 3.034 | Y | 3.54 | 3.5448 | 3.5448
12004 | 10510 | 21 | 134078 | Mars 4 MFD 370V oval runcapacitor | MARS MOTORS & ARMATURES INC | 12004 | 3.08 | 3.0586 | Y | 3.08 | 3.0586 | 3.08
12004 | 175891 | 2 | 134078 | Mars 4 MFD 370V oval runcapacitor | MARS MOTORS & ARMATURES INC | 12004 | 3.08 | 2.458 | Y | 3.08 | 3.0586 | 3.08
12005 | 10008 | 11 | 134078 | 12005 5 MFD CAPACITOR 370V (CPR05) | MARS MOTORS & ARMATURES INC | 12005 | 2.4384 | 2.0993 | N | 2.4384 | 2.431 | 2.4384
12005 | 10510 | 26 | 134078 | 12005 5 MFD CAPACITOR 370V (CPR05) | MARS MOTORS & ARMATURES INC | 12005 | 2.4384 | 2.431 | Y | 2.4384 | 2.431 | 2.4384
12005 | 175891 | 5 | 134078 | 12005 5 MFD CAPACITOR 370V (CPR05) | MARS MOTORS & ARMATURES INC | 12005 | 2.4384 | 2.0131 | Y | 2.4384 | 2.431 | 2.4384
12006 | 10510 | 3 | 134078 | Mars 6 MFD 370V oval runcapacitor | MARS MOTORS & ARMATURES INC | 12006 | 2.714 | 3.3468 | Y | 2.714 | 3.3468 | 3.3468
12006 | 175891 | 1 | 134078 | Mars 6 MFD 370V oval runcapacitor | MARS MOTORS & ARMATURES INC | 12006 | 2.714 | 2.625 | Y | 2.714 | 3.3468 | 3.3468
12007 | 10510 | 17 | 134078 | 12007 7.5 MFD 370V CAPACITOR (CPR07) | MARS MOTORS & ARMATURES INC | 12007 | 3.3791 | 3.3563 | Y | 3.3791 | 3.3563 | 3.3791
12007 | 175891 | 7 | 134078 | 12007 7.5 MFD 370V CAPACITOR (CPR07) | MARS MOTORS & ARMATURES INC | 12007 | 3.3791 | 3.0315 | Y | 3.3791 | 3.3563 | 3.3791
12008 | 10008 | 5 | 134078 | 12008 10 MFD 370V CAPACITOR | MARS MOTORS & ARMATURES INC | 12008 | 3.75 | 2.9593 | Y | 3.75 | 3.747 | 3.75
12008 | 10510 | 30 | 134078 | 12008 10 MFD 370V CAPACITOR | MARS MOTORS & ARMATURES INC | 12008 | 3.75 | 3.747 | Y | 3.75 | 3.747 | 3.75
12009 | 10510 | 11 | 134078 | Mars 12.5 MFD 370V oval runcapacitor | MARS MOTORS & ARMATURES INC | 12009 | 5.0011 | 5.0011 | Y | 5.0011 | 5.0011 | 5.0011
12009 | 175891 | 3 | 134078 | Mars 12.5 MFD 370V oval runcapacitor | MARS MOTORS & ARMATURES INC | 12009 | 5.0011 | 4.137 | Y | 5.0011 | 5.0011 | 5.0011
1200B1P | 10510 | 3 | 168933 | Klein hacksaw blade 10-PK12 tri-cut 18-2 | Klein Tools, Inc. | 1200B1-P | 18.0024 | 16.9767 | N | 18.0024 | 16.9767 | 18.0024
1200P22 | 10510 | 30 | 134179 | Parker 1/8 90 deg. pipe ell(brass fittin | NEUCO INC. | 1200P22 | 2.149 | 2.0281 | Y | 2.149 | 2.148 | 2.149
1200P22 | 175891 | 4 | 187619 | Parker 1/8 90 deg. pipe ell(brass fittin | (DO NOT USE) PARKER HANNIFIN | X1200P-2-2 | 2.149 | 2.148 | Y | 2.149 | 2.148 | 2.149
12010 | 10008 | 1 | 134078 | 12010 15 MFD CAPACITOR(CPR15) | MARS MOTORS & ARMATURES INC | 12010 | 5.4866 | 4.8024 | N | 5.4866 | 5.393 | 5.4866
12010 | 10510 | 16 | 134078 | 12010 15 MFD CAPACITOR(CPR15) | MARS MOTORS & ARMATURES INC | 12010 | 5.4866 | 5.393 | Y | 5.4866 | 5.393 | 5.4866
12010 | 175891 | 6 | 134078 | 12010 15 MFD CAPACITOR(CPR15) | MARS MOTORS & ARMATURES INC | 12010 | 5.4866 | 4.1845 | Y | 5.4866 | 5.393 | 5.4866
12012 | 10510 | 12 | 134078 | Mars 17.5 MFD 370V oval runcapacitor | MARS MOTORS & ARMATURES INC | 12012 | 5.7634 | 5.7634 | Y | 5.7634 | 5.7634 | 5.7634
12012 | 175891 | 2 | 134078 | Mars 17.5 MFD 370V oval runcapacitor | MARS MOTORS & ARMATURES INC | 12012 | 5.7634 | 4.815 | Y | 5.7634 | 5.7634 | 5.7634
12014 | 10510 | 17 | 134078 | Mars 20 MFD 370V oval runcapacitor | MARS MOTORS & ARMATURES INC | 12014 | 5.4362 | 5.3774 | Y | 5.4362 | 5.3774 | 5.4362
12014 | 175891 | 3 | 134078 | Mars 20 MFD 370V oval runcapacitor | MARS MOTORS & ARMATURES INC | 12014 | 5.4362 | 5.0063 | Y | 5.4362 | 5.3774 | 5.4362
12015 | 10510 | 8 | 134078 | Mars 25 MFD 370V oval runcapacitor | MARS MOTORS & ARMATURES INC | 12015 | 4.84 | 4.84 | Y | 4.84 | 4.84 | 4.84
12015 | 175891 | 2 | 134078 | Mars 25 MFD 370V oval runcapacitor | MARS MOTORS & ARMATURES INC | 12015 | 4.84 | 4.698 | N | 4.84 | 4.84 | 4.84
12017 | 10510 | 4 | 134078 | 12017 M&A | MARS MOTORS & ARMATURES INC | 12017 | 5.456 | 5.4505 | N | 5.456 | 5.4505 | 5.456
12017 | 175891 | 2 | 134078 | 12017 M&A | MARS MOTORS & ARMATURES INC | 12017 | 5.456 | 5.032 | Y | 5.456 | 5.4505 | 5.456
12018 | 10510 | 2 | 134078 | Mars 35 MFD 370V oval runcapacitor | MARS MOTORS & ARMATURES INC | 12018 | 6.049 | 6.049 | N | 6.049 | 6.049 | 6.049
12018 | 175891 | 1 | 134078 | Mars 35 MFD 370V oval runcapacitor | MARS MOTORS & ARMATURES INC | 12018 | 6.049 | 5.084 | Y | 6.049 | 6.049 | 6.049
12021 | 10510 | 4 | 134078 | Mars 40 MFD 370V oval runcapacitor | MARS MOTORS & ARMATURES INC | 12021 | 6.743 | 6.5878 | N | 6.743 | 6.5878 | 6.743
12021 | 175891 | 1 | 134078 | Mars 40 MFD 370V oval runcapacitor | MARS MOTORS & ARMATURES INC | 12021 | 6.743 | 6.442 | Y | 6.743 | 6.5878 | 6.743
12029 | 10510 | 10 | 134078 | Mars 5 MFD 440V oval runcapacitor | MARS MOTORS & ARMATURES INC | 12029 | 4.067 | 4.067 | Y | 4.067 | 4.067 | 4.067
12029 | 175891 | 3 | 134078 | Mars 5 MFD 440V oval runcapacitor | MARS MOTORS & ARMATURES INC | 12029 | 4.067 | 3.28 | Y | 4.067 | 4.067 | 4.067
12031 | 175891 | 3 | 134078 | Mars 7.5 MFD 440V oval runcapacitor | MARS MOTORS & ARMATURES INC | 12031 | 4.4825 | 3.376 | Y | 4.4825 | 3.376 | 4.4825
12032 | 10510 | 14 | 134078 | Mars 10 MFD 440V oval runcapacitor | MARS MOTORS & ARMATURES INC | 12032 | 5.11 | 5.2774 | Y | 5.11 | 5.2774 | 5.2774
12034 | 10510 | 8 | 134078 | Mars 15 MFD 440V oval runcapacitor | MARS MOTORS & ARMATURES INC | 12034 | 5.131 | 5.0876 | Y | 5.131 | 5.0876 | 5.131
12034 | 175891 | 2 | 134078 | Mars 15 MFD 440V oval runcapacitor | MARS MOTORS & ARMATURES INC | 12034 | 5.131 | 3.486 | Y | 5.131 | 5.0876 | 5.131
12037 | 10006 | 2 | 134078 | 12037 20 MFD 440V (CPR20) | MARS MOTORS & ARMATURES INC | 12037 | 6.4 | 6.4 | N | 6.4 | 6.4 | 6.4
12037 | 10008 | 5 | 134078 | 12037 20 MFD 440V (CPR20) | MARS MOTORS & ARMATURES INC | 12037 | 6.4 | 3.332 | Y | 6.4 | 6.4 | 6.4
12041 | 10510 | 7 | 187605 | Mars 30 MFD 440V oval runcapacitor | CGNA/MOTOR & ARMATURES, INC. | 12041 | 7.306 | 7.2853 | Y | 7.306 | 7.2853 | 7.306
12041 | 175891 | 1 | 187605 | Mars 30 MFD 440V oval runcapacitor | CGNA/MOTOR & ARMATURES, INC. | 12041 | 7.306 | 6.128 | Y | 7.306 | 7.2853 | 7.306
12043 | 10510 | 11 | 134078 | Mars 35 MFD 440V oval runcapacitor | MARS MOTORS & ARMATURES INC | 12043 | 9.1721 | 9.0557 | Y | 9.1721 | 9.0557 | 9.1721
12043 | 175891 | 2 | 134078 | Mars 35 MFD 440V oval runcapacitor | MARS MOTORS & ARMATURES INC | 12043 | 9.1721 | 6.625 | Y | 9.1721 | 9.0557 | 9.1721
12045 | 10510 | 6 | 187605 | Mars 40 MFD 440V oval runcapacitor | CGNA/MOTOR & ARMATURES, INC. | 12045 | 8.041 | 8.041 | Y | 8.041 | 8.041 | 8.041
12045 | 175891 | 3 | 187605 | Mars 40 MFD 440V oval runcapacitor | CGNA/MOTOR & ARMATURES, INC. | 12045 | 8.041 | 8.02 | Y | 8.041 | 8.041 | 8.041
12048 | 10510 | 13 | 134078 | Mars 45 MFD 440V oval runcapacitor | MARS MOTORS & ARMATURES INC | 12048 | 9.957 | 9.657 | Y | 9.957 | 9.657 | 9.957
12049 | 10510 | 5 | 187605 | Mars 50 MFD 440V oval runCapacitor | CGNA/MOTOR & ARMATURES, INC. | 12049 | 9.647 | 9.647 | Y | 9.647 | 9.647 | 9.647
12069 | 10510 | 14 | 134078 | Mars 30/5 MFD 370 VAC dualcapacitor oval | MARS MOTORS & ARMATURES INC | 12069 | 9.024 | 8.9949 | Y | 9.024 | 8.9949 | 9.024
12069 | 175891 | 1 | 134078 | Mars 30/5 MFD 370 VAC dualcapacitor oval | MARS MOTORS & ARMATURES INC | 12069 | 9.024 | 7.747 | Y | 9.024 | 8.9949 | 9.024
12072 | 10510 | 11 | 134078 | Mars 35/5 MFD 370 VAC dualcapacitor oval | MARS MOTORS & ARMATURES INC | 12072 | 8.25 | 8.0623 | Y | 8.25 | 8.0623 | 8.25
12072 | 175891 | 1 | 134078 | Mars 35/5 MFD 370 VAC dualcapacitor oval | MARS MOTORS & ARMATURES INC | 12072 | 8.25 | 7.654 | Y | 8.25 | 8.0623 | 8.25
12086 | 10510 | 14 | 134078 | Mars 40/5 MFD 440 VAC dualcapacitor oval | MARS MOTORS & ARMATURES INC | 12086 | 12.152 | 12.0499 | Y | 12.152 | 12.0499 | 12.152
120SA00KO04KGCM2 | 175888 | 1 | 134125 | MID-WEST INSTRUMENTS GAUGE | MID-WEST INSTRUMENT | 120SA00KO04KGCM2 | 256.4149 | 256.4149 | N | 256.4149 | 256.4149 | 256.4149
1212FY | 10510 | 2 | 168958 | Anaconda 5/8vibration eliminwith female | Monti And Associates Inc. | 1212FY | 15.87 | 15.774 | Y | 15.87 | 15.774 | 15.87
12154 | 10510 | 7 | 134078 | Mars 55/5 MFD 370 VAC dualcapacitor oval | MARS MOTORS & ARMATURES INC | 12154 | 12.275 | 12.1343 | Y | 12.275 | 12.1343 | 12.275
12154 | 175891 | 3 | 134078 | Mars 55/5 MFD 370 VAC dualcapacitor oval | MARS MOTORS & ARMATURES INC | 12154 | 12.275 | 11.942 | Y | 12.275 | 12.1343 | 12.275
12164 | 10510 | 3 | 134078 | $Mars 20/15 MFD 370 VAC dualcapacitor ov | MARS MOTORS & ARMATURES INC | 12164 | 5.549 | 5.5487 | Y | 5.549 | 5.5487 | 5.549
12171 | 10510 | 6 | 134078 | Mars 40/5 MFD 370 VAC dualcapacitor oval | MARS MOTORS & ARMATURES INC | 12171 | 8.448 | 8.43 | Y | 8.448 | 8.448 | 8.448
12171 | 175891 | 1 | 134078 | Mars 40/5 MFD 370 VAC dualcapacitor oval | MARS MOTORS & ARMATURES INC | 12171 | 8.448 | 8.448 | Y | 8.448 | 8.448 | 8.448
12178 | 10510 | 7 | 134078 | MARS 40/5 MFD 370 VACdual round capacito | MARS MOTORS & ARMATURES INC | 12178 | 15.2525 | 14.6872 | Y | 15.2525 | 14.6872 | 15.2525
12180 | 10510 | 1 | 134078 | Mars 20/5 MFD 440 VACdual capacitor oval | MARS MOTORS & ARMATURES INC | 12180 | 8.72 | 8.72 | N | 8.72 | 8.72 | 8.72
12185 | 10510 | 15 | 134078 | Mars 35/5 MFD 440 VAC dualcapacitor oval | MARS MOTORS & ARMATURES INC | 12185 | 11.966 | 11.7587 | Y | 11.966 | 11.7587 | 11.966
12185 | 175891 | 1 | 134078 | Mars 35/5 MFD 440 VAC dualcapacitor oval | MARS MOTORS & ARMATURES INC | 12185 | 11.966 | 10.491 | Y | 11.966 | 11.7587 | 11.966
12190 | 10510 | 8 | 134078 | Mars 45/5 MFD 440 VAC dualcapacitor oval | MARS MOTORS & ARMATURES INC | 12190 | 14.5551 | 14.3952 | Y | 14.5551 | 14.3952 | 14.5551
12190 | 175891 | 1 | 134078 | Mars 45/5 MFD 440 VAC dualcapacitor oval | MARS MOTORS & ARMATURES INC | 12190 | 14.5551 | 11.154 | Y | 14.5551 | 14.3952 | 14.5551
12193 | 10510 | 7 | 134078 | MARS - 55/5 MFD 370 VACdual cap round | MARS MOTORS & ARMATURES INC | 12193 | 16.142 | 15.7949 | Y | 16.142 | 15.7949 | 16.142
12209 | 10510 | 3 | 134078 | MARS 20/15 MFD 370 VACdual cap round | MARS MOTORS & ARMATURES INC | 12209 | 16.691 | 16.6087 | Y | 16.691 | 16.6087 | 16.691
12264 | 10510 | 14 | 134078 | MARS 30/5 MFD 370 VACdual cap round | MARS MOTORS & ARMATURES INC | 12264 | 8.679 | 8.679 | Y | 8.679 | 8.679 | 8.679
12266 | 10510 | 33 | 134078 | MARS 35/5 MFD 370 VACdual cap round | MARS MOTORS & ARMATURES INC | 12266 | 9.1542 | 9.763 | Y | 9.1542 | 9.763 | 9.763
12278 | 10510 | 16 | 134078 | Mars 25/5 MFD 440 VAC dualround cap | MARS MOTORS & ARMATURES INC | 12278 | 9.338 | 9.338 | Y | 9.338 | 9.338 | 9.338
12283 | 10510 | 31 | 134078 | MARS 35/5 MFD 440 VACdual cap round | MARS MOTORS & ARMATURES INC | 12283 | 10.2523 | 10.2036 | Y | 10.2523 | 10.2036 | 10.2523
12286 | 10510 | 14 | 134078 | MARS 40/5 MFD 440 VACdual cap round | MARS MOTORS & ARMATURES INC | 12286 | 10.76 | 10.7458 | Y | 10.76 | 10.7458 | 10.76
12288 | 10510 | 14 | 134078 | MARS 45/5 MFD 440 VACdual cap round | MARS MOTORS & ARMATURES INC | 12288 | 12.0739 | 12.0728 | Y | 12.0739 | 12.0728 | 12.0739
12292 | 10510 | 13 | 134078 | MARS 55/5 MFD 440 VACdual cap round | MARS MOTORS & ARMATURES INC | 12292 | 13.23 | 13.23 | Y | 13.23 | 13.23 | 13.23
1233100 | 10510 | 10 | 187635 | Sila-Seal clear siliconesealant 10.3 oz | MEYER PLASTICS, INC. | 1233-100 | 5.168 | 4.7843 | Y | 5.168 | 4.7843 | 5.168
1233106 | 10510 | 13 | 187635 | Sila-Seal white siliconesealant 10.3 oz | MEYER PLASTICS, INC. | 1233-106 | 4.7555 | 4.7373 | Y | 4.7555 | 4.7373 | 4.7555
1233106 | 175891 | 2 | 187635 | Sila-Seal white siliconesealant 10.3 oz | MEYER PLASTICS, INC. | 1233-106 | 4.7555 | 2.23 | Y | 4.7555 | 4.7373 | 4.7555
1233124 | 10510 | 31 | 187635 | Sila-Seal aluminum siliconesealant 10.3 | MEYER PLASTICS, INC. | 1233-124 | 3.85 | 3.8454 | Y | 3.85 | 3.8454 | 3.85
1233600 | 10510 | 24 | 187635 | Sila-Seal red high-tempsilicone sealant | MEYER PLASTICS, INC. | 1233-600 | 7.942 | 7.32 | Y | 7.942 | 7.32 | 7.942
1233600 | 175891 | 1 | 187635 | Sila-Seal red high-tempsilicone sealant | MEYER PLASTICS, INC. | 1233-600 | 7.942 | 7.32 | Y | 7.942 | 7.32 | 7.942
124601 | 10510 | 1 | 187569 | Cooper thermometer -40-180Frange | COPELAND COLD CHAIN LP dba COOPER-ATKINS | 1246-01 | 4.85 | 6.35 | Y | 4.85 | 6.35 | 6.35
124602 | 10510 | 7 | 187569 | Cooper thermometer 0-220Fwith cal sheath | COPELAND COLD CHAIN LP dba COOPER-ATKINS | 1246-02 | 4.7 | 4.7 | Y | 4.7 | 4.7 | 4.7
12500 | 166559 | 3 | 168979 | 1/8" Test Plug, Neoprene, cap lanyar | PACKAGED SYSTEMS INC. | 12500 | 5.21 | 5.21 | N | 5.21 | 5.21 | 5.21
125XBRMR120AB | 10770 | 1 | 134039 | LED ON-Flash Red Beacon with Black Base | KELE & ASSOCIATES | 125XBRMR120AB | 538.36 | 538.36 | N | 538.36 | 538.36 | 538.36
127012 | 10510 | 1 | 187617 | 12-7012 | NOT ON FILE | 127012 | 61.75 | 61.75 | N | 61.75 | 61.75 | 61.75
127014 | 10510 | 1 | 187617 | 12-7014 | NOT ON FILE | 12-7014 | 65 | 65 | N | 65 | 65 | 65
12759 | 10510 | 4 | 134078 | Mars 80 MFD 440VACround run capacitor | MARS MOTORS & ARMATURES INC | 12759 | 13.722 | 13.722 | Y | 13.722 | 13.722 | 13.722
12914 | 175891 | 2 | 134078 | MARS START CAP 20MFD 370 | MARS MOTORS & ARMATURES INC | 12914 | 3.56 | 3.5615 | N | 3.56 | 3.5615 | 3.5615
12918 | 175891 | 5 | 134078 | 35 Microfarad 370Vac Oval Run Capacitor | MARS MOTORS & ARMATURES INC | 12918 | 19.9451 | 19.9451 | N | 19.9451 | 19.9451 | 19.9451
129646N | 175891 | 1 | 134179 | UV Sensing Tube, -40-250 Degree Tempertu | NEUCO INC. | 129464N | 481.27 | 481.27 | N | 481.27 | 481.27 | 481.27
1298001500 | 175883 | 2 | 193712 | Overload relay LS ELECTRIC MT-32 19A 3K | Techni-Reps, Inc. | 1298001500 | 0 | 25.36 | N | 0 | 25.36 | 25.36
12BASKET | 173042 | 1 | 175092 | 1/2" BASKETKRA | THE KRAISSL COMPANY | 1/2 BASKET | 5.67 | 5.67 | N | 5.67 | 5.67 | 5.67
12BE | 166553 | 19 | 134583 | 12B-E, SNUBBER, BRASS, 1/8in | MILJOCO-WEISS LLC | 12BE | 5.9438 | 5.9438 | N | 5.9438 | 5.9438 | 5.9438
12K15 | 10510 | 2 | 168958 | Prest-O-Lite nut connectorW200 blowpipe | Monti And Associates Inc. | 12K15 | 8.137 | 8.137 | N | 8.137 | 8.137 | 8.137
12R535 | 173042 | 2 | 168859 | R-12-N-3RELIEF VALVE | *DO NOT USE* Paid with Divvy Card | 1/2 R 5-35 | 90.6 | 90.6 | N | 90.6 | 90.6 | 90.6
12X11212X112 | 173042 | 4 | 168859 | 1/2X1-1/2-BLK-SSEE 56819701460 | *DO NOT USE* Paid with Divvy Card | 1/2X1-1/2 -12X112 | 0.16 | 0.16 | N | 0.16 | 0.16 | 0.16
12X2IN12X2IN | 173042 | 14 | 168859 | 1/2X2-IN-BLK-STSEE 56819701480 | *DO NOT USE* Paid with Divvy Card | 1/2X2-IN -12X2IN | 0.2 | 0.2 | N | 0.2 | 0.2 | 0.2
12X4IN12X4IN | 173042 | 37 | 168859 | 1/2X4-IN-BLK-STSEE 56819701560 | *DO NOT USE* Paid with Divvy Card | 1/2X4-IN -12X4IN | 0.25 | 0.25 | N | 0.25 | 0.25 | 0.25
13-213-B15 | 10510 | 4 | 177052 | 1 1/4" Male NPT Inlet X 1 1/2" Female Ou | AALBERTS IPS AMERICAS,INC | 13-213-B15 | 0 | 92.315 | Y | 109.71 | 92.315 | 109.71
13-213-B15 | 175891 | 1 | 134179 | 1 1/4" Male NPT Inlet X 1 1/2" Female Ou | NEUCO INC. | 13-213-B15 | 109.71 | 90.2 | Y | 109.71 | 92.315 | 109.71
130025CS | 166559 | 2 | 168955 | 1/4" COIL SYPHON STEEL, 600psi, 750 | Miljoco (do not use) | 1300-25-CS | 8.65 | 4.2 | N | 8.65 | 8.65 | 8.65
130025CS | 166561 | 19 | 168955 | 1/4" COIL SYPHON STEEL, 600psi, 750 | Miljoco (do not use) | 1300-25-CS | 8.65 | 8.65 | N | 8.65 | 8.65 | 8.65
13047-1 | 175891 | 1 | 134179 | Ignitor 1-5/8" Eclipse | NEUCO INC. | 13047-1 | 182.16 | 182.16 | N | 182.16 | 182.16 | 182.16
1311102 | 10510 | 3 | 134565 | 3/4" 24V 3-WIRE ZONE VALVE | COPELAND COMFORT CONTROL LP | 1311-102 | 101.777 | 101.777 | Y | 101.777 | 101.777 | 101.777
1311103 | 10510 | 1 | 187647 | White Rodgers 1 zone valve3-wire 24V | COPELAND (DO NOT USE) | 13 11 103S1 | 107.16 | 107.16 | N | 107.16 | 107.16 | 107.16
131F7147 | 173042 | 3 | 175073 | DANFOSS VLT AUTOMATION DRIVE FC 300 22 K | DANFOSS LLC | 131F7147 | 4176.52 | 4176.52 | N | 4176.52 | 4176.52 | 4176.52
132 | 10510 | 3 | 187634 | 120Vac Pump Sequencer Control | SONTAG & ASSOCIATES, TEKMAR | 132 | 507.96 | 535.39 | Y | 507.96 | 535.39 | 535.39
132 | 175891 | 1 | 134179 | 120Vac Pump Sequencer Control | NEUCO INC. | 132 | 507.96 | 496.535 | Y | 507.96 | 535.39 | 535.39
13202B15 | 10510 | 1 | 177101 | 1 15# STEAM RELIEF VALVE RVS131 | APOLLO VALVES | 13202B15 | 58.215 | 56.09 | Y | 58.215 | 58.215 | 58.215
13202B15 | 175891 | 2 | 177101 | 1 15# STEAM RELIEF VALVE RVS131 | APOLLO VALVES | 13202B15 | 58.215 | 58.215 | Y | 58.215 | 58.215 | 58.215
13211B15 | 10510 | 1 | 177052 | 3/4 15# STEAM RELIEF VALVE | AALBERTS IPS AMERICAS,INC | 13211B15 | 55.83 | 57.505 | Y | 55.83 | 57.505 | 57.505
13211B15 | 175891 | 1 | 177101 | 3/4 15# STEAM RELIEF VALVE | APOLLO VALVES | 13211B15 | 55.83 | 38.546 | Y | 55.83 | 57.505 | 57.505
13213B05 | 175891 | 2 | 177101 | 1-1/4 5psi relief | APOLLO VALVES | 13213B05 | 0 | 0 | N | 0 | 0 | 0
13214B15 | 175891 | 4 | 177101 | $Conbraco 1-1/2M x 2F 15 lbssteam relief | APOLLO VALVES | 13-214-B15 | 132.43 | 154.75 | Y | 132.43 | 154.75 | 154.75
132L6107 | 166557 | 4 | 134012 | .75 HP Johnson Danfoss micro drive | JOHNSON CONTROLS NORTH AMERICAN PRODUCTS (JCI) | 132L6107 | 206.5 | 206.5 | N | 206.5 | 206.5 | 206.5
1336012500 | 175883 | 3 | 193712 | MC-32a AC24V SCREW 2a2b | Techni-Reps, Inc. | 1336012500 | 0 | 32.604 | N | 0 | 32.604 | 32.604
1337012500 | 175883 | 3 | 193712 | MC-40a AC24V SCREW 2a2b | Techni-Reps, Inc. | 1337012500 | 0 | 43.484 | N | 0 | 43.484 | 43.484
134090 | 10510 | 6 | 187606 | Midco ground rod withhardware | L. E. RIBAR COMPANY | 1340-90 | 17.452 | 17.45 | Y | 17.452 | 17.45 | 17.452
134090 | 175891 | 10 | 187606 | Midco ground rod withhardware | L. E. RIBAR COMPANY | 1340-90 | 17.452 | 17.2239 | Y | 17.452 | 17.45 | 17.452
134190 | 10510 | 3 | 187606 | Midco flame rod straight withinsulator b | L. E. RIBAR COMPANY | 1341-90 | 31.8283 | 31.2694 | Y | 31.8283 | 31.2694 | 31.8283
134203 | 10510 | 3 | 187606 | Midco SparkRod | L. E. RIBAR COMPANY | 1342-03 | 17.6115 | 17.2922 | Y | 17.6115 | 17.2922 | 17.6115
134203 | 175891 | 2 | 187606 | Midco SparkRod | L. E. RIBAR COMPANY | 1342-03 | 17.6115 | 16 | N | 17.6115 | 17.2922 | 17.6115
134290 | 10510 | 6 | 187606 | Midco spark rod 45 deg. withsnap-connect | L. E. RIBAR COMPANY | 1342-90 | 27.8638 | 27.86 | Y | 27.8638 | 27.86 | 27.8638
134290 | 175891 | 1 | 187606 | Midco spark rod 45 deg. withsnap-connect | L. E. RIBAR COMPANY | 1342-90 | 27.8638 | 27.6238 | Y | 27.8638 | 27.86 | 27.8638
1346000100 | 175883 | 1 | 193712 | MC-18b AC24V 1a1b SCREW | Techni-Reps, Inc. | 1346000100 | 0 | 18.664 | N | 0 | 18.664 | 18.664
1347000100 | 175883 | 1 | 193712 | MC-22b AC24V 1a1b SCREW | Techni-Reps, Inc. | 1347000100 | 0 | 23.378 | N | 0 | 23.378 | 23.378
1360-03 | 10510 | 1 | 187606 | MIDCO FLAME ROD ASSEMBLY | L. E. RIBAR COMPANY | 1360-03 | 27.54 | 24.97 | Y | 27.54 | 35.08 | 35.08
1360-03 | 175891 | 1 | 134179 | MIDCO FLAME ROD ASSEMBLY | NEUCO INC. | 1360-03 | 27.54 | 35.08 | Y | 27.54 | 35.08 | 35.08
1361102 | 10008 | 2 | 134027 | 1361-102 3/4" ZONE VALVE 24V | CHARLES D JONES & COMPANY, INC. | 1361102 | 132.68 | 132.68 | Y | 132.68 | 132.68 | 132.68
1361102 | 10510 | 1 | 134027 | 1361-102 3/4" ZONE VALVE 24V | CHARLES D JONES & COMPANY, INC. | 1361102 | 132.68 | 127.16 | N | 132.68 | 132.68 | 132.68
1361104 | 10510 | 1 | 134565 | ZONE VLV 1-1/4IN 24V | COPELAND COMFORT CONTROL LP | 1361104 | 199.4 | 199.4 | N | 199.4 | 199.4 | 199.4
1403L | 166557 | 5 | 134507 | 2013L 3/8IN SHAFT LG CRANK ARM | VALLEY TOOL & DESIGN INC | 1403L | 3.775 | 3.1 | Y | 3.775 | 3.875 | 3.875
1403L | 166559 | 3 | 134507 | 2013L 3/8IN SHAFT LG CRANK ARM | VALLEY TOOL & DESIGN INC | 1403L | 3.775 | 3.875 | N | 3.775 | 3.875 | 3.875
1403S | 10510 | 26 | 134507 | 1403S 3/8IN SHAFT ST CRANK ARM | VALLEY TOOL & DESIGN INC | 1403S | 3.8 | 3.8 | Y | 3.8 | 3.8 | 3.8
1403S | 166557 | 3 | 134507 | 1403S 3/8IN SHAFT ST CRANK ARM | VALLEY TOOL & DESIGN INC | 1403S | 3.8 | 3 | Y | 3.8 | 3.8 | 3.8
1403S | 166559 | 5 | 134507 | 1403S 3/8IN SHAFT ST CRANK ARM | VALLEY TOOL & DESIGN INC | 1403S | 3.8 | 3.8 | Y | 3.8 | 3.8 | 3.8
1405C | 166557 | 6 | 134507 | 1405C Crankarm for 1/2" Shaft | VALLEY TOOL & DESIGN INC | 1405C | 2.5576 | 2.1 | Y | 2.5576 | 2.1381 | 2.5576
1405C | 166560 | 9 | 134507 | 1405C Crankarm for 1/2" Shaft | VALLEY TOOL & DESIGN INC | 1405C | 2.5576 | 1.9838 | Y | 2.5576 | 2.1381 | 2.5576
1405C | 166561 | 12 | 134507 | 1405C Crankarm for 1/2" Shaft | VALLEY TOOL & DESIGN INC | 1405C | 2.5576 | 2.1381 | Y | 2.5576 | 2.1381 | 2.5576
1405L | 10510 | 57 | 134507 | Valley Tool Damper Parts | VALLEY TOOL & DESIGN INC | 1405L | 3.7 | 3.7 | Y | 3.7 | 3.7 | 3.7
1405L | 166553 | 20 | 134507 | Valley Tool Damper Parts | VALLEY TOOL & DESIGN INC | 1405L | 3.7 | 3.616 | Y | 3.7 | 3.7 | 3.7
1405L | 166559 | 15 | 134507 | Valley Tool Damper Parts | VALLEY TOOL & DESIGN INC | 1405L | 3.7 | 3.7 | Y | 3.7 | 3.7 | 3.7
1405L | 166560 | 30 | 134507 | Valley Tool Damper Parts | VALLEY TOOL & DESIGN INC | 1405L | 3.7 | 3.7 | N | 3.7 | 3.7 | 3.7
1405L | 166561 | 6 | 134507 | Valley Tool Damper Parts | VALLEY TOOL & DESIGN INC | 1405L | 3.7 | 3.7 | Y | 3.7 | 3.7 | 3.7
1405L | 175883 | 14 | 134507 | Valley Tool Damper Parts | VALLEY TOOL & DESIGN INC | 1405L | 3.7 | 3.5138 | N | 3.7 | 3.7 | 3.7
1405L | 175888 | 12 | 134507 | Valley Tool Damper Parts | VALLEY TOOL & DESIGN INC | 1405L | 3.7 | 3.7 | N | 3.7 | 3.7 | 3.7
1405L | 175891 | 105 | 134507 | Valley Tool Damper Parts | VALLEY TOOL & DESIGN INC | 1405L | 3.7 | 3.7 | N | 3.7 | 3.7 | 3.7
1405S | 10510 | 3 | 134507 | 1405S - 3" Crankarm for 1/2" Shaft | VALLEY TOOL & DESIGN INC | 1405S | 3.6 | 3.6 | Y | 3.6 | 3.6 | 3.6
1405S | 166553 | 8 | 134507 | 1405S - 3" Crankarm for 1/2" Shaft | VALLEY TOOL & DESIGN INC | 1405S | 3.6 | 3.0278 | N | 3.6 | 3.6 | 3.6
1405S | 166557 | 6 | 134507 | 1405S - 3" Crankarm for 1/2" Shaft | VALLEY TOOL & DESIGN INC | 1405S | 3.6 | 3.6 | Y | 3.6 | 3.6 | 3.6
1405S | 166559 | 15 | 134507 | 1405S - 3" Crankarm for 1/2" Shaft | VALLEY TOOL & DESIGN INC | 1405S | 3.6 | 3.6 | Y | 3.6 | 3.6 | 3.6
1405S | 166560 | 24 | 134507 | 1405S - 3" Crankarm for 1/2" Shaft | VALLEY TOOL & DESIGN INC | 1405S | 3.6 | 3.6 | Y | 3.6 | 3.6 | 3.6
1405S | 166561 | 10 | 134507 | 1405S - 3" Crankarm for 1/2" Shaft | VALLEY TOOL & DESIGN INC | 1405S | 3.6 | 3.6 | Y | 3.6 | 3.6 | 3.6
1410566 | 10510 | 3 | 134342 | THCR-4 Schneider EnthalpyControl 2.5 Amp | SCHNEIDER ELECTRIC BUILDINGS AMERICAS, INC | 141-0566 | 181.282 | 181.5873 | Y | 181.282 | 181.5873 | 181.5873
1415 | 166553 | 23 | 134507 | 1/2" CRANK ARM WITH HOLES | VALLEY TOOL & DESIGN INC | 1415 | 3.5698 | 3.5698 | Y | 3.5698 | 3.5698 | 3.5698
1420238 | 175891 | 3 | 134065 | RCV.GAUGE 1 1/2 IN 40/120F | SIEMENS INDUSTRY, INC. | 1420238 | 12.8209 | 12.8209 | N | 12.8209 | 12.8209 | 12.8209
1420508 | 175891 | 2 | 177052 | 2 IN 15#HI CAP SFTY VLV | AALBERTS IPS AMERICAS,INC | 1420508 | 266.4 | 266.4026 | Y | 266.4 | 266.4026 | 266.4026
1420608 | 175891 | 2 | 177101 | 2 1/2 IN 15#HI-CAP VLV | APOLLO VALVES | 1420608 | 647.73 | 686.6 | Y | 647.73 | 686.6 | 686.6
1420708 | 175891 | 2 | 177101 | CONBRACO 3 IN 15# HI-CAP SFTY VALVE | APOLLO VALVES | 14-207-08 | 767.6 | 813.65 | Y | 767.6 | 813.65 | 813.65
14506635001 | 175891 | 2 | 133921 | 1/2 RING CABINET | HONEYWELL INTERNATIONAL ECC US (HOFS) | 14506635001 | 213.06 | 213.06 | Y | 213.06 | 213.06 | 213.06
14506635002 | 175891 | 3 | 133921 | LARGE RING CABINET | HONEYWELL INTERNATIONAL ECC US (HOFS) | 14506635002 | 113.4069 | 113.4069 | Y | 113.4069 | 113.4069 | 113.4069
14506636001 | 175891 | 2 | 133921 | 1/2 DOOR | HONEYWELL INTERNATIONAL ECC US (HOFS) | 14506636001 | 66.3787 | 66.3787 | Y | 66.3787 | 66.3787 | 66.3787
14506636002 | 175891 | 10 | 133921 | HONEYWELL FULL PANEL DOOR | HONEYWELL INTERNATIONAL ECC US (HOFS) | 14506636002 | 91.7408 | 91.7408 | Y | 91.7408 | 91.7408 | 91.7408
147140 | 175891 | 7 | 177101 | 5/8X18 STD GAUGE GLASS (SAME AS 9858R18) | APOLLO VALVES | 147140 | 11.1237 | 11.1237 | Y | 11.1237 | 11.1237 | 11.1237
147160 | 175891 | 4 | 177101 | 5/8X24 STD GAGE GLASS | APOLLO VALVES | 147160 | 9.8726 | 9.8726 | N | 9.8726 | 9.8726 | 9.8726
147289 | 175888 | 2 | 134065 | FEEDBACK SPRING FOR 1/4IN STROKE | SIEMENS INDUSTRY, INC. | 147289 | 0.72 | 0.72 | N | 0.72 | 0.72 | 0.72
147750 | 175891 | 4 | 177101 | 50IN COPPER GAGE GLASS ROD | APOLLO VALVES | 147750 | 9.54 | 9.5389 | Y | 9.54 | 9.5389 | 9.54
1492CJ610 | 10510 | 147 | 133541 | Allen-Bradley terminal blockjumper for 1 | WESCO DISTRIBUTION, INC. | 1492CJ610 | 3.372 | 3.372 | N | 3.372 | 3.372 | 3.372
1492EB3 | 10510 | 77 | 133541 | Allen-Bradley end bracketelectrical acce | WESCO DISTRIBUTION, INC. | 1492EB3 | 0.396 | 0.396 | Y | 0.396 | 0.396 | 0.396
1492EB3 | 175891 | 44 | 133541 | Allen-Bradley end bracketelectrical acce | WESCO DISTRIBUTION, INC. | 1492EB3 | 0.396 | 0.347 | N | 0.396 | 0.396 | 0.396
1492H7 | 10510 | 126 | 133541 | Allen-Bradley fuse block(UNI) | WESCO DISTRIBUTION, INC. | 1492H7 | 8.672 | 8.671 | Y | 8.672 | 8.671 | 8.672
1492H7 | 175891 | 1 | 133541 | Allen-Bradley fuse block(UNI) | WESCO DISTRIBUTION, INC. | 1492H7 | 8.672 | 8.48 | N | 8.672 | 8.671 | 8.672
1492MS6X12 | 10510 | 10 | 133541 | Allen-Bradley markerselectrical accessor | WESCO DISTRIBUTION, INC. | 1492MS6X12 | 3.284 | 3.284 | N | 3.284 | 3.284 | 3.284
1492N37 | 10510 | 112 | 133541 | Allen-Bradley end barrier capfor 1492H7 | WESCO DISTRIBUTION, INC. | 1492N37 | 0.677 | 0.67383 | Y | 0.677 | 0.67383 | 0.677
1492W4 | 10510 | 45 | 133541 | Allen-Bradley terminal blockelectrical a | WESCO DISTRIBUTION, INC. | 1492W4 | 2.351 | 2.351 | Y | 2.351 | 2.351 | 2.351
14DUD32AF | 175890 | 1 | 134179 | SIEMENS STARTER 5-22A 120V COIL | NEUCO INC. | 14DUD32AF | 339.21 | 339.21 | N | 339.21 | 339.21 | 339.21
14FSX10 | 10510 | 22 | 134219 | Parker 5/8 heavy shortforged flare nut | PARKER HANNIFIN | 14FSX10 | 1.44 | 1.44 | Y | 1.44 | 1.44 | 1.44
14FSX10 | 175891 | 22 | 134219 | Parker 5/8 heavy shortforged flare nut | PARKER HANNIFIN | 14FSX10 | 1.44 | 1.44 | Y | 1.44 | 1.44 | 1.44
14FSX4 | 10510 | 61 | 134219 | Parker 1/4 heavy shortforged flare nut | PARKER HANNIFIN | 14FSX4 | 0.64 | 0.64 | Y | 0.64 | 0.64 | 0.64
14FSX4 | 175891 | 17 | 134219 | Parker 1/4 heavy shortforged flare nut | PARKER HANNIFIN | 14FSX4 | 0.64 | 0.64 | Y | 0.64 | 0.64 | 0.64
14FSX6 | 10510 | 139 | 134219 | Parker 3/8 heavy shortforged flare nut | PARKER HANNIFIN | 14FSX6 | 0.88 | 0.88 | Y | 0.88 | 0.88 | 0.88
14FSX6 | 175891 | 26 | 134219 | Parker 3/8 heavy shortforged flare nut | PARKER HANNIFIN | 14FSX6 | 0.88 | 0.88 | Y | 0.88 | 0.88 | 0.88
14FSX8 | 10510 | 62 | 134219 | Parker 1/2 hevy shortforged flare nut | PARKER HANNIFIN | 14FSX8 | 1.1 | 1.1 | Y | 1.1 | 1.1 | 1.1
14FSX8 | 175891 | 31 | 134219 | Parker 1/2 hevy shortforged flare nut | PARKER HANNIFIN | 14FSX8 | 1.1 | 1.1 | N | 1.1 | 1.1 | 1.1
14SSBV28 | 175888 | 2 | 176518 | ADSEN 303 SS BREATHER | KAMAN FLUID POWER | 14SSBV28 | 3.827 | 3.827 | N | 3.827 | 3.827 | 3.827
14X11DSQ | 175891 | 17 | 176953 | Double-Square to Square Shaft Adapter | MAX-AIR TECHNOLOGY INC | 14X11DSQ | 3.51 | 3.51 | N | 3.51 | 3.51 | 3.51
14X3IN14X3IN | 173042 | 6 | 168859 | 1/4X3-IN-BLK-STSEE 56819700600 | *DO NOT USE* Paid with Divvy Card | 1/4X3-IN -14X3IN | 0.32 | 0.32 | N | 0.32 | 0.32 | 0.32
14X4IN14X4IN | 173042 | 2 | 168859 | 1/4X4-IN-BLK-STSEE 56819700640 | *DO NOT USE* Paid with Divvy Card | 1/4X4-IN -14X4IN | 0.37 | 0.37 | N | 0.37 | 0.37 | 0.37
14X9SSQ | 175891 | 13 | 176953 | INSERT 14X9MM SINGLE-SQUARE | MAX-AIR TECHNOLOGY INC | 14X9SSQ | 6.1682 | 6.1682 | N | 6.1682 | 6.1682 | 6.1682
1500HL1S9OCX | 175883 | 1 | 176571 | BW CONTROL RELAY | MCINTOSH CONTROLS CORPORATION | 1500HL1S9OCX | 66.5 | 66.5 | N | 66.5 | 66.5 | 66.5
1509 | 175891 | 25 | 176780 | McDonnell gasket 325300 for150,42 (1/198 | XYLEM, INC (M&M) | 150-9 | 4 | 4 | N | 4 | 4 | 4
150SON | 10510 | 11 | 187634 | Tekmar 1-stage setpoint ctrl-40-239F dif | SONTAG & ASSOCIATES, TEKMAR | 150-SON | 152.002 | 151.7748 | Y | 152.002 | 151.7748 | 152.002
15125 | 175891 | 4 | 187628 | YELLOW JACKET 25 FT PLUS II HD CHRG HOSE | CGNA/RITCHIE ENG.CO.INC. | 15125 | 97.66 | 97.66 | Y | 97.66 | 97.66 | 97.66
152A12IN315 | 175891 | 1 | 177097 | 1/2 IN 3-15 RANGE | WATTS C/O STICKLER DO NOT USE | 152A12IN315 | 275.87 | 275.87 | N | 275.87 | 275.87 | 275.87
15M0234 | 175888 | 1 | 150629 | CAT5 RJ45 MODULAR JACK | NEWARK ELECTRONICS | 15M0234 | 33.164 | 33.164 | N | 33.164 | 33.164 | 33.164
15XPB | 10510 | 3 | 133849 | Fluke Meterman DMM W/logictest non-conta | FLUKE ELECTRONICS CORPORATION | 15XP-B | 83.29 | 83.29 | Y | 83.29 | 83.29 | 83.29
15XPB | 175891 | 1 | 133849 | Fluke Meterman DMM W/logictest non-conta | FLUKE ELECTRONICS CORPORATION | 15XP-B | 83.29 | 59.79 | Y | 83.29 | 83.29 | 83.29
1600-169RP | 175891 | 3 | 133677 | Taco Gasket Set | ST LOUIS BOILER SUPPLY CO. | 1600-169RP | 13 | 13 | N | 13 | 13 | 13
16000 | 10510 | 62 | 134030 | Harris lead-free solder(bridgit) BRGT61 | THE HARRIS PRODUCTS GROUP | 16000 | 23.8127 | 23.0238 | Y | 23.8127 | 23.0238 | 23.8127
16000 | 175891 | 2 | 134030 | Harris lead-free solder(bridgit) BRGT61 | THE HARRIS PRODUCTS GROUP | 16000 | 23.8127 | 13.212 | Y | 23.8127 | 23.0238 | 23.8127
1609900000 | 10008 | 3 | 133824 | Terminal Marker Card - Blank - 1 Row | FASTER CABLE, INC. | 1609900000 | 1.5 | 1.5 | N | 1.5 | 1.5 | 1.5
16099000001 | 10008 | 48 | 133824 | Terminal Marker Card 1-10 | FASTER CABLE, INC. | 1609900000-1 | 1.9167 | 1.9167 | N | 1.9167 | 1.9167 | 1.9167
16099000002 | 10008 | 13 | 133824 | Terminal Marker Card 11-20 | FASTER CABLE, INC. | 1609900000-2 | 1.4795 | 1.4795 | N | 1.4795 | 1.4795 | 1.4795
16099000003 | 10008 | 27 | 133824 | Terminal Marker Card 21-30 | FASTER CABLE, INC. | 1609900000-3 | 1.5 | 1.5 | N | 1.5 | 1.5 | 1.5
16099000004 | 10008 | 2 | 133824 | Terminal Marker Card 31-40 | FASTER CABLE, INC. | 1609900000-4 | 9.5439 | 9.5439 | N | 9.5439 | 9.5439 | 9.5439
16099000005 | 10008 | 23 | 133824 | ddddddddddddddddddddddddddddd | FASTER CABLE, INC. | 1609900000-5 | 1.5 | 1.5 | N | 1.5 | 1.5 | 1.5
16099000006 | 10008 | 4 | 133824 | Terminal Marker Card 51-60 | FASTER CABLE, INC. | 1609900000-6 | 1.5 | 1.5 | N | 1.5 | 1.5 | 1.5
16099000007 | 10008 | 5 | 133824 | Terminal Marker Card 61-70 | FASTER CABLE, INC. | 1609900000-7 | 1.5 | 1.5 | N | 1.5 | 1.5 | 1.5
16099000009 | 10008 | 2 | 133824 | Terminal Marker Card 81-90 | FASTER CABLE, INC. | 1609900000-9 | 1.5 | 1.5 | N | 1.5 | 1.5 | 1.5
160P46C3 | 175888 | 5 | 176374 | NEODYNE DIFFERENTIAL PRESSURE SWITCH | J. KOCH ASSOCIATES, INC | 160P46C3 | 482.9 | 482.9 | N | 482.9 | 482.9 | 482.9
162S | 175891 | 2 | 187620 | Parker Gold Label filter-drier1/4 sweat | PARKER HANNIFIN | 162S | 11.77 | 11.77 | N | 11.77 | 11.77 | 11.77
163 | 10510 | 3 | 187620 | Parker Gold Label filter-drier3/8 SAE 45 | PARKER HANNIFIN | 163 | 14.628 | 14.628 | N | 14.628 | 14.628 | 14.628
164 | 10510 | 2 | 187620 | Parker Gold Label filter-drier1/2 SAE 45 | PARKER HANNIFIN | 164 | 15.275 | 15.275 | N | 15.275 | 15.275 | 15.275
164 | 175891 | 1 | 187620 | Parker Gold Label filter-drier1/2 SAE 45 | PARKER HANNIFIN | 164 | 15.275 | 13.526 | N | 15.275 | 15.275 | 15.275
165 | 10510 | 4 | 187620 | Parker Gold Label filter-drier5/8 SAE 45 | PARKER HANNIFIN | 165 | 17.06 | 16.2895 | N | 17.06 | 16.2895 | 17.06
165S | 175891 | 1 | 187620 | Parker Gold Label filter-drier5/8 sweat | PARKER HANNIFIN | 165S | 17.193 | 17.193 | N | 17.193 | 17.193 | 17.193
16MC3A0 | 175891 | 1 | 176571 | WARRICK LVL CTRL 24 VAC 8 PIN OCTAL | MCINTOSH CONTROLS CORPORATION | 16MC3A0 | 188.8999 | 188.8999 | N | 188.8999 | 188.8999 | 188.8999
16MM3A0 | 175891 | 1 | 176571 | WARRICK LVL CRTL 24 VAC INVERSE 26K | MCINTOSH CONTROLS CORPORATION | 16MM3A0 | 188.8999 | 188.8999 | N | 188.8999 | 188.8999 | 188.8999
17-2 | 10510 | 1 | 187643 | Uniweld welding tipAcetylene | UNIWELD PRODUCTS INC. | 17-2 | 22.67 | 22.67 | Y | 22.67 | 22.67 | 22.67
1701-2 | 10510 | 1 | 134179 | HANKISON BYPASS AIR VAVLE | NEUCO INC. | 1701-2 | 78.4 | 78.4 | Y | 78.4 | 78.4 | 78.4
17125 | 10008 | 9 | 134078 | 20 AMP 2 POLE 24V COIL CONTACTOR | MARS MOTORS & ARMATURES INC | 17125 | 4.7226 | 6.34 | Y | 4.7226 | 6.34 | 6.34
17126 | 10008 | 1 | 133727 | Definite Purpose Contactors | CROWN ENGINEERING CORP | 17126 | 5.25 | 4.1536 | Y | 5.25 | 5.1407 | 5.25
17126 | 166557 | 11 | 133727 | Definite Purpose Contactors | CROWN ENGINEERING CORP | 17126 | 5.25 | 4.1536 | Y | 5.25 | 5.1407 | 5.25
17126 | 166561 | 6 | 133727 | Definite Purpose Contactors | CROWN ENGINEERING CORP | 17126 | 5.25 | 5.1407 | N | 5.25 | 5.1407 | 5.25
1715 | 10510 | 1 | 187643 | Uniweld #15 RosebudTip 7 Acetylene | UNIWELD PRODUCTS INC. | 17-15 | 49.21 | 49.21 | Y | 49.21 | 49.21 | 49.21
1730 | 10510 | 2 | 187643 | Uniweld #30 rosebudTip, 7 | UNIWELD PRODUCTS INC. | 17-30 | 49.21 | 49.21 | Y | 49.21 | 49.21 | 49.21
17316 | 10008 | 2 | 134078 | DEFINITE PURPOSE CONTACTOR | MARS MOTORS & ARMATURES INC | 17316 | 3.89 | 3.89 | N | 3.89 | 3.89 | 3.89
17317 | 10008 | 2 | 134078 | DEFINITE PURPOSE CONTACTOR | MARS MOTORS & ARMATURES INC | 17317 | 3.895 | 3.895 | N | 3.895 | 3.895 | 3.895
17325 | 10008 | 1 | 133727 | Mars DP Contractor, 30 Amp 2 Pole 24V | CROWN ENGINEERING CORP | 17325 | 6.7352 | 6.6504 | Y | 6.7352 | 8.22 | 8.22
17325 | 10770 | 6 | 133727 | Mars DP Contractor, 30 Amp 2 Pole 24V | CROWN ENGINEERING CORP | 17325 | 6.7352 | 6.65 | Y | 6.7352 | 8.22 | 8.22
17325 | 166557 | 13 | 134078 | Mars DP Contractor, 30 Amp 2 Pole 24V | MARS MOTORS & ARMATURES INC | 17325 | 6.7352 | 6.65 | Y | 6.7352 | 8.22 | 8.22
17325 | 166559 | 12 | 134078 | Mars DP Contractor, 30 Amp 2 Pole 24V | MARS MOTORS & ARMATURES INC | 17325 | 6.7352 | 8.22 | Y | 6.7352 | 8.22 | 8.22
17325 | 166561 | 7 | 134078 | Mars DP Contractor, 30 Amp 2 Pole 24V | MARS MOTORS & ARMATURES INC | 17325 | 6.7352 | 7.528 | Y | 6.7352 | 8.22 | 8.22
17325 | 175883 | 4 | 133727 | Mars DP Contractor, 30 Amp 2 Pole 24V | CROWN ENGINEERING CORP | 17325 | 6.7352 | 6.3992 | N | 6.7352 | 8.22 | 8.22
17326 | 10008 | 4 | 134078 | DEFINITE PURPOSE CONTACTORS | MARS MOTORS & ARMATURES INC | 17326 | 6.65 | 6.8 | Y | 6.65 | 6.8 | 6.8
17326 | 10770 | 6 | 134078 | DEFINITE PURPOSE CONTACTORS | MARS MOTORS & ARMATURES INC | 17326 | 6.65 | 6.65 | Y | 6.65 | 6.8 | 6.8
17326 | 166557 | 9 | 134078 | DEFINITE PURPOSE CONTACTORS | MARS MOTORS & ARMATURES INC | 17326 | 6.65 | 6.1211 | Y | 6.65 | 6.8 | 6.8
17326 | 166559 | 3 | 134078 | DEFINITE PURPOSE CONTACTORS | MARS MOTORS & ARMATURES INC | 17326 | 6.65 | 6.4109 | Y | 6.65 | 6.8 | 6.8
17326 | 175883 | 4 | 134078 | DEFINITE PURPOSE CONTACTORS | MARS MOTORS & ARMATURES INC | 17326 | 6.65 | 5.5137 | N | 6.65 | 6.8 | 6.8
17425 | 10008 | 5 | 134078 | CONTACTOR 40A 2P 24V COIL | MARS MOTORS & ARMATURES INC | 17425 | 9.27 | 9.27 | Y | 9.27 | 9.546 | 9.546
17425 | 10770 | 6 | 134078 | CONTACTOR 40A 2P 24V COIL | MARS MOTORS & ARMATURES INC | 17425 | 9.27 | 9.27 | Y | 9.27 | 9.546 | 9.546
17425 | 166557 | 10 | 134078 | CONTACTOR 40A 2P 24V COIL | MARS MOTORS & ARMATURES INC | 17425 | 9.27 | 9.546 | Y | 9.27 | 9.546 | 9.546
17425 | 166559 | 6 | 134078 | CONTACTOR 40A 2P 24V COIL | MARS MOTORS & ARMATURES INC | 17425 | 9.27 | 9.269 | Y | 9.27 | 9.546 | 9.546
17425 | 166561 | 3 | 134078 | CONTACTOR 40A 2P 24V COIL | MARS MOTORS & ARMATURES INC | 17425 | 9.27 | 9.546 | Y | 9.27 | 9.546 | 9.546
17425 | 175883 | 4 | 134078 | CONTACTOR 40A 2P 24V COIL | MARS MOTORS & ARMATURES INC | 17425 | 9.27 | 7.7563 | N | 9.27 | 9.546 | 9.546
17426 | 10008 | 2 | 134078 | CONTACTOR 40A 2P 120V COIL | MARS MOTORS & ARMATURES INC | 17426 | 9.268 | 9.268 | Y | 9.268 | 9.27 | 9.27
17426 | 10770 | 6 | 134078 | CONTACTOR 40A 2P 120V COIL | MARS MOTORS & ARMATURES INC | 17426 | 9.268 | 9.27 | N | 9.268 | 9.27 | 9.27
17426 | 166553 | 1 | 134078 | CONTACTOR 40A 2P 120V COIL | MARS MOTORS & ARMATURES INC | 17426 | 9.268 | 8.9117 | Y | 9.268 | 9.27 | 9.27
17426 | 166557 | 9 | 134078 | CONTACTOR 40A 2P 120V COIL | MARS MOTORS & ARMATURES INC | 17426 | 9.268 | 7.3322 | Y | 9.268 | 9.27 | 9.27
17426 | 166559 | 4 | 134078 | CONTACTOR 40A 2P 120V COIL | MARS MOTORS & ARMATURES INC | 17426 | 9.268 | 9.268 | Y | 9.268 | 9.27 | 9.27
17426 | 166561 | 5 | 134078 | CONTACTOR 40A 2P 120V COIL | MARS MOTORS & ARMATURES INC | 17426 | 9.268 | 8.7794 | Y | 9.268 | 9.27 | 9.27
17426 | 175883 | 4 | 134078 | CONTACTOR 40A 2P 120V COIL | MARS MOTORS & ARMATURES INC | 17426 | 9.268 | 8.9125 | N | 9.268 | 9.27 | 9.27
17435 | 10008 | 1 | 134078 | DEFINITE PURPOSE CONTACTOR | MARS MOTORS & ARMATURES INC | 17435 | 16.46 | 16.459 | Y | 16.46 | 19.0463 | 19.0463
17435 | 10770 | 6 | 134078 | DEFINITE PURPOSE CONTACTOR | MARS MOTORS & ARMATURES INC | 17435 | 16.46 | 16.46 | Y | 16.46 | 19.0463 | 19.0463
17435 | 166553 | 5 | 134078 | DEFINITE PURPOSE CONTACTOR | MARS MOTORS & ARMATURES INC | 17435 | 16.46 | 15.6931 | Y | 16.46 | 19.0463 | 19.0463
17435 | 166557 | 9 | 134078 | DEFINITE PURPOSE CONTACTOR | MARS MOTORS & ARMATURES INC | 17435 | 16.46 | 16.7911 | Y | 16.46 | 19.0463 | 19.0463
17435 | 166559 | 1 | 134078 | DEFINITE PURPOSE CONTACTOR | MARS MOTORS & ARMATURES INC | 17435 | 16.46 | 19.0463 | Y | 16.46 | 19.0463 | 19.0463
17435 | 175883 | 4 | 134078 | DEFINITE PURPOSE CONTACTOR | MARS MOTORS & ARMATURES INC | 17435 | 16.46 | 15.7661 | N | 16.46 | 19.0463 | 19.0463
17436 | 10008 | 2 | 134078 | DEFINITE PURPOSE CONTACTOR | MARS MOTORS & ARMATURES INC | 17436 | 16.46 | 16.46 | Y | 16.46 | 16.951 | 16.951
17436 | 10770 | 6 | 134078 | DEFINITE PURPOSE CONTACTOR | MARS MOTORS & ARMATURES INC | 17436 | 16.46 | 16.46 | Y | 16.46 | 16.951 | 16.951
17436 | 166553 | 6 | 134078 | DEFINITE PURPOSE CONTACTOR | MARS MOTORS & ARMATURES INC | 17436 | 16.46 | 15.8242 | Y | 16.46 | 16.951 | 16.951
17436 | 166557 | 10 | 134078 | DEFINITE PURPOSE CONTACTOR | MARS MOTORS & ARMATURES INC | 17436 | 16.46 | 16.1539 | Y | 16.46 | 16.951 | 16.951
17436 | 166559 | 2 | 134078 | DEFINITE PURPOSE CONTACTOR | MARS MOTORS & ARMATURES INC | 17436 | 16.46 | 15.2347 | Y | 16.46 | 16.951 | 16.951
17436 | 166561 | 2 | 134078 | DEFINITE PURPOSE CONTACTOR | MARS MOTORS & ARMATURES INC | 17436 | 16.46 | 16.951 | Y | 16.46 | 16.951 | 16.951
17436 | 175883 | 4 | 134078 | DEFINITE PURPOSE CONTACTOR | MARS MOTORS & ARMATURES INC | 17436 | 16.46 | 15.3569 | N | 16.46 | 16.951 | 16.951
174A11230 | 175891 | 2 | 134179 | ASME SAFETY REL VLV 2,020,000 | NEUCO INC. | 174A11230 | 355.615 | 355.615 | N | 355.615 | 355.615 | 355.615
174A1125 | 175891 | 2 | 133540 | 1" WATTS ASME 125PSI RELIEF VALVE | WATTS REGULATOR CO | 174A1125 | 201.0167 | 201.0167 | N | 201.0167 | 201.0167 | 201.0167
174A11250 | 175891 | 1 | 134179 | LEAD FREE 11/2 IN 50# PRV | NEUCO INC. | 174A11250 | 570.19 | 570.1933 | N | 570.19 | 570.1933 | 570.1933
174A11275 | 175891 | 2 | 134179 | 1-1/2 50 psi 1,125,000 btu | NEUCO INC. | 174A11275 | 269.1 | 269.1 | N | 269.1 | 269.1 | 269.1
174A114100 | 175891 | 3 | 133540 | 1-1/4 RELIEF SET AT 100PSI 4,400,000 BTU | WATTS REGULATOR CO | 174A114100 | 302.48 | 302.48 | N | 302.48 | 302.48 | 302.48
174A11430 | 175891 | 1 | 134179 | ASME SAFETY REL VLV 1,682,000 | NEUCO INC. | 174A11430 | 276.2577 | 276.2577 | N | 276.2577 | 276.2577 | 276.2577
174A11450 | 175891 | 2 | 133540 | WATTS RELIEF VALVE 50PSI | WATTS REGULATOR CO | 174A11450 | 279.76 | 279.76 | N | 279.76 | 279.76 | 279.76
174A11475 | 175891 | 1 | 133540 | 1-1/4 IN SET AT 75 PSI 3,429,000 BTU'S | WATTS REGULATOR CO | 174A11475 | 731.8 | 404.9368 | N | 731.8 | 404.9368 | 731.8
174A1150 | 175891 | 2 | 133540 | 1" WATTS ASME 150PSI RELIEF VALVE | WATTS REGULATOR CO | 174A1150 | 184.02 | 184.0212 | N | 184.02 | 184.0212 | 184.0212
174A175 | 175891 | 2 | 133540 | 1" WATTS ASME 75PSI RELIEF VALVE | WATTS REGULATOR CO | 174A175 | 283.23 | 244.2991 | Y | 283.23 | 244.2991 | 283.23
174A2100 | 175891 | 2 | 134179 | WATTS REGULATOR 0278450 | NEUCO INC. | 174A2100 | 366.605 | 366.605 | N | 366.605 | 366.605 | 366.605
174A230 | 175891 | 1 | 134179 | 0278030 WATTS RELIEF | NEUCO INC. | 174A230 | 459.9608 | 459.9608 | N | 459.9608 | 459.9608 | 459.9608
174A2IN50PSI | 175891 | 2 | 134179 | WATTS 0278328 PRESSURE RELIEF | NEUCO INC. | 174A2IN50PSI | 366.225 | 366.225 | N | 366.225 | 366.225 | 366.225
174A34100 | 175891 | 1 | 133540 | 3/4 WATTS ASME SAFETY RELIEF VALVE | WATTS REGULATOR CO | 174A34100 | 90.57 | 90.5745 | N | 90.57 | 90.5745 | 90.5745
174A34125 | 175891 | 3 | 133540 | ASME SAFETY REL VLV 2,070,000 | WATTS REGULATOR CO | F274751 | 104.53 | 134.602 | Y | 104.53 | 134.602 | 134.602
174A34150 | 175891 | 1 | 133540 | ASME SAFETY REL VLV 2,445,000 | WATTS REGULATOR CO | 174A34150 | 88.1399 | 88.1399 | N | 88.1399 | 88.1399 | 88.1399
174A3450 | 175891 | 2 | 133540 | ASME SAFETY REL VLV 950,000 | WATTS REGULATOR CO | 174A3450 | 79.07 | 123.33 | Y | 79.07 | 123.33 | 123.33
174Z1942 | 173042 | 4 | 175073 | 460/3/60 Danfoss 7.5hp Electro-mechanica | DANFOSS LLC | 174Z1942 | 1311.14 | 1418.93 | N | 1311.14 | 1418.93 | 1418.93
174Z2417 | 173042 | 1 | 175073 | 460/3/60 Danfoss 10hp Electro-mechanical | DANFOSS LLC | 174Z2417 | 1397.59 | 1397.59 | N | 1397.59 | 1397.59 | 1397.59
17631 | 10510 | 33 | 187642 | UEI - particle filters forC155 and C157 | CGNA/UNIVERSAL ENTERPRISES | 17631 | 4.937 | 4.937 | N | 4.937 | 4.937 | 4.937
17735 | 173042 | 1 | 134078 | 17735 M&A | MARS MOTORS & ARMATURES INC | 17735 | 50.9 | 50.9 | N | 50.9 | 50.9 | 50.9
177CA42 | 10510 | 15 | 134219 | $Parker 1/4 x 1/8 tee, femalebranch 20-9 | PARKER HANNIFIN | 177CA42 | 5.653 | 5.653 | N | 5.653 | 5.653 | 5.653
177U9468 | 173042 | 1 | 175073 | 200-240/3/60 Danfoss 15hp Electro-mechan | DANFOSS LLC | 177U9468 | 1601.62 | 1601.62 | N | 1601.62 | 1601.62 | 1601.62
177U9498 | 173042 | 1 | 175073 | 460/3/60 Danfoss 15hp Electro-mechanical | DANFOSS LLC | 177U9498 | 1406.545 | 1406.545 | N | 1406.545 | 1406.545 | 1406.545
177U9545 | 173042 | 2 | 175073 | 460/3/60 Danfoss 20hp Electro-mechanical | DANFOSS LLC | 177U9545 | 1783.9 | 1783.9 | N | 1783.9 | 1783.9 | 1783.9
177U9583 | 173042 | 1 | 175073 | 460/3/60 Danfoss 25hp Electro-mechanical | DANFOSS LLC | 177U9583 | 2277.18 | 2551.43 | N | 2277.18 | 2551.43 | 2551.43
177U9770 | 173042 | 1 | 175073 | 200-240/3/60 Danfoss 7.5hp Electro-mecha | DANFOSS LLC | 177U9770 | 1155.23 | 1155.23 | N | 1155.23 | 1155.23 | 1155.23
177U9802 | 173042 | 1 | 175073 | 200-240/3/60 Danfoss 10hp Electro-mechan | DANFOSS LLC | 177U9802 | 1311.79 | 1311.79 | N | 1311.79 | 1311.79 | 1311.79
179 | 10510 | 4 | 133849 | Fluke TRMS w/temp probe & | FLUKE ELECTRONICS CORPORATION | 179 | 364.79 | 351.0275 | Y | 364.79 | 351.0275 | 364.79
17999 | 166561 | 1 | 134078 | AUX CONTACT FOR 3POLE W/LUG | MARS MOTORS & ARMATURES INC | 17999 | 9.1324 | 11.92 | Y | 9.1324 | 11.92 | 11.92
17X11DSQSHORT | 175891 | 15 | 176953 | Double-Square to Square Shaft Adapter | MAX-AIR TECHNOLOGY INC | 17X11DSQSHORT | 6.46 | 6.46 | N | 6.46 | 6.46 | 6.46
17X11DSQTALL | 175891 | 21 | 176953 | Double-Square to Square Shaft Adapter | MAX-AIR TECHNOLOGY INC | 17X11DSQTALL | 6.46 | 6.46 | N | 6.46 | 6.46 | 6.46
17X14DSQSHORT | 175891 | 17 | 176953 | Double-Square to Square Shaft Adapter | MAX-AIR TECHNOLOGY INC | 17X14DSQSHORT | 4.23 | 4.23 | N | 4.23 | 4.23 | 4.23
17X14DSQTALL | 175891 | 16 | 176953 | Double-Square to Square Shaft Adapter | MAX-AIR TECHNOLOGY INC | 17X14DSQTALL | 4.63 | 4.6324 | Y | 4.63 | 4.6324 | 4.6324
18075 | 175891 | 2 | 134179 | MAXON SPARK IGNITOR | NEUCO INC. | 18075 | 0 | 95.2 | Y | 0 | 95.2 | 95.2
1813C075 | 10008 | 5 | 134161 | 3/4" GAS REG FULL RELIEF | MINERS & PISANI, INC. | 1813C-0.75 | 114 | 114 | Y | 114 | 114 | 114
1813C1 | 10008 | 1 | 134161 | Regulator, Pressure | MINERS & PISANI, INC. | 1813C-1 | 113.81 | 113.9523 | Y | 113.81 | 113.9523 | 113.9523
1813C125 | 10008 | 2 | 134161 | Regulator, Pressure | MINERS & PISANI, INC. | 1813C-1.25 | 117.6 | 117.6 | Y | 117.6 | 117.6 | 117.6
181694 | 175891 | 1 | 176571 | GEMS SENSOR 1 INCH NPT PORT SS 115VAC | MCINTOSH CONTROLS CORPORATION | 181694 | 276 | 276 | N | 276 | 276 | 276
18191004 | 10008 | 23 | 134045 | Wire duct cover 1" wide 6 length | KIMBALL ELECTRONICS INC | 181-91004 | 2.73 | 2.73 | Y | 2.73 | 2.73 | 2.73
18191507 | 10008 | 91 | 134045 | Wire duct cover 1.5" wide 6 length | KIMBALL ELECTRONICS INC | 181-91507 | 2.23 | 2.8198 | Y | 2.23 | 2.8198 | 2.8198
18192005 | 10008 | 18 | 134045 | TY 181-92005 2" Wiring Duct Cover | KIMBALL ELECTRONICS INC | 181-92005 | 3.9 | 3.9 | Y | 3.9 | 3.9 | 3.9
18192005 | 173042 | 12 | 134045 | TY 181-92005 2" Wiring Duct Cover | KIMBALL ELECTRONICS INC | 181-92005 | 3.9 | 3.9 | N | 3.9 | 3.9 | 3.9
183338000 | 10008 | 11 | 133824 | Weidmuller Terminal Block, WDU 10, White | FASTER CABLE, INC. | 183338000 | 2.7659 | 2.7659 | N | 2.7659 | 2.7659 | 2.7659
183372 | 10510 | 4 | 187620 | Parker adapter fitting5/8 ODF x Aeroquip | PARKER HANNIFIN | 183372 | 3.78 | 3.78 | Y | 3.78 | 3.78 | 3.78
183373 | 10510 | 2 | 187620 | Parker adapter fitting1/2 ODF x Aeroquip | PARKER HANNIFIN | 183373 | 3.45 | 3.45 | Y | 3.45 | 3.45 | 3.45
183374 | 10510 | 2 | 187620 | Parker adapter fitting5/8 ODF x chatleff | PARKER HANNIFIN | 183374 | 6.17 | 12.91 | Y | 6.17 | 12.91 | 12.91
183375 | 10510 | 4 | 187620 | Parker adapter fitting1/2 ODF x chatleff | PARKER HANNIFIN | 183375 | 7.28 | 7.28 | Y | 7.28 | 7.28 | 7.28
183376 | 10510 | 3 | 187620 | Parker adapter fitting1/2 ODF x 3/8 SAE | PARKER HANNIFIN | 183376 | 1.74 | 1.74 | Y | 1.74 | 1.74 | 1.74
18411004 | 10008 | 27 | 134045 | Wire duct 1" X 1" 6' length | KIMBALL ELECTRONICS INC | 184-11004 | 17.28 | 17.28 | Y | 17.28 | 17.28 | 17.28
18411010 | 10008 | 50 | 134045 | Slotted wiring duct 1" X 1.5" 6 length | KIMBALL ELECTRONICS INC | 184-11010 | 14.85 | 14.85 | Y | 14.85 | 14.85 | 14.85
18412005 | 10008 | 33 | 134045 | Slotted wire duct 1" X 2" | KIMBALL ELECTRONICS INC | 184-12005 | 11.1 | 11.1 | Y | 11.1 | 11.1 | 11.1
18413005 | 10008 | 20 | 134045 | Slotted wire duct 1" X 3" 6 length | KIMBALL ELECTRONICS INC | 184-13005 | 16.5 | 16.5 | Y | 16.5 | 16.5 | 16.5
18415152 | 10008 | 75 | 134045 | Slotted wire duct 1.5" X 1.5" | KIMBALL ELECTRONICS INC | 184-15152 | 11.52 | 11.52 | Y | 11.52 | 11.52 | 11.52
18415202 | 10008 | 58 | 134045 | Slotted wire duct 1.5" X 2" 6 length | KIMBALL ELECTRONICS INC | 184-15202 | 11.4 | 11.4 | Y | 11.4 | 11.4 | 11.4
18415302 | 10008 | 35 | 134045 | Slotted wire duct 1.5" X 3" | KIMBALL ELECTRONICS INC | 184-15302 | 21.45 | 21.45 | Y | 21.45 | 21.45 | 21.45
18422005 | 10008 | 16 | 134045 | Slotted wire duct 2" X 2" 6 length | KIMBALL ELECTRONICS INC | 184-22005 | 13.2384 | 13.2384 | Y | 13.2384 | 13.2384 | 13.2384
18422005 | 173042 | 12 | 134045 | Slotted wire duct 2" X 2" 6 length | KIMBALL ELECTRONICS INC | 184-22005 | 13.2384 | 13.2 | N | 13.2384 | 13.2384 | 13.2384
18423004 | 10008 | 23 | 134045 | Slotted wire duct 2" X 3" 6 length | KIMBALL ELECTRONICS INC | 184-23004 | 17.1 | 22.68 | Y | 17.1 | 22.68 | 22.68
184T250 | 10008 | 4 | 134078 | 18/4 T-Stat Wire 250 Roll | MARS MOTORS & ARMATURES INC | 84203 | 47.3483 | 47.7585 | Y | 47.3483 | 47.7585 | 47.7585
185T250 | 10008 | 4 | 134078 | 18/5 T-STAT WIRE 250 ROLL | MARS MOTORS & ARMATURES INC | 84204 | 53.265 | 55.823 | Y | 53.265 | 55.823 | 55.823
186001 | 10510 | 1 | 187558 | Bell & Gossett bearing couplerend | <<USE ACCT#187612>> BELL & GOSSETT | 186001 | 36.18 | 36.18 | N | 36.18 | 36.18 | 36.18
186001 | 175891 | 1 | 187558 | Bell & Gossett bearing couplerend | <<USE ACCT#187612>> BELL & GOSSETT | 186001 | 36.18 | 30.51 | N | 36.18 | 36.18 | 36.18
186002 | 10510 | 1 | 187612 | Bell & Gossett bearing pumpend | BERNARD J. MULCAHY CO.,INC. | 186002 | 89.1 | 87.75 | Y | 89.1 | 87.75 | 89.1
186002 | 175891 | 1 | 187558 | Bell & Gossett bearing pumpend | <<USE ACCT#187612>> BELL & GOSSETT | 186002 | 89.1 | 70.2 | N | 89.1 | 87.75 | 89.1
186028 | 10510 | 5 | 187612 | Bell & Gossett bearingassy | BERNARD J. MULCAHY CO.,INC. | 186028 | 561.6 | 561.6 | Y | 561.6 | 561.6 | 561.6
186543 | 10510 | 5 | 187612 | 186543 B&G | BERNARD J. MULCAHY CO.,INC. | 186543 | 239.932 | 260.1994 | Y | 239.932 | 260.1994 | 260.1994
186862 | 10510 | 20 | 187612 | 186862 B&G | BERNARD J. MULCAHY CO.,INC. | 186862 | 172.508 | 181.8265 | Y | 172.508 | 181.8265 | 181.8265
186863 | 10510 | 10 | 187612 | 186863 B&G | BERNARD J. MULCAHY CO.,INC. | 186863 | 468.6 | 471.1753 | Y | 468.6 | 471.1753 | 471.1753
186T250 | 10008 | 2 | 134078 | 18/6 T-Stat Wire 250 Roll | MARS MOTORS & ARMATURES INC | 84205 | 75.01 | 80.43 | Y | 75.01 | 80.43 | 80.43
188T250 | 10008 | 9 | 134078 | 18/8 T-Stat Wire 250 Roll | MARS MOTORS & ARMATURES INC | 84207 | 91.475 | 87.0389 | Y | 91.475 | 87.0389 | 91.475
189105LF | 10510 | 1 | 134179 | Bearing Assembly | NEUCO INC. | 189105LF | 0 | 324 | N | 0 | 324 | 324
189144 | 10510 | 2 | 187612 | SEAL KIT | BERNARD J. MULCAHY CO.,INC. | 189144 | 126.9 | 108 | Y | 126.9 | 108 | 126.9
1894 | 10008 | 9 | 176439 | LARGE SIZE LATEX BULB | W.A. BAUM CO INC | 1894 | 12.3 | 11.9316 | N | 12.3 | 12.0299 | 12.3
1894 | 166553 | 8 | 176439 | LARGE SIZE LATEX BULB | W.A. BAUM CO INC | 1894 | 12.3 | 10.9494 | Y | 12.3 | 12.0299 | 12.3
1894 | 166559 | 62 | 176439 | LARGE SIZE LATEX BULB | W.A. BAUM CO INC | 1894 | 12.3 | 12.0299 | Y | 12.3 | 12.0299 | 12.3
1894 | 166561 | 2 | 176439 | LARGE SIZE LATEX BULB | W.A. BAUM CO INC | 1894 | 12.3 | 11.9185 | Y | 12.3 | 12.0299 | 12.3
1894 | 173042 | 12 | 176439 | LARGE SIZE LATEX BULB | W.A. BAUM CO INC | 1894 | 12.3 | 11.7206 | N | 12.3 | 12.0299 | 12.3
18975 | 10510 | 13 | 187628 | Yellow Jacket vacuum / chargevalve with | CGNA/RITCHIE ENG.CO.INC. | 18975 | 49.4 | 49.2879 | Y | 49.4 | 51.72 | 51.72
18975 | 175891 | 2 | 187628 | Yellow Jacket vacuum / chargevalve with | CGNA/RITCHIE ENG.CO.INC. | 18975 | 49.4 | 51.72 | Y | 49.4 | 51.72 | 51.72
18985 | 10510 | 8 | 187628 | 5/16 vacuum / charge valveR410A systems | CGNA/RITCHIE ENG.CO.INC. | 18985 | 53.1672 | 53.0208 | Y | 53.1672 | 55.6 | 55.6
18985 | 175891 | 2 | 187628 | 5/16 vacuum / charge valveR410A systems | CGNA/RITCHIE ENG.CO.INC. | 18985 | 53.1672 | 55.6 | Y | 53.1672 | 55.6 | 55.6
18C40230 | 10510 | 2 | 177052 | Conbraco 3/4M x 3/4F T&Ptemp & pressure | AALBERTS IPS AMERICAS,INC | 18C-402-30 | 25.455 | 23.8125 | Y | 25.455 | 23.8125 | 25.455
18C5115150 | 10510 | 1 | 177052 | Conbraco 3/4M x 3/4F T&Pcomm temp & pres | AALBERTS IPS AMERICAS,INC | 18C-511-5-150 | 106.93 | 106.93 | Y | 106.93 | 106.93 | 106.93
19.21.0.024.0000 | 175883 | 10 | 193711 | hand-off- Automatic Relay, Spdt 10a, 24v | Finder | 19.21.0.024.0000 | 0 | 26.6 | N | 0 | 26.6 | 26.6
19.50.0.024.0000 | 175883 | 8 | 193711 | Analog Output Module 0-10V | Finder | 19.50.0.024.0000 | 0 | 57.33 | N | 0 | 57.33 | 57.33
19002 | 10510 | 5 | 134078 | 19002 M&A | MARS MOTORS & ARMATURES INC | 19002 | 20.922 | 20.922 | Y | 20.922 | 20.922 | 20.922
19003 | 10510 | 3 | 134078 | Mars 64 relay(potential) | MARS MOTORS & ARMATURES INC | 19003 | 22.148 | 22.148 | N | 22.148 | 22.148 | 22.148
19004 | 10510 | 2 | 134078 | Mars 65 relay(potential) | MARS MOTORS & ARMATURES INC | 19004 | 21.678 | 21.678 | N | 21.678 | 21.678 | 21.678
19006 | 10510 | 1 | 134078 | Mars 67 relay(potential) | MARS MOTORS & ARMATURES INC | 19006 | 21.853 | 21.853 | Y | 21.853 | 21.853 | 21.853
19007 | 10510 | 7 | 134078 | Mars 68 relay(potential) | MARS MOTORS & ARMATURES INC | 19007 | 25.611 | 25.611 | Y | 25.611 | 25.611 | 25.611
19010 | 10510 | 4 | 134078 | Mars 71 relay(potential) | MARS MOTORS & ARMATURES INC | 19010 | 21.842 | 21.842 | Y | 21.842 | 21.842 | 21.842
19011 | 10510 | 10 | 187628 | Yellow Jacket CH-11 gasketbulk package o | CGNA/RITCHIE ENG.CO.INC. | 19011 | 11.38 | 11.2167 | Y | 11.38 | 13.56 | 13.56
19011 | 175891 | 1 | 187628 | Yellow Jacket CH-11 gasketbulk package o | CGNA/RITCHIE ENG.CO.INC. | 19011 | 11.38 | 13.56 | Y | 11.38 | 13.56 | 13.56
19020 | 10510 | 17 | 187628 | Yellow Jacket 1/4 tubulargasket for char | CGNA/RITCHIE ENG.CO.INC. | 19020 | 4.2714 | 4.3739 | Y | 4.2714 | 4.47 | 4.47
19020 | 175891 | 2 | 187628 | Yellow Jacket 1/4 tubulargasket for char | CGNA/RITCHIE ENG.CO.INC. | 19020 | 4.2714 | 4.47 | Y | 4.2714 | 4.47 | 4.47
19037 | 10510 | 15 | 187628 | Yellow Jacket O ringsO rings | CGNA/RITCHIE ENG.CO.INC. | 19037 | 5.595 | 5.5034 | Y | 5.595 | 5.5034 | 5.595
19037 | 175891 | 3 | 187628 | Yellow Jacket O ringsO rings | CGNA/RITCHIE ENG.CO.INC. | 19037 | 5.595 | 4.73 | Y | 5.595 | 5.5034 | 5.595
19040 | 10510 | 30 | 187628 | Yellow Jacket 1/4 sealrightrepair kit | CGNA/RITCHIE ENG.CO.INC. | 19040 | 9.5568 | 9.5568 | Y | 9.5568 | 9.5568 | 9.5568
19040 | 175891 | 3 | 187628 | Yellow Jacket 1/4 sealrightrepair kit | CGNA/RITCHIE ENG.CO.INC. | 19040 | 9.5568 | 7.371 | Y | 9.5568 | 9.5568 | 9.5568
19109 | 10510 | 54 | 187628 | Yellow Jacket 1/4 SealRightstr coupler a | CGNA/RITCHIE ENG.CO.INC. | 19109 | 12.9217 | 12.8156 | Y | 12.9217 | 12.8156 | 12.9217
19109 | 175891 | 1 | 187628 | Yellow Jacket 1/4 SealRightstr coupler a | CGNA/RITCHIE ENG.CO.INC. | 19109 | 12.9217 | 9.86 | Y | 12.9217 | 12.8156 | 12.9217
19120 | 10510 | 10 | 187628 | Yellow Jacket GM auto airadaptor 3/16 | CGNA/RITCHIE ENG.CO.INC. | 19120 | 20.15 | 20.2536 | Y | 20.15 | 20.2536 | 20.2536
19124 | 10510 | 2 | 187628 | ¼ LH FFL to ¼ RH MFL Straight A2L | CGNA/RITCHIE ENG.CO.INC. | 19124 | 10.36 | 10.36 | Y | 10.36 | 10.36 | 10.36
19124 | 175891 | 2 | 187628 | ¼ LH FFL to ¼ RH MFL Straight A2L | CGNA/RITCHIE ENG.CO.INC. | 19124 | 10.36 | 10.36 | Y | 10.36 | 10.36 | 10.36
19173 | 10510 | 24 | 187628 | Yellow Jacket R-410 coupler45 deg 5/16 F | CGNA/RITCHIE ENG.CO.INC. | 19173 | 12.59 | 12.579 | Y | 12.59 | 12.6555 | 12.6555
19173 | 175891 | 8 | 187628 | Yellow Jacket R-410 coupler45 deg 5/16 F | CGNA/RITCHIE ENG.CO.INC. | 19173 | 12.59 | 12.6555 | Y | 12.59 | 12.6555 | 12.6555
19180 | 175891 | 3 | 187628 | ¼ LH FFL to ¼ RH 45-degree A2L | CGNA/RITCHIE ENG.CO.INC. | 19180 | 11.7 | 11.7 | Y | 11.7 | 11.7 | 11.7
19302 | 10510 | 13 | 187628 | Yellow Jacket adj. valve open(refrigerat | CGNA/RITCHIE ENG.CO.INC. | 19302 | 8.76 | 8.84 | Y | 8.76 | 8.84 | 8.84
19302 | 175891 | 1 | 187628 | Yellow Jacket adj. valve open(refrigerat | CGNA/RITCHIE ENG.CO.INC. | 19302 | 8.76 | 6.335 | N | 8.76 | 8.84 | 8.84
193265 | 10510 | 1 | 164298 | Bacharach water trap/filterassembly | MSA Safety Sales, LLC | 19-3265 | 37.49 | 37.49 | N | 37.49 | 37.49 | 37.49
1943052 | 175891 | 2 | 134065 | RETROSTAT HONEYWELL D/N RA | SIEMENS INDUSTRY, INC. | 194-3052 | 60.65 | 60.65 | N | 60.65 | 60.65 | 60.65
1943342 | 175883 | 4 | 134179 | Power Supply; AC-DC; 15V, 1.34A; 100-264 | NEUCO INC. | 1943342 | 0 | 18.8 | N | 0 | 18.8 | 18.8
1943385 | 175883 | 2 | 193716 | Power Sply, Sw, 20w, 24v/1a,dinMDR-20-24 | Jameco Electronics | 1943385 | 0 | 14.9069 | N | 0 | 14.9069 | 14.9069
1943465 | 175883 | 3 | 193716 | Power Sply, Sw, 60w,24v/2.5a, Din MDR-60 | Jameco Electronics | 1943465 | 0 | 25.5567 | N | 0 | 25.5567 | 25.5567
19660 | 10510 | 17 | 187628 | Yellow Jacket 60 hose 3/8straight x 3/8 | CGNA/RITCHIE ENG.CO.INC. | 19660 | 47.91 | 47.3386 | Y | 47.91 | 48.81 | 48.81
19660 | 175891 | 12 | 187628 | Yellow Jacket 60 hose 3/8straight x 3/8 | CGNA/RITCHIE ENG.CO.INC. | 19660 | 47.91 | 48.81 | Y | 47.91 | 48.81 | 48.81
1972 | 10510 | 2 | 177074 | B&J CAGE INSRT | BLANKIN EQUIP | 1972 | 53.042 | 53.042 | Y | 53.042 | 53.042 | 53.042
1980018 | 166561 | 4 | 134179 | 18" Snap-Fit Thermocouple min order- | NEUCO INC. | 1980018 | 3.6 | 3.6 | N | 3.6 | 3.6 | 3.6
19KGFA125SET125PSI | 175891 | 2 | 177101 | APOLLO RELIEF VALVE | APOLLO VALVES | 19KGFA125SET125PSI | 266.255 | 266.255 | N | 266.255 | 266.255 | 266.255
19KHGA125SET125PSI | 175891 | 2 | 177101 | APOLLO RELIEF VALVE | APOLLO VALVES | 19KHGA125SET125PSI | 330.83 | 330.83 | N | 330.83 | 330.83 | 330.83
1D15059P1S | 175891 | 1 | 134179 | Liebert 15/35# Low Pressure Switch | NEUCO INC. | 1D15059P1S | 97.24 | 97.24 | N | 97.24 | 97.24 | 97.24
1D2D0A | 173042 | 1 | 168859 | LIQUID LEVEL CONTROL | *DO NOT USE* Paid with Divvy Card | 1D2D0A | 106.86 | 106.86 | N | 106.86 | 106.86 | 106.86
1E399027142 | 175888 | 1 | 176381 | SPRING 1' FOR 95H | CONTROL ASSOCIATES INC | 1E399027142 | 46 | 46 | N | 46 | 46 | 46
1E56N444 | 10008 | 1 | 134565 | 24V THERMOSTAT, HEAT & COOL, VERTICAL, | COPELAND COMFORT CONTROL LP | 1E56N-444 | 20.0267 | 20.0267 | N | 20.0267 | 20.0267 | 20.0267
1E78140 | 10008 | 1 | 134565 | 1E78-140 White-Rodgers 70 Series | COPELAND COMFORT CONTROL LP | 1E78-140 | 23.88 | 23.8827 | N | 23.88 | 23.8827 | 23.8827
1E78144 | 10008 | 10 | 134565 | 70 Series Economy Single Stage (1H/1C), | COPELAND COMFORT CONTROL LP | 1E78-144 | 17.18 | 17.1832 | N | 17.18 | 17.1832 | 17.1832
1F56N444 | 10008 | 1 | 134565 | Thermostat Mech. dual Temp 24V w/ switch | COPELAND COMFORT CONTROL LP | 1F56N-444 | 20.02 | 20.0233 | N | 20.02 | 20.0233 | 20.0233
1F78151 | 10008 | 49 | 134565 | 1F78-151 SING STAGE BATTERY DIGITAL | COPELAND COMFORT CONTROL LP | 1F78-151 | 25.36 | 21.49 | N | 25.36 | 21.49 | 25.36
1F800261 | 10008 | 6 | 134565 | 1F80-0261 Programmable Thermostat | COPELAND COMFORT CONTROL LP | 1F80-0261 | 39.14 | 36.65 | N | 39.14 | 36.65 | 39.14
1F85U22PR | 10510 | 1 | 134565 | White Rodgers Universal Progm2H-2C digit | COPELAND COMFORT CONTROL LP | 1F85U-22PR | 54.9 | 54.9 | N | 54.9 | 54.9 | 54.9
1F951277 | 10008 | 1 | 169634 | SERIES 90 BLUE 2H/2C OR HP 3H/3C 7DAY OR | SOUTH SIDE CONTROL SUPPLY | 1F95-1277 | 149.04 | 155.24 | N | 149.04 | 155.24 | 155.24
1G1DOA | 10008 | 1 | 133677 | WARRICK RELAY | ST LOUIS BOILER SUPPLY CO. | 1G1DOA | 126.13 | 126.13 | N | 126.13 | 126.13 | 126.13
1INXCLOSE1INXCLOSE | 173042 | 21 | 168859 | 1-INXCLOSE-BLK-SEE 56819702380 | *DO NOT USE* Paid with Divvy Card | 1-INXCLOSE -1INXCLOSE | 0.34 | 0.34 | N | 0.34 | 0.34 | 0.34
1LE51 | 173042 | 7 | 168859 | ZKAL51 MT ADAPTER FOR TUT | *DO NOT USE* Paid with Divvy Card | 1LE51 | 58.33 | 58.3333 | N | 58.33 | 58.3333 | 58.3333
2000015RIM5 | 175888 | 2 | 134319 | RIM-5 GOLDLINE | ROBERTSHAW CONTROLS COMPANY | 2000015RIM5 | 66.88 | 66.875 | Y | 66.88 | 66.875 | 66.88
2000305 | 175891 | 5 | 134179 | ANTUNES ORIFICE FITTING | NEUCO INC. | 2000305 | 2.06 | 2.0594 | N | 2.06 | 2.0594 | 2.06
20021201 | 10510 | 200 | 187590 | Wago Gray terminal block600v 20 amp | HALLOCK COMPANY INC. | 2002-1201 | 1.41 | 1.41 | N | 1.41 | 1.41 | 1.41
20021207 | 10510 | 100 | 187590 | Wago Grounding Terminal block grn/yellow | HALLOCK COMPANY INC. | 2002-1207 | 4.61 | 4.61 | N | 4.61 | 4.61 | 4.61
20021292 | 10510 | 25 | 187590 | Wago End plate for 2002 series orange | HALLOCK COMPANY INC. | 2002-1292 | 0.08 | 0.08 | N | 0.08 | 0.08 | 0.08
2002402 | 10510 | 25 | 187590 | Wago 2 way jumper 2002 series gray | HALLOCK COMPANY INC. | 2002-402 | 0.51 | 0.51 | N | 0.51 | 0.51 | 0.51
2002410 | 10510 | 25 | 187590 | WAGO 10 WAY JUMPER 2002 SERIES GRY | HALLOCK COMPANY INC. | 2002-410 | 4.63 | 4.63 | N | 4.63 | 4.63 | 4.63
20081E | 10008 | 2 | 134045 | 22-18 Pink Butt Splices | KIMBALL ELECTRONICS INC | 20081E | 4 | 4 | Y | 4 | 4 | 4
200RB3T3T | 10510 | 18 | 134565 | Alco 3/8 refrig solenoid2-way NC 4 ton R | COPELAND COMFORT CONTROL LP | 200RB3T3-T | 47.518 | 47.2333 | Y | 47.518 | 47.2333 | 47.518
200RB4T4T | 10510 | 8 | 134565 | Alco 1/2 refrig solenoid2-way NC 5.6 ton | COPELAND COMFORT CONTROL LP | 200RB4T4-T | 53.22 | 53.22 | Y | 53.22 | 53.22 | 53.22
200RB5T4T | 10510 | 3 | 134565 | Alco 1/2 refrig solenoid2-way NC 8.2 ton | COPELAND COMFORT CONTROL LP | 200RB5T4-T | 58.48 | 58.48 | N | 58.48 | 58.48 | 58.48
201-404CC | 175891 | 1 | 176827 | 1/4" BTM 4" 30HG TO 30PSI SS GAUGE DRY | ENGINEERED SPECIALTY PRODUCTS INC | 201-404CC | 21.65 | 21.65 | N | 21.65 | 21.65 | 21.65
201005P01BVAC | 175891 | 10 | 133737 | ASHCROFT COMMERCIAL GAUGE | DAUGHTRIDGE SALES CO | 201005P01BVAC | 8.4508 | 8.4508 | N | 8.4508 | 8.4508 | 8.4508
2010400 | 10510 | 3 | 177052 | 1/2 IN AW SIGHT GLASS | AALBERTS IPS AMERICAS,INC | 2010400 | 63.2137 | 77.13 | Y | 63.2137 | 77.13 | 77.13
2010882 | 173042 | 1 | 168859 | 20108-82 DEL | *DO NOT USE* Paid with Divvy Card | 20108-82 | 15.59 | 15.59 | N | 15.59 | 15.59 | 15.59
2010A1B60 | 175891 | 6 | 176827 | COMMERCIAL GAUGE 2IN 60PSI | ENGINEERED SPECIALTY PRODUCTS INC | 2010A1B60 | 2.8 | 2.8 | N | 2.8 | 2.8 | 2.8
2010A2B30 | 175888 | 5 | 176827 | COMMERCIAL GAUGE 2IN 30PSI | ENGINEERED SPECIALTY PRODUCTS INC | 2010A2B30 | 2.8 | 2.8 | Y | 2.8 | 2.8 | 2.8
2010A2B30 | 175891 | 6 | 176827 | COMMERCIAL GAUGE 2IN 30PSI | ENGINEERED SPECIALTY PRODUCTS INC | 2010A2B30 | 2.8 | 2.5545 | Y | 2.8 | 2.8 | 2.8
20171E | 10008 | 1 | 134045 | 16-14 gauge Butt Splice | KIMBALL ELECTRONICS INC | 20171E | 5 | 5 | Y | 5 | 5 | 5
2020400 | 10510 | 6 | 177052 | Conbraco HD water gauge 1/2NPT glass 5/8 | AALBERTS IPS AMERICAS,INC | 20-204-00 | 89.335 | 99.0094 | Y | 89.335 | 99.0094 | 99.0094
2020400 | 175891 | 1 | 187570 | Conbraco HD water gauge 1/2NPT glass 5/8 | (DO NOT USE) CONBRACO INDUSTRIES, INC. | 20-204-00 | 89.335 | 76.602 | Y | 89.335 | 99.0094 | 99.0094
2020AL2L60 | 175891 | 5 | 176827 | SS CASE FILLED GAUGE 2IN 60PSI | ENGINEERED SPECIALTY PRODUCTS INC | 2020AL2L60 | 7.64 | 8.834 | Y | 7.64 | 8.834 | 8.834
2020FS | 10510 | 0 | 168958 | Anaconda 2-1/8vibration elimwith female | Monti And Associates Inc. | 2020FS | 101.95 | 0 | N | 101.95 | 0 | 101.95
2025103 | 175891 | 6 | 177101 | 1/2IN SIGHT VALVE SET W/CHECKS | APOLLO VALVES | 2025103 | 89.98 | 89.7527 | Y | 89.98 | 89.7527 | 89.98
202PRP1PRSCOBL | 10008 | 0 | 169817 | 20 Gauge 2 pair OAS JCI FCI Bus cable | Windy City Wire | 202PRP-1PRSCOBL | 234 | 234 | Y | 234 | 234 | 234
203406 | 10510 | 6 | 133849 | Fluke 11 amp fuse 5-pk1000V new 23/80 se | FLUKE ELECTRONICS CORPORATION | 203406 | 43.4215 | 40.893 | Y | 43.4215 | 40.893 | 43.4215
203414 | 10510 | 6 | 133849 | Fluke 440 milliamp fuse-5 pk1000V new 23 | FLUKE ELECTRONICS CORPORATION | 203414 | 25.05 | 25.5817 | Y | 25.05 | 25.5817 | 25.5817
2035103 | 175891 | 1 | 177101 | CONBRACO WATER VALVES (2/SET) | APOLLO VALVES | 20-351-03 | 131.17 | 131.17 | Y | 131.17 | 131.17 | 131.17
20501 | 10008 | 8 | 134045 | Grey Wire Nut | KIMBALL ELECTRONICS INC | 20501 | 3 | 3 | Y | 3 | 3 | 3
20502 | 10008 | 0 | 134045 | Blue Wire Nut | KIMBALL ELECTRONICS INC | 20502 | 3 | 3 | Y | 3 | 3 | 3
20503 | 10008 | 7 | 134045 | Orange Wire Nut | KIMBALL ELECTRONICS INC | 20503 | 3 | 3 | Y | 3 | 3 | 3
20557 | 10008 | 9 | 134045 | 7.5" Zip tie-Natural w/mtg hole | KIMBALL ELECTRONICS INC | 20557 | 9 | 9 | Y | 9 | 9 | 9
20557B | 10008 | 8 | 134045 | 7.5" Zip tie-Black w/mtg hole | KIMBALL ELECTRONICS INC | 20557B | 9 | 9 | Y | 9 | 9 | 9
20561 | 10008 | 1 | 134045 | 5.5" Zip Tie Natural | KIMBALL ELECTRONICS INC | 20561 | 2 | 2 | Y | 2 | 2 | 2
20561B | 10008 | 2 | 134045 | 5.5" Zip Tie Black | KIMBALL ELECTRONICS INC | 20561B | 2 | 2 | Y | 2 | 2 | 2
20566 | 10008 | 3 | 134045 | 11" Zip tie-Natural | KIMBALL ELECTRONICS INC | 20566 | 5.5 | 5.5 | Y | 5.5 | 5.5 | 5.5
20567 | 10008 | 2 | 134045 | 14.5" Zip tie-Natural | KIMBALL ELECTRONICS INC | 20567 | 9 | 9 | Y | 9 | 9 | 9
20567075 | 10510 | 2 | 187608 | Itron Yellow Spring 6.8-9.2for RB1710 Re | MIDWEST GAS EQUIPMENT, INC. | 20567075 | 39.52 | 39.52 | Y | 39.52 | 39.52 | 39.52
20567662 | 10510 | 2 | 187608 | ITRON White Spring 10.9-21.2for RB1710 R | MIDWEST GAS EQUIPMENT, INC. | 20567662 | 62 | 62 | Y | 62 | 62 | 62
20567664 | 10510 | 1 | 187608 | ITRON Orange Springfor RB1700 series | MIDWEST GAS EQUIPMENT, INC. | 20567664 | 53 | 53 | Y | 53 | 53 | 53
20567B | 10008 | 2 | 134045 | 14.5" Zip tie-Black | KIMBALL ELECTRONICS INC | 20567B | 9 | 9 | Y | 9 | 9 | 9
20568 | 10008 | 8 | 134045 | 7" Zip Tie Natural | KIMBALL ELECTRONICS INC | 20568 | 5 | 5 | Y | 5 | 5 | 5
20568B | 10008 | 1 | 134045 | 7" Zip tie Black | KIMBALL ELECTRONICS INC | 20568B | 5 | 5 | Y | 5 | 5 | 5
20569A | 10008 | 2 | 134045 | 22-18 Crimp Connectors | KIMBALL ELECTRONICS INC | 20569A | 2 | 2 | Y | 2 | 2 | 2
20570A | 10008 | 1 | 134045 | 16-14 Crimp Connectors | KIMBALL ELECTRONICS INC | 20570A | 2 | 2 | Y | 2 | 2 | 2
205860 | 175888 | 2 | 133921 | MIN POS SWITCH FOR PROP ACT | HONEYWELL INTERNATIONAL ECC US (HOFS) | 205860 | 58.4 | 58.4 | N | 58.4 | 58.4 | 58.4
205860 | 175891 | 1 | 133921 | MIN POS SWITCH FOR PROP ACT | HONEYWELL INTERNATIONAL ECC US (HOFS) | 205860 | 58.4 | 0 | N | 58.4 | 58.4 | 58.4
205880 | 175883 | 1 | 133921 | Actuator Accessory | HONEYWELL INTERNATIONAL ECC US (HOFS) | 205880 | 0.01 | 0.01 | N | 0.01 | 0.01 | 0.01
20608R | 166557 | 1 | 149002 | 3P 60A FUSE BLOCK | ELLIOTT ELECTRIC SUPPLY | 20608R | 36.87 | 36.87 | N | 36.87 | 36.87 | 36.87
2070401 | 175891 | 14 | 177101 | 1/2IN TOP VALVE ONLY | APOLLO VALVES | 2070401 | 15.0471 | 15.0471 | N | 15.0471 | 15.0471 | 15.0471
207912 | 175883 | 2 | 133921 | 4 in. snaptrack for W7751B2002 | HONEYWELL INTERNATIONAL ECC US (HOFS) | 207912 | 2.35 | 2.35 | N | 2.35 | 2.35 | 2.35
209651A | 175883 | 2 | 133921 | THERMOSTAT WALLPLATE | HONEYWELL INTERNATIONAL ECC US (HOFS) | 209651A | 3.53 | 3.53 | N | 3.53 | 3.53 | 3.53
209731A | 10510 | 1 | 133922 | P7810C, D SIPHON LOOP | HONEYWELL THERMAL SOLUTIONS | 209731A | 18.824 | 18.824 | Y | 18.824 | 18.824 | 18.824
210019 | 10510 | 1 | 164298 | Bacharach tru-spotsmoke paper | MSA Safety Sales, LLC | 21-0019 | 22.947 | 22.947 | Y | 22.947 | 22.947 | 22.947
21036 | 10510 | 8 | 187628 | Yellow Jacket HA-36Y Plus II1/4x36 yello | CGNA/RITCHIE ENG.CO.INC. | 21036 | 13.9775 | 15.0048 | Y | 13.9775 | 15.0048 | 15.0048
21060 | 10510 | 12 | 187628 | Yellow Jacket HA-60Y Plus II1/4X60 yello | CGNA/RITCHIE ENG.CO.INC. | 21060 | 19.3134 | 19.1262 | Y | 19.3134 | 19.1262 | 19.3134
21072 | 10510 | 2 | 187628 | Yellow Jacket HA-72Y Plus II1/4X72 yello | CGNA/RITCHIE ENG.CO.INC. | 21072 | 20.056 | 21.733 | Y | 20.056 | 21.733 | 21.733
210CA12B58B | 10510 | 11 | 134565 | Alco 1/2 air/water solenoidvalve 030620 | COPELAND COMFORT CONTROL LP | 210CA1/2B5/8B | 59.643 | 59.643 | Y | 59.643 | 59.643 | 59.643
210CA1B1B | 10510 | 1 | 134565 | Alco 1 air/water solenoidvalve 038629 | COPELAND COMFORT CONTROL LP | 210CA1B1B | 126.45 | 126.45 | N | 126.45 | 126.45 | 126.45
210CA34B34B | 10510 | 4 | 134565 | Alco 3/4 air/water solenoidvalve 030621 | COPELAND COMFORT CONTROL LP | 210CA3/4B3/4B | 71.665 | 71.665 | Y | 71.665 | 71.665 | 71.665
211SA10P04 | 10510 | 2 | 134565 | Alco 1/2 steam solenoidvalve 049335 | COPELAND COMFORT CONTROL LP | 211SA10P04 | 133.62 | 133.62 | N | 133.62 | 133.62 | 133.62
2129019 | 175883 | 1 | 193716 | Unmanaged 5-Port Industrial Ethernet Swi | Jameco Electronics | 2129019 | 0 | 89.95 | N | 0 | 89.95 | 89.95
21636 | 10510 | 3 | 187628 | Yellow Jacket HA-36R 1/4 x 36red chargin | CGNA/RITCHIE ENG.CO.INC. | 21636 | 16.15 | 14.5467 | Y | 16.15 | 14.5467 | 16.15
21672CROWN | 10510 | 11 | 133727 | Crown igniter GordanPiat | CROWN ENGINEERING CORP | 21672-CROWN | 35.335 | 35.3325 | Y | 35.335 | 35.3325 | 35.335
21689ELECTRODE | 175891 | 6 | 133727 | CROWN ELECTRODE | CROWN ENGINEERING CORP | 21689ELECTRODE | 21.93 | 21.9338 | Y | 21.93 | 21.9338 | 21.9338
21705 | 175891 | 2 | 133727 | CROWN FLAME ROD | CROWN ENGINEERING CORP | 21705 | 25.76 | 25.76 | Y | 25.76 | 25.76 | 25.76
21783 | 173042 | 1500 | 175137 | TFFN #16 Stranded BLACK Wire, 500FT RL | NORTHEAST ELECTRICAL DIS | 21783 | 0 | 0.1187 | N | 0 | 0.1187 | 0.1187
21786 | 10006 | 2 | 134078 | 16 FT Lift 115V Condensate Pump | MARS MOTORS & ARMATURES INC | 21786 | 29.84 | 29.84 | N | 29.84 | 29.84 | 29.84
21983 | 10510 | 3 | 187628 | Yellow J RYB plus II 36hoses 1/4 fitting | CGNA/RITCHIE ENG.CO.INC. | 21983 | 41.82 | 41.8233 | Y | 41.82 | 41.8233 | 41.8233
21983 | 175891 | 1 | 187628 | Yellow J RYB plus II 36hoses 1/4 fitting | CGNA/RITCHIE ENG.CO.INC. | 21983 | 41.82 | 32.048 | Y | 41.82 | 41.8233 | 41.8233
21984 | 10510 | 3 | 187628 | Yellow Jacket RYB plus II 48hoses 1/4 fi | CGNA/RITCHIE ENG.CO.INC. | 21984 | 40.901 | 51.3203 | Y | 40.901 | 51.3203 | 51.3203
21984 | 175891 | 2 | 187628 | Yellow Jacket RYB plus II 48hoses 1/4 fi | CGNA/RITCHIE ENG.CO.INC. | 21984 | 40.901 | 38.55 | Y | 40.901 | 51.3203 | 51.3203
21985 | 10510 | 1 | 187628 | Yellow Jacket RYB plus II 60hoses 1/4 fi | CGNA/RITCHIE ENG.CO.INC. | 21985 | 46.88 | 46.88 | Y | 46.88 | 46.88 | 46.88
21985 | 175891 | 3 | 187628 | Yellow Jacket RYB plus II 60hoses 1/4 fi | CGNA/RITCHIE ENG.CO.INC. | 21985 | 46.88 | 46.447 | Y | 46.88 | 46.88 | 46.88
21986 | 10510 | 3 | 187628 | Yellow Jacket RYB plus II 72hoses 1/4 fi | CGNA/RITCHIE ENG.CO.INC. | 21986 | 68.08 | 64.2356 | Y | 68.08 | 64.2356 | 68.08
21986 | 175891 | 2 | 187628 | Yellow Jacket RYB plus II 72hoses 1/4 fi | CGNA/RITCHIE ENG.CO.INC. | 21986 | 68.08 | 57.169 | Y | 68.08 | 64.2356 | 68.08
21D642 | 10008 | 1 | 134565 | White rodgers silicon Nitrate retrofit i | COPELAND COMFORT CONTROL LP | 21D64-2 | 19.9196 | 18.8375 | N | 19.9196 | 19.9079 | 19.9196
21D642 | 10510 | 12 | 134565 | White rodgers silicon Nitrate retrofit i | COPELAND COMFORT CONTROL LP | 21D64-2 | 19.9196 | 19.9079 | Y | 19.9196 | 19.9079 | 19.9196
21D642 | 175891 | 1 | 134565 | White rodgers silicon Nitrate retrofit i | COPELAND COMFORT CONTROL LP | 21D64-2 | 19.9196 | 16.8133 | N | 19.9196 | 19.9079 | 19.9196
21D83M843 | 175891 | 1 | 134565 | White Rodgers Lennox OEMFurnace Module 8 | COPELAND COMFORT CONTROL LP | 21D83M-843 | 188.945 | 127.93 | N | 188.945 | 127.93 | 188.945
21U525 | 166561 | 2 | 168864 | Incandescent Bulb, Tubular, T1-3/4, 85, | GRAINGER | 21U525 | 1.32 | 1.32 | N | 1.32 | 1.32 | 1.32
22-100000-593 | 10510 | 2 | 134179 | Universal Ignitor Replacement 10-850 | NEUCO INC. | 22-100000-593 | 52.2 | 43.345 | N | 52.2 | 43.345 | 52.2
22.32.0.024.4340 | 175883 | 1 | 193711 | Modular Contactor, DPST-NO 25A, 24V AC/D | Finder | 22.32.0.024.4340 | 0 | 24.37 | N | 0 | 24.37 | 24.37
22.32.0.120.4340 | 175883 | 2 | 193711 | Modular Contactor, DPST-NO 25A, 120V AC/ | Finder | 22.32.0.120.4340 | 0 | 24.37 | N | 0 | 24.37 | 24.37
22.34.0.024.4740 | 175883 | 3 | 193711 | Modular Contactor, 3NO + 1NC 25A, 24V AC | Finder | 22.34.0.024.4740 | 0 | 33.43 | N | 0 | 33.43 | 33.43
22.34.0.120.4740 | 175883 | 3 | 193711 | Modular Contactor, 3NO + 1NC 25A, 120V A | Finder | 22.34.0.120.4740 | 0 | 33.43 | N | 0 | 33.43 | 33.43
2200PDE2 | 10510 | 58 | 134219 | Parker 1/8 FPT dropear ell20-997 | PARKER HANNIFIN | 2200PDE2 | 2.458 | 2.363 | Y | 2.458 | 2.438 | 2.458
2200PDE2 | 175891 | 15 | 134219 | Parker 1/8 FPT dropear ell20-997 | PARKER HANNIFIN | 2200PDE2 | 2.458 | 2.438 | Y | 2.458 | 2.438 | 2.458
2202L | 175891 | 2 | 176404 | 250FT 2 COND 18AWG STRD, UNSHIELDED | PAIGE ELECTRIC COMPANY | 2202L | 38.88 | 38.88 | N | 38.88 | 38.88 | 38.88
2202T | 175888 | 2 | 176404 | 250FT 2 COND 18AWG STRD, UNSHLD PLENUM | PAIGE ELECTRIC COMPANY | 2202T | 52.5 | 50 | Y | 52.5 | 52.5 | 52.5
2202T | 175890 | 2 | 176404 | 250FT 2 COND 18AWG STRD, UNSHLD PLENUM | PAIGE ELECTRIC COMPANY | 2202T | 52.5 | 50 | Y | 52.5 | 52.5 | 52.5
2202T | 175891 | 0 | 176404 | 250FT 2 COND 18AWG STRD, UNSHLD PLENUM | PAIGE ELECTRIC COMPANY | 2202T | 52.5 | 52.5 | N | 52.5 | 52.5 | 52.5
22046 | 10510 | 1 | 133727 | Crown - silicone protectiveboot - black | CROWN ENGINEERING CORP | 22046 | 5.95 | 5.95 | N | 5.95 | 5.95 | 5.95
22046 | 175891 | 1 | 133727 | Crown - silicone protectiveboot - black | CROWN ENGINEERING CORP | 22046 | 5.95 | 5.62 | N | 5.95 | 5.95 | 5.95
2204T | 175888 | 2 | 176404 | 250FT 4 COND 18AWG STRD, UNSHLD PLENUM | PAIGE ELECTRIC COMPANY | 2204T | 77.5 | 77.5 | Y | 77.5 | 77.5 | 77.5
2204T | 175890 | 2 | 176404 | 250FT 4 COND 18AWG STRD, UNSHLD PLENUM | PAIGE ELECTRIC COMPANY | 2204T | 77.5 | 74.8438 | Y | 77.5 | 77.5 | 77.5
2206L | 175891 | 2 | 176404 | 250FT 6 COND 18AWG STRD, UNSHIELDED | PAIGE ELECTRIC COMPANY | 2206L | 84.89 | 84.89 | N | 84.89 | 84.89 | 84.89
2208L | 175891 | 1 | 176404 | 250FT 18-8, 8 COND 18AWG STRD UNSHIELDED | PAIGE ELECTRIC COMPANY | 2208L | 80.38 | 80.38 | N | 80.38 | 80.38 | 80.38
220BR00051211 | 166557 | 1 | 168882 | Data Ind Turbine Flow Meter | DATA INDUSTRIAL ** | 220BR0005-1211 | 351.75 | 351.75 | N | 351.75 | 351.75 | 351.75
22138WALB | 166553 | 8 | 189733 | Gauge adpt for R/S 2212 series | ORTLEPP MACHINE | 22138WALB | 8.25 | 6.7029 | Y | 8.25 | 8.25 | 8.25
22138WALB | 166559 | 209 | 189733 | Gauge adpt for R/S 2212 series | ORTLEPP MACHINE | 22138WALB | 8.25 | 8.25 | N | 8.25 | 8.25 | 8.25
22138WALB | 166561 | 8 | 189733 | Gauge adpt for R/S 2212 series | ORTLEPP MACHINE | 22138WALB | 8.25 | 8.25 | N | 8.25 | 8.25 | 8.25
221412 | 10510 | 11 | 134181 | WAGO LEVER NUT 2 CONTACTS | NEWARK INONE | 221412 | 26.2143 | 26.5703 | Y | 26.2143 | 26.5703 | 26.5703
221413 | 10510 | 12 | 134181 | WAGO LEVER NUT 3 CONTACTS | NEWARK INONE | 221413 | 16.4122 | 16.66 | Y | 16.4122 | 16.66 | 16.66
221415 | 10510 | 14 | 187590 | WAGO Pluggable Terminal Block, Lever-Nut | HALLOCK COMPANY INC. | 221-415 | 13.1005 | 13.279 | Y | 13.1005 | 13.279 | 13.279
22146 | 175891 | 1 | 133727 | CROWN ELECTRODE (IRON FIREMAN) 142766 | CROWN ENGINEERING CORP | 22146 | 13.525 | 13.525 | N | 13.525 | 13.525 | 13.525
2218548 | 175883 | 4 | 193716 | Single Output DIN Rail Power Supply 24 V | Jameco Electronics | 2218548 | 0 | 25.5 | N | 0 | 25.5 | 25.5
221997 | 166553 | 2 | 176786 | DUNGS FLANGE 2 INCH NPT FOR | MARSHALL W NELSON & ASSOC INC | 221997 | 18.89 | 18.89 | N | 18.89 | 18.89 | 18.89
222345009D | 10510 | 1 | 133472 | COIL M-12 | ASCO L.P. | 222345-009-D | 307.45 | 330.2 | Y | 307.45 | 330.2 | 330.2
222345010D | 10510 | 1 | 133472 | Asco 208/240/60 VAC coilfor S261/S262(G) | ASCO L.P. | 222345-010-D | 181.998 | 181.998 | N | 181.998 | 181.998 | 181.998
224735001 | 10510 | 4 | 133472 | CONDUIT CONNECTOR 10 PCS/PKG | ASCO L.P. | 224735001 | 5.663 | 5.316 | N | 5.663 | 5.316 | 5.663
2251250 | 175883 | 15 | 193716 | 12V 2A 24W Ultra Slim Step-Shape 2SU DIN | Jameco Electronics | 2251250 | 0 | 14.8 | N | 0 | 14.8 | 14.8
2251321 | 175883 | 6 | 193716 | PWR SPLY,SW,DIN,3SU,24V@2.5A,60W,85-264V | Jameco Electronics | 2251321 | 0 | 21.527 | N | 0 | 21.527 | 21.527
2260TW | 10510 | 3 | 133727 | CROWN 6KV IGNITORAllanson Q652B replace | CROWN ENGINEERING CORP | 2260-TW | 66.2 | 66.2 | Y | 66.2 | 66.2 | 66.2
2264359 | 175883 | 8 | 193716 | 100-24 AC to DC DIN Rail Power Supply | Jameco Electronics | 2264359 | 0 | 28.9 | N | 0 | 28.9 | 28.9
22660 | 10510 | 8 | 187628 | Yellow Jacket HVAS-60 redhose with SealR | CGNA/RITCHIE ENG.CO.INC. | 22660 | 24.96 | 24.96 | Y | 24.96 | 24.96 | 24.96
22672 | 10510 | 2 | 187628 | Yellow Jacket HVAS-72 redhose with SealR | CGNA/RITCHIE ENG.CO.INC. | 22672 | 19.09 | 18.4765 | Y | 19.09 | 18.4765 | 19.09
2280B | 10510 | 19 | 134573 | Nashau 1.78 x 60 yd blackduct tape | ZORO TOOLS, INC. | 2280B | 7.49 | 7.49 | Y | 7.49 | 7.49 | 7.49
2280W | 10510 | 16 | 134573 | Nashau 1.78 x 60 yd whiteduct tape | ZORO TOOLS, INC. | 2280W | 8.1 | 7.2431 | Y | 8.1 | 7.2431 | 8.1
22983 | 10510 | 6 | 187628 | Yellow Jacket RYB plus II 36hose 3-pack | CGNA/RITCHIE ENG.CO.INC. | 22983 | 61.789 | 60.617 | Y | 61.789 | 60.617 | 61.789
22983 | 175891 | 1 | 187628 | Yellow Jacket RYB plus II 36hose 3-pack | CGNA/RITCHIE ENG.CO.INC. | 22983 | 61.789 | 57.1 | Y | 61.789 | 60.617 | 61.789
22984 | 10510 | 8 | 187628 | Yellow Jacket RYB plus II 48hose 3-pack | CGNA/RITCHIE ENG.CO.INC. | 22984 | 70.9103 | 70.2323 | Y | 70.9103 | 70.2323 | 70.9103
22984 | 175891 | 2 | 187628 | Yellow Jacket RYB plus II 48hose 3-pack | CGNA/RITCHIE ENG.CO.INC. | 22984 | 70.9103 | 48.93 | Y | 70.9103 | 70.2323 | 70.9103
22985 | 10510 | 23 | 187628 | Yellow Jacket RYB plus II 60hose 3-packs | CGNA/RITCHIE ENG.CO.INC. | 22985 | 74.89 | 74.4306 | Y | 74.89 | 74.4306 | 74.89
22986 | 10510 | 12 | 187628 | Yellow Jacket RYB plus II 72hose 3-pack | CGNA/RITCHIE ENG.CO.INC. | 22986 | 82.3334 | 83.1291 | Y | 82.3334 | 85.17 | 85.17
22986 | 175891 | 4 | 187628 | Yellow Jacket RYB plus II 72hose 3-pack | CGNA/RITCHIE ENG.CO.INC. | 22986 | 82.3334 | 85.17 | Y | 82.3334 | 85.17 | 85.17
22AF0875 | 166561 | 559 | 168821 | All-Fit Bushings - Closed .50 INCH | ESSENTRA COMPONENTS | 22AF0875 | 0.0943 | 0.0943 | N | 0.0943 | 0.0943 | 0.0943
22AF0875100PK | 166561 | 1 | 168821 | 1/2 Conduit Plastic Bushing (100pk) | ESSENTRA COMPONENTS | 22AF0875100PK | 0.0823 | 7.47 | Y | 0.0823 | 7.47 | 7.47
22R322C5C14 | 173042 | 2 | 175125 | WEBSTER PUMP 2 STAGE 3450 RMP CC | F.W. WEBB CO. | 22R322C-5C14 | 184.01 | 184.01 | N | 184.01 | 184.01 | 184.01
22RTH5U00D | 175883 | 1 | 133602 | active, NFC, Modbus, BACnet, ePaper touc | BELIMO AIRCONTROLS (USA), INC | 22RTH-5U00D | 0 | 162.87 | N | 0 | 162.87 | 162.87
22X14DSQ | 175891 | 24 | 176953 | Double-Square to Square Shaft Adapter | MAX-AIR TECHNOLOGY INC | 22X14DSQ | 8.08 | 8.08 | N | 8.08 | 8.08 | 8.08
22X17DSQ | 175891 | 19 | 176953 | Double-Square to Square Shaft Adapter | MAX-AIR TECHNOLOGY INC | 22X17DSQ | 4.93 | 4.9334 | N | 4.93 | 4.9334 | 4.9334
23060 | 10008 | 1 | 134045 | Adhesive Zip Tie mtg base | KIMBALL ELECTRONICS INC | 23060 | 11 | 11 | Y | 11 | 11 | 11
2306A | 166559 | 16 | 168956 | 2306A 2.5 AMP 277V TO 240V | Vaisala - NOLA Crawfish King DO NOT USE | 2306A | 32 | 34 | N | 32 | 34 | 34
2317 | 166559 | 4 | 168956 | 2317 5.0 AMP 277V TO 240V | Vaisala - NOLA Crawfish King DO NOT USE | 2317 | 44 | 44 | N | 44 | 44 | 44
231G-MS2-2F-D | 10008 | 1 | 133867 | Wet Pressure Sensor | SETRA SYSTEMS, INC. | 231G-MS2-2F-D | 472.61 | 472.61 | N | 472.61 | 472.61 | 472.61
23242 | 175891 | 0 | 134179 | MAXON COIL KIT 120 V. | NEUCO INC. | 23243 | 360.1 | 0 | N | 360.1 | 0 | 360.1
23739 | 175891 | 1 | 133888 | Spark Ignitor | GREYHOUND COMBUSTION & CONTROLS, INC. | 23739 | 15.9 | 30.36 | N | 15.9 | 30.36 | 30.36
238214032D | 10510 | 2 | 133472 | Asco 120/60 VAC coil6.1 watt type 7 expl | ASCO L.P. | 238214-032-D | 105.84 | 105.84 | N | 105.84 | 105.84 | 105.84
238214052D | 10510 | 2 | 133472 | Asco 208/60 VAC coil6.1 watt type 7 expl | ASCO L.P. | 238214-052-D | 97.02 | 97.02 | N | 97.02 | 97.02 | 97.02
238214088D | 10510 | 1 | 133472 | Asco 480/60 VAC coil6.1 watt type 7 expl | ASCO L.P. | 238214-088-D | 65.52 | 65.52 | N | 65.52 | 65.52 | 65.52
238610052D | 10510 | 1 | 133472 | 238610-052-D*ASC | ASCO L.P. | 238610-052-D | 105.95 | 113.75 | Y | 105.95 | 113.75 | 113.75
238610058D | 10510 | 1 | 133472 | 238610-058-D*ASC | ASCO L.P. | 238610-058-D | 100.17 | 91.35 | Y | 100.17 | 91.35 | 100.17
238610088D | 10510 | 3 | 133472 | COIL 480/60 10.1 W | ASCO L.P. | 238610-088-D | 39.06 | 39.06 | N | 39.06 | 39.06 | 39.06
238610105D | 175888 | 1 | 133472 | 24/60V COIL | ASCO L.P. | 238610-105-D | 79.582 | 79.582 | N | 79.582 | 79.582 | 79.582
238614005D | 175891 | 1 | 133472 | Asco 24/60 VAC coil10.1 watt type 7 expl | ASCO L.P. | 238614-005-D | 129.15 | 129.15 | Y | 129.15 | 129.15 | 129.15
238710006D | 166561 | 1 | 141619 | COIL RHMXX | Smart Guestrooms | 238710-006-D | 86.25 | 86.25 | N | 86.25 | 86.25 | 86.25
23B0012N13 | 175890 | 2 | 134179 | 24v NC ZoneVlvActuatorW/EndSw | NEUCO INC. | 23B0012N13 | 124.29 | 131.19 | Y | 124.29 | 131.19 | 131.19
24 | 166557 | 7 | 134507 | 5/16 PushRod 24" | VALLEY TOOL & DESIGN INC | 24 | 3.5923 | 2.6739 | Y | 3.5923 | 3.67 | 3.67
24 | 166559 | 14 | 134507 | 5/16 PushRod 24" | VALLEY TOOL & DESIGN INC | 24 | 3.5923 | 3.67 | Y | 3.5923 | 3.67 | 3.67
24 | 166560 | 10 | 134507 | 5/16 PushRod 24" | VALLEY TOOL & DESIGN INC | 24 | 3.5923 | 3.5923 | Y | 3.5923 | 3.67 | 3.67
24 | 166561 | 18 | 134507 | 5/16 PushRod 24" | VALLEY TOOL & DESIGN INC | 24 | 3.5923 | 3.0152 | Y | 3.5923 | 3.67 | 3.67
24 | 173042 | 75 | 134012 | 5/16 PushRod 24" | JOHNSON CONTROLS NORTH AMERICAN PRODUCTS (JCI) | 24 | 3.5923 | 2.92 | N | 3.5923 | 3.67 | 3.67
24 | 175891 | 92 | 134012 | 5/16 PushRod 24" | JOHNSON CONTROLS NORTH AMERICAN PRODUCTS (JCI) | 24 | 3.5923 | 2.92 | N | 3.5923 | 3.67 | 3.67
24-014 | 173042 | 3 | 134179 | 4/43.5# SPDT Adj Diff. # Swtch | NEUCO INC. | 24-014 | 187.31 | 128 | Y | 187.31 | 128 | 187.31
240130 | 166559 | 3 | 134078 | 120VAC ENCLOSED FAN CENTER | MARS MOTORS & ARMATURES INC | 240130 | 14.953 | 23.675 | Y | 14.953 | 23.675 | 23.675
240130 | 166561 | 4 | 134078 | 120VAC ENCLOSED FAN CENTER | MARS MOTORS & ARMATURES INC | 240130 | 14.953 | 14.953 | N | 14.953 | 23.675 | 23.675
240789 | 10510 | 1 | 164298 | Bacharach PCA CO sensorreplacement | MSA Safety Sales, LLC | 24-0789 | 240.5 | 240.5 | Y | 240.5 | 240.5 | 240.5
240RA16T11T | 10510 | 1 | 134565 | Alco 1 3/8 refrig. solenoid2-way NC 58 t | COPELAND COMFORT CONTROL LP | 240RA16T11-T | 138.514 | 138.514 | N | 138.514 | 138.514 | 138.514
24100 | 166557 | 4 | 134395 | 1KW 240V restring kit | SUPCO SEALED UNIT PARTS CO., INC. / NSI | 24100 | 6.88 | 3.85 | N | 6.88 | 6.88 | 6.88
24100 | 166559 | 3 | 134395 | 1KW 240V restring kit | SUPCO SEALED UNIT PARTS CO., INC. / NSI | 24100 | 6.88 | 6.88 | N | 6.88 | 6.88 | 6.88
24100531 | 175891 | 1 | 134065 | 1/2 IN 120V 3W SWT CV2.5 FA VLV | SIEMENS INDUSTRY, INC. | 241-00531 | 45.48 | 45.48 | N | 45.48 | 45.48 | 45.48
24150 | 166561 | 5 | 134395 | 240V 1500W Electric Heat Restring Ki | SUPCO SEALED UNIT PARTS CO., INC. / NSI | 24150 | 4 | 4 | N | 4 | 4 | 4
24200 | 166557 | 3 | 134395 | 2KW 240V Restring Kit | SUPCO SEALED UNIT PARTS CO., INC. / NSI | 24200 | 4.32 | 4.32 | Y | 4.32 | 4.32 | 4.32
24200 | 166559 | 2 | 134395 | 2KW 240V Restring Kit | SUPCO SEALED UNIT PARTS CO., INC. / NSI | 24200 | 4.32 | 4.0233 | N | 4.32 | 4.32 | 4.32
24300 | 166557 | 1 | 134395 | 3KW 240V restring kit | SUPCO SEALED UNIT PARTS CO., INC. / NSI | 24300 | 4.8622 | 4.1216 | Y | 4.8622 | 4.8622 | 4.8622
24300 | 166559 | 2 | 134395 | 3KW 240V restring kit | SUPCO SEALED UNIT PARTS CO., INC. / NSI | 24300 | 4.8622 | 4.8622 | N | 4.8622 | 4.8622 | 4.8622
24300 | 166561 | 5 | 134395 | 3KW 240V restring kit | SUPCO SEALED UNIT PARTS CO., INC. / NSI | 24300 | 4.8622 | 4.8038 | N | 4.8622 | 4.8622 | 4.8622
243122G | 166561 | 1 | 171348 | 2" NPT 1" Ori 6"-14" WC Grn Sprg w/IRV | Retriever Sourcing LLC | 243-12-2-G | 1250 | 1250 | N | 1250 | 1250 | 1250
24400 | 166559 | 8 | 134395 | 4KW240V restring kit | SUPCO SEALED UNIT PARTS CO., INC. / NSI | 24400 | 6.03 | 6.03 | N | 6.03 | 6.03 | 6.03
24400510 | 175891 | 1 | 134065 | 1/2IN 24V 2W SWT CV1.0 3P VLV | SIEMENS INDUSTRY, INC. | 244-00510 | 41.95 | 41.95 | N | 41.95 | 41.95 | 41.95
24500 | 166559 | 4 | 130046 | 5KW 240V restring kit | System Sensor | 24500 | 5.538 | 4.7161 | N | 5.538 | 5.325 | 5.538
24500 | 166561 | 9 | 130046 | 5KW 240V restring kit | System Sensor | 24500 | 5.538 | 5.325 | N | 5.538 | 5.325 | 5.538
249116 | 10510 | 25 | 187590 | Wago 6mm End Stop Gray | HALLOCK COMPANY INC. | 249-116 | 1.1 | 1.1 | N | 1.1 | 1.1 | 1.1
249119 | 10510 | 22 | 187590 | WAGO group maker carrier gray | HALLOCK COMPANY INC. | 249-119 | 0.57 | 0.57 | N | 0.57 | 0.57 | 0.57
24A343 | 10510 | 12 | 134565 | White Rodgers electric heatsequencer 2-s | COPELAND COMFORT CONTROL LP | 24A34-3 | 11.005 | 10.8888 | Y | 11.005 | 10.8888 | 11.005
24A343 | 166559 | 2 | 134565 | White Rodgers electric heatsequencer 2-s | COPELAND COMFORT CONTROL LP | 24A34-3 | 11.005 | 9.625 | N | 11.005 | 10.8888 | 11.005
24A343 | 175891 | 1 | 134565 | White Rodgers electric heatsequencer 2-s | COPELAND COMFORT CONTROL LP | 24A34-3 | 11.005 | 9.734 | Y | 11.005 | 10.8888 | 11.005
24A346 | 10510 | 3 | 134565 | White Rodgers electric heatsequencer 4-s | COPELAND COMFORT CONTROL LP | 24A34-6 | 16.876 | 16.6873 | Y | 16.876 | 16.6873 | 16.876
25100501L160 | 175890 | 5 | 133414 | ASHCROFT COMMERCIAL GAUGE | ASHCROFT INC. | 25100501L160 | 6.39 | 6.39 | N | 6.39 | 6.39 | 6.39
25100501L300 | 175891 | 10 | 133737 | ASHCROFT COMMERCIAL GAUGE | DAUGHTRIDGE SALES CO | 25100501L300 | 5.6508 | 5.6508 | N | 5.6508 | 5.6508 | 5.6508
2510A2B100 | 175891 | 9 | 176827 | COMMERCIAL GAUGE 2.5IN 100PSI | ENGINEERED SPECIALTY PRODUCTS INC | 2510A2B100 | 4.88 | 4.88 | Y | 4.88 | 4.88 | 4.88
2510A2B30 | 175891 | 1 | 176827 | COMMERCIAL GAUGE 2.5IN 30PSI | ENGINEERED SPECIALTY PRODUCTS INC | 2510A2B30 | 4.88 | 4.88 | N | 4.88 | 4.88 | 4.88
2510A2B60 | 175891 | 2 | 176827 | COMMERCIAL GAUGE 2.5IN 60PSI | ENGINEERED SPECIALTY PRODUCTS INC | 2510A2B60 | 4.7633 | 4.7633 | Y | 4.7633 | 4.7633 | 4.7633
2510A2L100 | 175888 | 1 | 176827 | COMMERCIAL GAUGE 2.5IN 100PSI | ENGINEERED SPECIALTY PRODUCTS INC | 2510A2L100 | 3.76 | 3.76 | Y | 3.76 | 5.3954 | 5.3954
2510A2L100 | 175891 | 3 | 176827 | COMMERCIAL GAUGE 2.5IN 100PSI | ENGINEERED SPECIALTY PRODUCTS INC | 2510A2L100 | 3.76 | 5.3954 | Y | 3.76 | 5.3954 | 5.3954
2510A2L15 | 175891 | 9 | 176827 | COMMERCIAL GAUGE 2.5IN 15PSI | ENGINEERED SPECIALTY PRODUCTS INC | 2510A2L15 | 4.57 | 3.9561 | N | 4.57 | 3.9561 | 4.57
2510A2L160 | 175891 | 5 | 176827 | COMMERCIAL GAUGE 2.5IN 160PSI | ENGINEERED SPECIALTY PRODUCTS INC | 2510A2L160 | 4.795 | 4.795 | Y | 4.795 | 4.795 | 4.795
2510A2L200 | 175888 | 3 | 176827 | COMMERCIAL GAUGE 2.5IN 200PSI | ENGINEERED SPECIALTY PRODUCTS INC | 2510A2L200 | 4.02 | 4.02 | Y | 4.02 | 4.02 | 4.02
2510A2L30 | 175891 | 4 | 176827 | COMMERCIAL GAUGE 2.5IN 30PSI | ENGINEERED SPECIALTY PRODUCTS INC | 2510A2L30 | 4.83 | 4.8271 | Y | 4.83 | 4.8271 | 4.83
2510A2L60 | 175891 | 3 | 176827 | COMMERCIAL GAUGE 2.5IN 60PSI | ENGINEERED SPECIALTY PRODUCTS INC | 2510A2L60 | 4.6 | 4.6 | Y | 4.6 | 4.6 | 4.6
25149 | 10510 | 1 | 133727 | Flame rod (Crown) | CROWN ENGINEERING CORP | 25149 | 15.31 | 15.31 | Y | 15.31 | 15.31 | 15.31
251490A02L30IW | 175888 | 6 | 177068 | ASHCROFT DIAPHRAGM GAUGE | INDUSTRIAL CONTROLS DISTRIBUTORS LLC | 251490A02L30IW | 35.57 | 35.57 | N | 35.57 | 35.57 | 35.57
25150 | 10510 | 9 | 133727 | Crown 3 electrode 2-3/8tipMid Continenta | CROWN ENGINEERING CORP | 25150 | 8.88 | 8.7245 | Y | 8.88 | 8.7245 | 8.88
25151 | 175891 | 7 | 133727 | Midco CM 51A, FLAME ROD | CROWN ENGINEERING CORP | 25151 | 15.9 | 14.1213 | Y | 15.9 | 14.1213 | 15.9
25152 | 10510 | 9 | 133727 | Crown 3 electrode 1-1/8tipMid Continenta | CROWN ENGINEERING CORP | 25152 | 8.2 | 8.0821 | Y | 8.2 | 8.0821 | 8.2
25163 | 10510 | 2 | 133727 | Crown 3-5/8 electrode 1/4tip Mid Contine | CROWN ENGINEERING CORP | 25163 | 12.25 | 12.25 | Y | 12.25 | 12.25 | 12.25
25173 | 10510 | 1 | 133727 | Crown 6 electrode 3-1/2 tipMid Continent | CROWN ENGINEERING CORP | 25173 | 18.81 | 20.74 | Y | 18.81 | 20.74 | 20.74
2520AL2B100 | 175891 | 2 | 176827 | SS CASE FILLED GAUGE 2.5 IN 100PSI | ENGINEERED SPECIALTY PRODUCTS INC | 2520AL2B100 | 9.87 | 9.87 | Y | 9.87 | 9.87 | 9.87
2520AL2L100 | 175891 | 2 | 176827 | SS CASE FILLED GAUGE 2.5IN 100PSI | ENGINEERED SPECIALTY PRODUCTS INC | 2520AL2L100 | 9.03 | 9.03 | Y | 9.03 | 9.03 | 9.03
2520AL2L15 | 175891 | 9 | 176827 | SS CASE FILLED GAUGE 2.5IN 15PSI | ENGINEERED SPECIALTY PRODUCTS INC | 2520AL2L15 | 8.225 | 8.225 | Y | 8.225 | 8.225 | 8.225
2520AL2L160 | 175891 | 3 | 176827 | SS CASE FILLED GAUGE 2.5IN 160PSI | ENGINEERED SPECIALTY PRODUCTS INC | 2520AL2L160 | 7.42 | 7.42 | Y | 7.42 | 7.42 | 7.42
2520AL2L200 | 175891 | 9 | 176827 | SS CASE FILLED GAUGE 2.5IN 200PSI | ENGINEERED SPECIALTY PRODUCTS INC | 2520AL2L200 | 9.03 | 5.0167 | Y | 9.03 | 5.0167 | 9.03
2520AL2L30 | 175891 | 2 | 176827 | SS CASE FILLED GAUGE 2.5IN 30PSI | ENGINEERED SPECIALTY PRODUCTS INC | 2520AL2L30 | 9.03 | 6.4517 | N | 9.03 | 6.4517 | 9.03
2520AL2L300 | 175891 | 1 | 176827 | SS CASE FILLED GAUGE 2.5 IN 300PSI | ENGINEERED SPECIALTY PRODUCTS INC | 2520AL2L300 | 9.03 | 9.03 | N | 9.03 | 9.03 | 9.03
2520AL2L60 | 175891 | 3 | 176827 | SS CASE FILLED GAUGE 2.5IN 60PSI | ENGINEERED SPECIALTY PRODUCTS INC | 2520AL2L60 | 7.42 | 10.1 | Y | 7.42 | 10.1 | 10.1
2520AL2LVAC30 | 175891 | 10 | 176827 | SS CASE FILLED GAUGE 2.5IN VAC/30PSI | ENGINEERED SPECIALTY PRODUCTS INC | 2520AL2LVAC30 | 9.03 | 9.03 | Y | 9.03 | 9.03 | 9.03
2520S2L15 | 175891 | 8 | 176827 | SS GAUGE 2.5IN 15PSI | ENGINEERED SPECIALTY PRODUCTS INC | 2520S2L15 | 15.91 | 15.91 | Y | 15.91 | 15.91 | 15.91
2520S2L160 | 175891 | 8 | 176827 | SS GAUGE 2.5IN 160PSI | ENGINEERED SPECIALTY PRODUCTS INC | 2520S2L160 | 15.91 | 15.91 | Y | 15.91 | 15.91 | 15.91
2520S2L60 | 175891 | 8 | 176827 | SS GAUGE 2.5IN 60PSI | ENGINEERED SPECIALTY PRODUCTS INC | 2520S2L60 | 15.91 | 15.91 | Y | 15.91 | 15.91 | 15.91
2520SL2L100 | 175891 | 8 | 176827 | SS FILLED GAUGE 2.5IN 100PSI | ENGINEERED SPECIALTY PRODUCTS INC | 2520SL2L100 | 16.71 | 16.71 | Y | 16.71 | 16.71 | 16.71
2520SL2L1000 | 175891 | 1 | 176827 | 2.5" 0-1000 psi 1/4" NPT LM SS/SS CRMPD | ENGINEERED SPECIALTY PRODUCTS INC | PRO-301L-254M | 17.55 | 17.55 | N | 17.55 | 17.55 | 17.55
2520SL2L200 | 175891 | 8 | 176827 | SS FILLED GAUGE 2.5IN 200PSI | ENGINEERED SPECIALTY PRODUCTS INC | 2520SL2L200 | 16.71 | 16.71 | Y | 16.71 | 16.71 | 16.71
2520SL2L400 | 175891 | 4 | 176827 | SS FILLED GAUGE 2.5IN 400PSI | ENGINEERED SPECIALTY PRODUCTS INC | 2520SL2L400 | 16.71 | 16.71 | Y | 16.71 | 16.71 | 16.71
2520SL2L60 | 175891 | 2 | 176827 | SS FILLED GAUGE 2.5IN 60PSI | ENGINEERED SPECIALTY PRODUCTS INC | 2520SL2L60 | 16.71 | 16.71 | Y | 16.71 | 16.71 | 16.71
2520SL2L600 | 175891 | 4 | 176827 | SS FILLED GAUGE 2.5IN 600PSI | ENGINEERED SPECIALTY PRODUCTS INC | 2520SL2L600 | 16.71 | 17.13 | Y | 16.71 | 17.13 | 17.13
25226 | 10510 | 4 | 133727 | Crown flame rod 133448AHoneywell replace | CROWN ENGINEERING CORP | 25226 | 29.21 | 29.21 | Y | 29.21 | 29.21 | 29.21
25226 | 175891 | 1 | 133727 | Crown flame rod 133448AHoneywell replace | CROWN ENGINEERING CORP | 25226 | 29.21 | 24 | Y | 29.21 | 29.21 | 29.21
25321 | 10510 | 4 | 134078 | Mars leak vial forH10G leak detector | MARS MOTORS & ARMATURES INC | 25321 | 58.49 | 51.08 | Y | 58.49 | 51.08 | 58.49
2550A2B60IW | 175891 | 3 | 176827 | LOW PRESS GAUGE 2.5IN 60 IW | ENGINEERED SPECIALTY PRODUCTS INC | 2550A2B60IW | 22.41 | 22.41 | N | 22.41 | 22.41 | 22.41
2550A2L100IW | 175891 | 9 | 176827 | LOW PRESS GAUGE 2.5IN 100IW | ENGINEERED SPECIALTY PRODUCTS INC | 2550A2L100IW | 16.87 | 22.27 | Y | 16.87 | 22.27 | 22.27
2550A2L10IW | 175891 | 7 | 176827 | LOW PRESS GAUGE 2.5IN 10IW | ENGINEERED SPECIALTY PRODUCTS INC | 2550A2L10IW | 19.92 | 18.5644 | Y | 19.92 | 18.5644 | 19.92
2550A2L10PSI | 175888 | 3 | 176827 | LOW PRESS GAUGE 2.5IN 10PSI | ENGINEERED SPECIALTY PRODUCTS INC | 2550A2L10PSI | 21.21 | 17.8867 | Y | 21.21 | 21.21 | 21.21
2550A2L10PSI | 175891 | 1 | 176827 | LOW PRESS GAUGE 2.5IN 10PSI | ENGINEERED SPECIALTY PRODUCTS INC | 2550A2L10PSI | 21.21 | 21.21 | Y | 21.21 | 21.21 | 21.21
2550A2L15IW | 175891 | 8 | 176827 | LOW PRESS GAUGE 2.5IN 15 IW | ENGINEERED SPECIALTY PRODUCTS INC | 2550A2L15IW | 16.87 | 22.27 | Y | 16.87 | 22.27 | 22.27
2550A2L160IW | 175891 | 10 | 176827 | LOW PRESS GAUGE 2.5IN 160IW | ENGINEERED SPECIALTY PRODUCTS INC | 2550A2L160IW | 16.87 | 16.87 | N | 16.87 | 16.87 | 16.87
2550A2L30IW | 175891 | 2 | 176827 | LOW PRESS GAUGE 2.5IN 30 IW | ENGINEERED SPECIALTY PRODUCTS INC | 2550A2L30IW | 16.87 | 18.595 | Y | 16.87 | 18.595 | 18.595
2550A2L5PSI | 175891 | 7 | 176827 | LOW PRESS GAUGE 2.5IN 5 PSI | ENGINEERED SPECIALTY PRODUCTS INC | 2550A2L5PSI | 19.92 | 20.8875 | Y | 19.92 | 20.8875 | 20.8875
2550A2L60IW | 175891 | 1 | 176827 | LOW PRESS GAUGE 2.5IN 60 IW | ENGINEERED SPECIALTY PRODUCTS INC | 2550A2L60IW | 19.92 | 19.92 | Y | 19.92 | 19.92 | 19.92
25520 | 10006 | 6 | 134078 | Mars Pocket Thermometers 1 Dial 0 to 220 | MARS MOTORS & ARMATURES INC | 25520 | 3.58 | 3.58 | N | 3.58 | 3.58 | 3.58
256 | 10510 | 6 | 187634 | Tekmar boiler reset 1-stagecontrol | SONTAG & ASSOCIATES, TEKMAR | 256 | 143.9868 | 144.4962 | Y | 143.9868 | 144.4962 | 144.4962
25663 | 175891 | 5 | 133888 | MAXON 8.5" SPARK IGNITOR | GREYHOUND COMBUSTION & CONTROLS, INC. | 25663 | 49.5 | 49.5 | Y | 49.5 | 49.5 | 49.5
25862 | 10006 | 5 | 134078 | Wire Connectors Orange 660V 25/Bag | MARS MOTORS & ARMATURES INC | 25862 | 2.66 | 2.66 | N | 2.66 | 2.66 | 2.66
25863 | 10006 | 3 | 134078 | Wire Connectors Yellow 600V 25/Nag | MARS MOTORS & ARMATURES INC | 25863 | 3.2625 | 3.2625 | N | 3.2625 | 3.2625 | 3.2625
25869 | 10006 | 2 | 134078 | Wire Connectors Red 600V 25/Bag | MARS MOTORS & ARMATURES INC | 25869 | 5.385 | 5.385 | N | 5.385 | 5.385 | 5.385
25882 | 166553 | 7 | 134078 | Orange Wire Nuts 100pk | MARS MOTORS & ARMATURES INC | 25882 | 2.86 | 2.86 | Y | 2.86 | 2.86 | 2.86
25883 | 166553 | 5 | 134078 | Yellow Wire Nuts 100pk | MARS MOTORS & ARMATURES INC | 25883 | 3.57 | 3.57 | Y | 3.57 | 3.57 | 3.57
25884 | 166553 | 18 | 134012 | Red Wire Nuts 100pk | JOHNSON CONTROLS NORTH AMERICAN PRODUCTS (JCI) | 25884 | 4.5324 | 4.5324 | Y | 4.5324 | 4.5324 | 4.5324
258851 | 175891 | 1 | 133472 | K258-851 KIT RED HATS 10 PCS | ASCO L.P. | 258851 | 11.02 | 11.02 | N | 11.02 | 11.02 | 11.02
258B | 10008 | 3 | 134452 | 3 PHASE MONITOR, 208/240 VAC | TIME MARK CORPORATION | 258B | 57 | 60.6 | Y | 57 | 60.6 | 60.6
25FB060 | 10510 | 2 | 134583 | Weiss dial thermometer 2-1/2W/48 cap tub | MILJOCO-WEISS LLC | 25FB-060 | 19.05 | 19.05 | Y | 19.05 | 19.05 | 19.05
25FB060 | 175891 | 2 | 134583 | Weiss dial thermometer 2-1/2W/48 cap tub | MILJOCO-WEISS LLC | 25FB-060 | 19.05 | 17.5 | Y | 19.05 | 19.05 | 19.05
25HP | 10510 | 2 | 187569 | Cooper utility thermometer-25-80F | COPELAND COLD CHAIN LP dba COOPER-ATKINS | 25HP | 5.11 | 5.11 | Y | 5.11 | 5.11 | 5.11
25NVBR | 10510 | 4 | 134078 | 1/4" FPT needle valve 600psi / 300F | MARS MOTORS & ARMATURES INC | 25NVBR | 4.365 | 3.9775 | Y | 4.365 | 3.9775 | 4.365
25NVBR | 166553 | 31 | 134583 | 1/4" FPT needle valve 600psi / 300F | MILJOCO-WEISS LLC | 25NVBR | 4.365 | 3.45 | Y | 4.365 | 3.9775 | 4.365
25NVBR | 166559 | 2 | 134583 | 1/4" FPT needle valve 600psi / 300F | MILJOCO-WEISS LLC | 25NVBR | 4.365 | 3.45 | N | 4.365 | 3.9775 | 4.365
260 | 10510 | 11 | 187634 | Tekmar boiler reset 1-stagewith domestic | SONTAG & ASSOCIATES, TEKMAR | 260 | 365.18 | 357.9911 | Y | 365.18 | 357.9911 | 365.18
2600 | 166560 | 12 | 176361 | CAPILLARY CLIP (M648) - (100/box) | TCS-TEMPERATURE CONTROL SPEC. | QE01 | 0.8332 | 0.82449 | N | 0.8332 | 0.82449 | 0.8332
2600 | 175888 | 322 | 176361 | CAPILLARY CLIP (M648) - (100/box) | TCS-TEMPERATURE CONTROL SPEC. | QE01 | 0.8332 | 0.82449 | Y | 0.8332 | 0.82449 | 0.8332
2600 | 175890 | 336 | 176361 | CAPILLARY CLIP (M648) - (100/box) | TCS-TEMPERATURE CONTROL SPEC. | QE01 | 0.8332 | 0.82398 | Y | 0.8332 | 0.82449 | 0.8332
2600 | 175891 | 86 | 176361 | CAPILLARY CLIP (M648) - (100/box) | TCS-TEMPERATURE CONTROL SPEC. | QE01 | 0.8332 | 0.74675 | Y | 0.8332 | 0.82449 | 0.8332
2601MS2Z | 10008 | 13 | 134354 | MULTI RANGE DUCT DIFF PRESS TRANSDUCER W | SETRA SYSTEMS, INC. | 2601-MS2-Z | 93.7143 | 93.7143 | N | 93.7143 | 93.7143 | 93.7143
26026G/U | 10006 | 2 | 134507 | Damper crank arm for 1/2 in. shaft. | VALLEY TOOL & DESIGN INC | 1405-L | 13.1212 | 12.7369 | N | 13.1212 | 12.7369 | 13.1212
26026G/U | 10008 | 48 | 134507 | Damper crank arm for 1/2 in. shaft. | VALLEY TOOL & DESIGN INC | 1405-L | 13.1212 | 11.7989 | Y | 13.1212 | 12.7369 | 13.1212
26026G/U | 173042 | 121 | 134507 | Damper crank arm for 1/2 in. shaft. | VALLEY TOOL & DESIGN INC | 1405-L | 13.1212 | 3.05 | N | 13.1212 | 12.7369 | 13.1212
26026G/U | 175883 | 12 | 134507 | Damper crank arm for 1/2 in. shaft. | VALLEY TOOL & DESIGN INC | 1405-L | 13.1212 | 11.6324 | N | 13.1212 | 12.7369 | 13.1212
26026G/U | 175890 | 13 | 134507 | Damper crank arm for 1/2 in. shaft. | VALLEY TOOL & DESIGN INC | 1405-L | 13.1212 | 3.2971 | Y | 13.1212 | 12.7369 | 13.1212
26026G/U | 175891 | 20 | 134507 | Damper crank arm for 1/2 in. shaft. | VALLEY TOOL & DESIGN INC | 1405-L | 13.1212 | 9.973 | Y | 13.1212 | 12.7369 | 13.1212
261 | 10510 | 9 | 187634 | Tekmar boiler reset 2-stagewith setpoint | SONTAG & ASSOCIATES, TEKMAR | 261 | 377 | 378.3838 | Y | 377 | 378.3838 | 378.3838
261D120 | 10008 | 1 | 134452 | Alternating Relay DPDT 120v | TIME MARK CORPORATION | 261D120 | 59.4 | 59.4 | Y | 59.4 | 59.4 | 59.4
261D120 | 166553 | 3 | 134452 | Alternating Relay DPDT 120v | TIME MARK CORPORATION | 261D120 | 59.4 | 59.28 | N | 59.4 | 59.4 | 59.4
261D24 | 10008 | 3 | 134452 | Alternating Relay DPDT 24vac | TIME MARK CORPORATION | 261D24 | 59.4 | 61 | Y | 59.4 | 61 | 61
261DT24 | 10008 | 2 | 134452 | 261DT24 TIMER | TIME MARK CORPORATION | 261DT24 | 78 | 81 | Y | 78 | 81 | 81
261ST120 | 166561 | 1 | 134078 | 120V Alternating Relay w/Toggle SW S | MARS MOTORS & ARMATURES INC | 261ST120 | 66 | 66 | N | 66 | 66 | 66
2630401 | 10510 | 5 | 177052 | Conbraco 1/2 NPT Tri Cocksatin brass fin | AALBERTS IPS AMERICAS,INC | 26-304-01 | 25.505 | 26.0988 | Y | 25.505 | 26.0988 | 26.0988
2630728 | 10510 | 4 | 177052 | Conbraco 3/4 NPT Tri Cockaluminum handle | AALBERTS IPS AMERICAS,INC | 26-307-28 | 31.4 | 26.254 | Y | 31.4 | 26.254 | 31.4
2630828 | 175891 | 6 | 177101 | 3/4IN GAUGE COCK | APOLLO VALVES | 2630828 | 18.325 | 18.325 | N | 18.325 | 18.325 | 18.325
2631528 | 175891 | 8 | 177101 | 1/2IN COMP GAUGE COCK W/SS SEAT | APOLLO VALVES | 2631528 | 21.11 | 20.0554 | N | 21.11 | 20.0554 | 21.11
2651005WDABT1C | 175890 | 0 | 134179 | ±0.25"WC Bidirectional Pressure Range, 2 | NEUCO INC. | 2651005WDABT1C | 0 | 0 | N | 0 | 0 | 0
26796 | 175891 | 1 | 133727 | PATTERSON-KELLEY ELECTRODE | CROWN ENGINEERING CORP | 26796 | 16.2 | 16.2 | N | 16.2 | 16.2 | 16.2
26803178 | 175888 | 2 | 134065 | 1 1/2 IN 4T 3-8 NO BZ | SIEMENS INDUSTRY, INC. | 26803178 | 140.5408 | 140.5408 | N | 140.5408 | 140.5408 | 140.5408
26890 | 175891 | 1 | 133727 | POWER FLAME ELECTROD | CROWN ENGINEERING CORP | 26890 | 7.35 | 7.2333 | Y | 7.35 | 7.2333 | 7.35
26894 | 175891 | 2 | 133727 | POWER FLAME ELECTROD | CROWN ENGINEERING CORP | 26894 | 13.27 | 13.3525 | Y | 13.27 | 13.3525 | 13.3525
26900 | 175888 | 5 | 176973 | SECOMEA SITE MANAGER 3229 - 5 AGENTS | SECOMEA INC. | 26900 | 432.5 | 432.5 | N | 432.5 | 432.5 | 432.5
26912 | 175888 | 1 | 176973 | SECOMEA SITE MANAGER 3239 | SECOMEA INC. | 26912 | 522.5 | 522.5 | N | 522.5 | 522.5 | 522.5
26924 | 175888 | 4 | 176973 | SECOMEA SITE MANAGER 3429 - 25 AGENTS | SECOMEA INC. | 26924 | 490 | 490 | N | 490 | 490 | 490
26944 | 175888 | 2 | 176973 | SECOMEA SITE MANAGER 1429 - 5 AGENTS | SECOMEA INC. | 26944 | 387.5 | 387.5 | N | 387.5 | 387.5 | 387.5
26973 | 175888 | 1 | 176973 | SECOMEA STARTER PKG W/SITE MANAGER 3239 | SECOMEA INC. | 26973 | 522.5 | 522.5 | N | 522.5 | 522.5 | 522.5
269C66 | 10510 | 20 | 134219 | Parker 3/8 x 3/8 MPT elbowcompression | PARKER HANNIFIN | 269C66 | 2.376 | 2.3741 | Y | 2.376 | 2.3741 | 2.376
269C66 | 175891 | 10 | 134219 | Parker 3/8 x 3/8 MPT elbowcompression | PARKER HANNIFIN | 269C66 | 2.376 | 2.3741 | Y | 2.376 | 2.3741 | 2.376
26MC3A0 | 175891 | 1 | 176571 | WARRICK LVL CTRL M/R 24 VAC | MCINTOSH CONTROLS CORPORATION | 26MC3A0 | 183.9289 | 183.9289 | N | 183.9289 | 183.9289 | 183.9289
2703022 | 10510 | 8 | 134319 | EVAP LO-LIMIT CNTRL Op35 Cl58 | ROBERTSHAW CONTROLS COMPANY | 2703-022 | 13.39 | 13.39 | Y | 13.39 | 13.39 | 13.39
27100 | 166553 | 20 | 134395 | 1KW 277V restring kit | SUPCO SEALED UNIT PARTS CO., INC. / NSI | 27100 | 8.5 | 8.2309 | N | 8.5 | 8.5 | 8.5
27100 | 166557 | 12 | 134395 | 1KW 277V restring kit | SUPCO SEALED UNIT PARTS CO., INC. / NSI | 27100 | 8.5 | 8.3304 | N | 8.5 | 8.5 | 8.5
27100 | 166559 | 5 | 134395 | 1KW 277V restring kit | SUPCO SEALED UNIT PARTS CO., INC. / NSI | 27100 | 8.5 | 8.5 | N | 8.5 | 8.5 | 8.5
27100 | 166561 | 2 | 134395 | 1KW 277V restring kit | SUPCO SEALED UNIT PARTS CO., INC. / NSI | 27100 | 8.5 | 8.5 | N | 8.5 | 8.5 | 8.5
27174B | 10510 | 1 | 133921 | MP513,6 DAMPER CRANK ARM FOR 7/16IN AXLE | HONEYWELL INTERNATIONAL ECC US (HOFS) | 27174B | 14.67 | 14.67 | N | 14.67 | 14.67 | 14.67
27200 | 166559 | 0 | 134395 | 2KW 277V restring kit | SUPCO SEALED UNIT PARTS CO., INC. / NSI | 27200 | 7.02 | 7.01 | N | 7.02 | 7.01 | 7.02
2720202 | 10510 | 49 | 177052 | Conbraco 1/8 air valve forradiator | AALBERTS IPS AMERICAS,INC | 27-202-02 | 5.49 | 5.7117 | Y | 5.49 | 5.7117 | 5.7117
2720202 | 175891 | 19 | 187570 | Conbraco 1/8 air valve forradiator | (DO NOT USE) CONBRACO INDUSTRIES, INC. | 27-202-02 | 5.49 | 5.4988 | Y | 5.49 | 5.7117 | 5.7117
27250 | 166553 | 7 | 134395 | 2.5KW 277V restring kit | SUPCO SEALED UNIT PARTS CO., INC. / NSI | 27250 | 54.6 | 6.06 | N | 54.6 | 54.6 | 54.6
27250 | 175888 | 2 | 176973 | 2.5KW 277V restring kit | SECOMEA INC. | 27250 | 54.6 | 54.6 | N | 54.6 | 54.6 | 54.6
272851003 | 175888 | 2 | 133472 | 272851-003 BALL/STRAINER | ASCO L.P. | 272851-003 | 23.03 | 23.03 | N | 23.03 | 23.03 | 23.03
27300 | 166553 | 17 | 134395 | 3KW 277V restring kit | SUPCO SEALED UNIT PARTS CO., INC. / NSI | 27300 | 7.55 | 7.5371 | N | 7.55 | 7.5371 | 7.55
27300 | 166557 | 7 | 134395 | 3KW 277V restring kit | SUPCO SEALED UNIT PARTS CO., INC. / NSI | 27300 | 7.55 | 7.52 | N | 7.55 | 7.5371 | 7.55
27300 | 166561 | 5 | 134395 | 3KW 277V restring kit | SUPCO SEALED UNIT PARTS CO., INC. / NSI | 27300 | 7.55 | 7.52 | Y | 7.55 | 7.5371 | 7.55
27400 | 166553 | 1 | 134395 | 4KW 277V restring kit | SUPCO SEALED UNIT PARTS CO., INC. / NSI | 27400 | 8.75 | 8.5896 | N | 8.75 | 8.6125 | 8.75
27400 | 166557 | 2 | 134395 | 4KW 277V restring kit | SUPCO SEALED UNIT PARTS CO., INC. / NSI | 27400 | 8.75 | 8.59 | N | 8.75 | 8.6125 | 8.75
27400 | 166559 | 1 | 134395 | 4KW 277V restring kit | SUPCO SEALED UNIT PARTS CO., INC. / NSI | 27400 | 8.75 | 8.6125 | N | 8.75 | 8.6125 | 8.75
27407100 | 10510 | 2 | 176765 | Chandler fan motor 1/20 HP230 volt 1550 | HEATCRAFT REFRIGERATION PRODUCTS LLC | 27407100 | 30.675 | 30.675 | N | 30.675 | 30.675 | 30.675
2749340000 | 10008 | 28 | 133756 | Weidmuller terminal screwdriver | DIGI-KEY CORPORATION | 2749340000 | 8.216 | 8.216 | Y | 8.216 | 8.216 | 8.216
27500 | 166553 | 5 | 134395 | 5KW277v restring kit | SUPCO SEALED UNIT PARTS CO., INC. / NSI | 27500 | 7.7443 | 7.205 | N | 7.7443 | 7.7443 | 7.7443
27500 | 166557 | 4 | 134395 | 5KW277v restring kit | SUPCO SEALED UNIT PARTS CO., INC. / NSI | 27500 | 7.7443 | 6.9715 | N | 7.7443 | 7.7443 | 7.7443
27500 | 166561 | 5 | 134395 | 5KW277v restring kit | SUPCO SEALED UNIT PARTS CO., INC. / NSI | 27500 | 7.7443 | 7.7443 | Y | 7.7443 | 7.7443 | 7.7443
27518/U | 10006 | 10 | 134507 | Ball Joint w/1/4-20 UNF For 5/16" | VALLEY TOOL & DESIGN INC | 0804 | 1.8 | 1.5176 | N | 1.8 | 6.7786 | 6.7786
27518/U | 10008 | 206 | 134507 | Ball Joint w/1/4-20 UNF For 5/16" | VALLEY TOOL & DESIGN INC | 0804 | 1.8 | 1.8 | Y | 1.8 | 6.7786 | 6.7786
27518/U | 10510 | 4 | 134507 | Ball Joint w/1/4-20 UNF For 5/16" | VALLEY TOOL & DESIGN INC | 0804 | 1.8 | 6.7786 | N | 1.8 | 6.7786 | 6.7786
27518/U | 173042 | 35 | 134507 | Ball Joint w/1/4-20 UNF For 5/16" | VALLEY TOOL & DESIGN INC | 0804 | 1.8 | 1.6907 | Y | 1.8 | 6.7786 | 6.7786
27518/U | 175888 | 226 | 134507 | Ball Joint w/1/4-20 UNF For 5/16" | VALLEY TOOL & DESIGN INC | 0804 | 1.8 | 1.0144 | N | 1.8 | 6.7786 | 6.7786
27518/U | 175890 | 144 | 134507 | Ball Joint w/1/4-20 UNF For 5/16" | VALLEY TOOL & DESIGN INC | 0804 | 1.8 | 1.0299 | N | 1.8 | 6.7786 | 6.7786
27518/U | 175891 | 96 | 134507 | Ball Joint w/1/4-20 UNF For 5/16" | VALLEY TOOL & DESIGN INC | 0804 | 1.8 | 1.4919 | Y | 1.8 | 6.7786 | 6.7786
27520L/U | 10006 | 6 | 134507 | 5/16" x 48" Push Rod | VALLEY TOOL & DESIGN INC | 27520L/U | 4.15 | 3.969 | Y | 4.15 | 14.2678 | 14.2678
27520L/U | 10008 | 77 | 134507 | 5/16" x 48" Push Rod | VALLEY TOOL & DESIGN INC | 27520L/U | 4.15 | 4.51 | Y | 4.15 | 14.2678 | 14.2678
27520L/U | 10510 | 30 | 134507 | 5/16" x 48" Push Rod | VALLEY TOOL & DESIGN INC | 27520L/U | 4.15 | 4.15 | Y | 4.15 | 14.2678 | 14.2678
27520L/U | 173042 | 16 | 134507 | 5/16" x 48" Push Rod | VALLEY TOOL & DESIGN INC | 27520L/U | 4.15 | 12.33 | N | 4.15 | 14.2678 | 14.2678
27520L/U | 175883 | 4 | 134507 | 5/16" x 48" Push Rod | VALLEY TOOL & DESIGN INC | 27520L/U | 4.15 | 14.2678 | N | 4.15 | 14.2678 | 14.2678
27520L/U | 175890 | 16 | 134507 | 5/16" x 48" Push Rod | VALLEY TOOL & DESIGN INC | 27520L/U | 4.15 | 6.1498 | N | 4.15 | 14.2678 | 14.2678
27729 | 175891 | 4 | 134093 | MAXON FLAME ROD | MAXON CORPORATION | 27729 | 0 | 28.46 | Y | 0 | 28.46 | 28.46
2773102 | 175891 | 6 | 133727 | 64-27731 FLAME ROD (2 PK) | CROWN ENGINEERING CORP | 2773102 | 54.35 | 54.3462 | N | 54.35 | 54.3462 | 54.35
279 | 10510 | 1 | 187634 | Tekmar boiler reset, steam1-stage | SONTAG & ASSOCIATES, TEKMAR | 279 | 936.36 | 1074.96 | N | 936.36 | 1074.96 | 1074.96
27X22DSQSHORT | 175891 | 25 | 176953 | Double-Square to Square Shaft Adapter | MAX-AIR TECHNOLOGY INC | 27X22DSQSHORT | 6 | 6 | N | 6 | 6 | 6
27X22DSQTALL | 175891 | 25 | 176953 | Double-Square to Square Shaft Adapter | MAX-AIR TECHNOLOGY INC | 27X22DSQTALL | 6 | 6 | N | 6 | 6 | 6
28084 | 173042 | 3 | 133727 | E5-599G | CROWN ENGINEERING CORP | 28084 | 0 | 0 | N | 0 | 0 | 0
2822T | 175888 | 2 | 176404 | 250 FT 24-2 TWSTD SHIELDED PLENUM RATED | PAIGE ELECTRIC COMPANY | 2822T | 35 | 35 | Y | 35 | 35 | 35
284 | 10510 | 1 | 187634 | Tekmar four boiler tN4DHW and Setpoint | SONTAG & ASSOCIATES, TEKMAR | 284 | 0 | 1882.52 | Y | 0 | 1882.52 | 1882.52
2880T | 175891 | 0 | 176404 | 250FT 22GA 3 COND SHLD PLNM | PAIGE ELECTRIC COMPANY | 2880T | 37.5 | 41.25 | N | 37.5 | 41.25 | 41.25
2882T | 175888 | 1 | 176404 | 250FT 4 COND 22AWG STRD/SHLD PLENUM | PAIGE ELECTRIC COMPANY | 2882T | 50.0515 | 45 | Y | 50.0515 | 46.6838 | 50.0515
2882T | 175890 | 4 | 176404 | 250FT 4 COND 22AWG STRD/SHLD PLENUM | PAIGE ELECTRIC COMPANY | 2882T | 50.0515 | 46.6838 | Y | 50.0515 | 46.6838 | 50.0515
2886T | 175888 | 6 | 176404 | 500FT 2 COND 18AWG STRD/SHLD PLENUM | PAIGE ELECTRIC COMPANY | 2886T | 88.112 | 84.4608 | Y | 88.112 | 84.4608 | 88.112
2886T | 175890 | 6 | 176404 | 500FT 2 COND 18AWG STRD/SHLD PLENUM | PAIGE ELECTRIC COMPANY | 2886T | 88.112 | 83.8603 | Y | 88.112 | 84.4608 | 88.112
2888T | 175888 | 5 | 176404 | 500FT 3 COND 18AWG STRD/SHLD PLENUM | PAIGE ELECTRIC COMPANY | 2888T | 107.76 | 106.5 | Y | 107.76 | 108.8333 | 108.8333
2888T | 175890 | 5 | 176404 | 500FT 3 COND 18AWG STRD/SHLD PLENUM | PAIGE ELECTRIC COMPANY | 2888T | 107.76 | 108.8333 | Y | 107.76 | 108.8333 | 108.8333
2888T250 | 175891 | 1 | 176404 | 250FT 3 COND 18AWG STRD/SHLD PLENUM | PAIGE ELECTRIC COMPANY | 2888T250 | 65 | 65 | Y | 65 | 65 | 65
289 | 10510 | 4 | 187634 | SMART STEAM CONTROL | SONTAG & ASSOCIATES, TEKMAR | 289 | 0 | 1694.695 | Y | 0 | 1694.695 | 1694.695
2890001 | 175891 | 2 | 134342 | Schneider 2 overlay for 2422receiver gau | SCHNEIDER ELECTRIC BUILDINGS AMERICAS, INC | 2890-001 | 4.67 | 4.67 | N | 4.67 | 4.67 | 4.67
2890002 | 10510 | 5 | 134342 | Schneider overlay kit for2-1/2 gauge | SCHNEIDER ELECTRIC BUILDINGS AMERICAS, INC | 2890-002 | 1465 | 301.672 | N | 1465 | 301.672 | 1465
28906T | 175888 | 9 | 176404 | 500FT 6 COND 18AWG STRD/SHLD PLENUM | PAIGE ELECTRIC COMPANY | 2890/6T | 229.9483 | 185.6667 | Y | 229.9483 | 201.9324 | 229.9483
28906T | 175890 | 4 | 176404 | 500FT 6 COND 18AWG STRD/SHLD PLENUM | PAIGE ELECTRIC COMPANY | 2890/6T | 229.9483 | 201.9324 | Y | 229.9483 | 201.9324 | 229.9483
28908T | 175888 | 6 | 176404 | 500FT 8 COND 18AWG STRD/SHLD PLENUM | PAIGE ELECTRIC COMPANY | 2890/8T | 275.35 | 284.7596 | Y | 275.35 | 284.7596 | 284.7596
28908T | 175890 | 6 | 176404 | 500FT 8 COND 18AWG STRD/SHLD PLENUM | PAIGE ELECTRIC COMPANY | 2890/8T | 275.35 | 281.6226 | Y | 275.35 | 284.7596 | 284.7596
2890T | 175888 | 3 | 176404 | 500FT 4 COND 18AWG STRD/SHLD PLENUM | PAIGE ELECTRIC COMPANY | 2890T | 140 | 140 | Y | 140 | 145 | 145
2890T | 175890 | 4 | 176404 | 500FT 4 COND 18AWG STRD/SHLD PLENUM | PAIGE ELECTRIC COMPANY | 2890T | 140 | 145 | Y | 140 | 145 | 145
2891T | 175888 | 5 | 176404 | 250 FT 16/2 SHIELDED WIRE | PAIGE ELECTRIC COMPANY | 2891T | 92.5 | 90.1111 | Y | 92.5 | 96.2685 | 96.2685
2891T | 175890 | 4 | 176404 | 250 FT 16/2 SHIELDED WIRE | PAIGE ELECTRIC COMPANY | 2891T | 92.5 | 96.2685 | Y | 92.5 | 96.2685 | 96.2685
2891T500FT | 175888 | 3 | 176404 | 500 FT 16/2 SHIELDED WIRE | PAIGE ELECTRIC COMPANY | 2891T-500FT | 535 | 535 | N | 535 | 535 | 535
28924T | 175888 | 3 | 176404 | 250 FT 16 GA 4COND SHIELDED | PAIGE ELECTRIC COMPANY | 2892/4T | 135.3608 | 135.3608 | Y | 135.3608 | 135.3608 | 135.3608
28924T | 175890 | 6 | 176404 | 250 FT 16 GA 4COND SHIELDED | PAIGE ELECTRIC COMPANY | 2892/4T | 135.3608 | 135.3608 | Y | 135.3608 | 135.3608 | 135.3608
294 | 10510 | 9 | 187634 | Tekmar boiler reset 4-stageDHW Tn4 120 | SONTAG & ASSOCIATES, TEKMAR | 294 | 895.85 | 881.0741 | Y | 895.85 | 881.0741 | 895.85
294EXP | 10510 | 8 | 187634 | Tekmar smart boiler controlexpansion | SONTAG & ASSOCIATES, TEKMAR | 294-EXP | 611.04 | 605.595 | Y | 611.04 | 605.595 | 611.04
29985 | 10510 | 11 | 187628 | Ritchie 60 w/ shut off valvesRYB hose se | CGNA/RITCHIE ENG.CO.INC. | 29985 | 97.3 | 99.3585 | Y | 97.3 | 99.3585 | 99.3585
2A371 | 10510 | 4 | 134565 | White Rodgers thermostatSPST 20-90F rang | COPELAND COMFORT CONTROL LP | 2A37-1 | 80.14 | 94.8635 | Y | 80.14 | 94.8635 | 94.8635
3/8 CABLE CLAMP | 175883 | 100 | 134179 | 3/8 CABLE CLAMP pack of 20 | NEUCO INC. | 3/8 CABLE CLAMP | 0 | 4.92 | N | 0 | 4.92 | 4.92
3/8 OPENED SNAP BUSHING | 175883 | 15 | 134179 | Nylon Spap in Cable Hose Bushing | NEUCO INC. | 3/8 OPENED SNAP BUSHING | 0 | 0.1933 | N | 0 | 0.1933 | 0.1933
30067438890 | 175890 | 1 | 133384 | 2604111005 DIAPHRAGM AIR-O-MOTOR ACTUATO | ALLAGASH INTERNATIONAL GROUP, INC. | 30067438-890 | 51.06 | 51.06 | Y | 51.06 | 51.06 | 51.06
300BCKG | 175891 | 1 | 133714 | CONTROL AIR FILTER REGULATOR GAUGE KNOB | ControlAir, LLC | 300BCKG | 47.295 | 47.295 | N | 47.295 | 47.295 | 47.295
300S | 10510 | 4 | 134395 | Supco 38 oz. condensatepan heater | SUPCO SEALED UNIT PARTS CO., INC. / NSI | 30-0S | 29.95 | 33 | Y | 29.95 | 33 | 33
300S | 175891 | 1 | 134395 | Supco 38 oz. condensatepan heater | SUPCO SEALED UNIT PARTS CO., INC. / NSI | 30-0S | 29.95 | 29.95 | Y | 29.95 | 33 | 33
30102SECOMEA | 175888 | 4 | 176973 | SITE MANAGER 1149 -5 AGENTS,WIFI,2 PORTS | SECOMEA INC. | 30102SECOMEA | 386.5245 | 386.5245 | N | 386.5245 | 386.5245 | 386.5245
30117144001 | 166561 | 2 | 133921 | Replacement backplate for TC500A Thermos | HONEYWELL INTERNATIONAL ECC US (HOFS) | 3011-7144-001 | 41.75 | 41.75 | N | 41.75 | 41.75 | 41.75
3012400 | 10510 | 3 | 187637 | Superior Valve relief valve1/4 X 3/8 SAE | SHERWOOD HARSCO | 3012-400 | 36.362 | 36.362 | N | 36.362 | 36.362 | 36.362
30150486 | 10510 | 2 | 164298 | Bacharach H10 Plug InSensor Element | MSA Safety Sales, LLC | 3015-0486 | 76.99 | 75.87 | Y | 76.99 | 75.87 | 76.99
30201 | 166561 | 11 | 168954 | WP ALUM BOX, 3H-1/2 | Midcoast Electric Supply, Inc. | 30201 | 3.04 | 3.04 | Y | 3.04 | 3.04 | 3.04
3020C750 | 10510 | 5 | 187637 | Superior Valve relief valve1/2 X 5/8 SAE | SHERWOOD HARSCO | 3020C-750 | 63.88 | 63.88 | N | 63.88 | 63.88 | 63.88
30233 | 10510 | 5 | 176747 | Tecumseh teflon 1 gasketfor rotolock | TECUMSEH COMPRESSOR CO | 30233 | 0.516 | 0.516 | N | 0.516 | 0.516 | 0.516
30234 | 10510 | 3 | 176747 | Tecumseh teflon 3/4 gasketfor rotolock | TECUMSEH COMPRESSOR CO | 30234 | 0.432 | 0.432 | N | 0.432 | 0.432 | 0.432
30251 | 175888 | 6 | 176973 | SECOMEA SITE MANAGER 1139/4G-US 5 AGENTS | SECOMEA INC. | 30251 | 507.16 | 507.16 | N | 507.16 | 507.16 | 507.16
30278 | 166561 | 11 | 168954 | 1 G WP BLANK CVR/GASKET/ALUM | Midcoast Electric Supply, Inc. | 30278 | 0.87 | 0.9739 | Y | 0.87 | 0.9739 | 0.9739
303 | 10510 | 6 | 187620 | Parker Gold Label filter-drier3/8 SAE 03 | PARKER HANNIFIN | 303 | 27.878 | 27.415 | Y | 27.878 | 27.415 | 27.878
303 | 175891 | 1 | 187620 | Parker Gold Label filter-drier3/8 SAE 03 | PARKER HANNIFIN | 303 | 27.878 | 27 | N | 27.878 | 27.415 | 27.878
30334 | 10510 | 8 | 176747 | Tecumseh teflon 9/16 gasketfor rotolock | TECUMSEH COMPRESSOR CO | 30334 | 2.5 | 2.5 | Y | 2.5 | 2.5 | 2.5
3036111 | 10008 | 49 | 169692 | ST10 (10mm) terminal block-Orange | Phoenix Contact USA, Inc. | 3036111 | 2.442 | 2.442 | Y | 2.442 | 2.442 | 2.442
303S | 10510 | 6 | 187620 | Parker Gold Label filter-drier3/8 sweat | PARKER HANNIFIN | 303S | 26.916 | 25.3827 | Y | 26.916 | 26.916 | 26.916
303S | 175891 | 1 | 187620 | Parker Gold Label filter-drier3/8 sweat | PARKER HANNIFIN | 303S | 26.916 | 26.916 | Y | 26.916 | 26.916 | 26.916
304 | 10510 | 3 | 187620 | Parker Gold Label filter-drier1/2 SAE 03 | PARKER HANNIFIN | 304 | 29.152 | 28.9565 | N | 29.152 | 28.9565 | 29.152
304 | 175891 | 3 | 187620 | Parker Gold Label filter-drier1/2 SAE 03 | PARKER HANNIFIN | 304 | 29.152 | 27.576 | N | 29.152 | 28.9565 | 29.152
3049115 | 10510 | 4 | 134565 | White Rodgers flame sensor48 2-spade 1-p | COPELAND COMFORT CONTROL LP | 3049-115 | 213.2675 | 206.7556 | Y | 213.2675 | 206.7556 | 213.2675
304S | 10510 | 1 | 187620 | Parker Gold Label filter-drier1/2 sweat | PARKER HANNIFIN | 304S | 26.985 | 26.985 | N | 26.985 | 26.985 | 26.985
304S | 175891 | 1 | 187620 | Parker Gold Label filter-drier1/2 sweat | PARKER HANNIFIN | 304S | 26.985 | 26.985 | N | 26.985 | 26.985 | 26.985
305 | 10510 | 4 | 187620 | Parker Gold Label filter-drier5/8 SAE 03 | PARKER HANNIFIN | 305 | 23.887 | 22.4585 | N | 23.887 | 22.4585 | 23.887
305 | 175891 | 2 | 187620 | Parker Gold Label filter-drier5/8 SAE 03 | PARKER HANNIFIN | 305 | 23.887 | 19.98 | N | 23.887 | 22.4585 | 23.887
305909 | 173042 | 34 | 176827 | GAUGE 0-30 PSI 1 1/2 IN DIAL 1/8IN BACK | ENGINEERED SPECIALTY PRODUCTS INC | 305909 | 1.61 | 1.6105 | Y | 1.61 | 2.04 | 2.04
305909 | 175888 | 151 | 176827 | GAUGE 0-30 PSI 1 1/2 IN DIAL 1/8IN BACK | ENGINEERED SPECIALTY PRODUCTS INC | 305909 | 1.61 | 1.7063 | Y | 1.61 | 2.04 | 2.04
305909 | 175890 | 1 | 176827 | GAUGE 0-30 PSI 1 1/2 IN DIAL 1/8IN BACK | ENGINEERED SPECIALTY PRODUCTS INC | 305909 | 1.61 | 2.04 | Y | 1.61 | 2.04 | 2.04
305909 | 175891 | 339 | 176827 | GAUGE 0-30 PSI 1 1/2 IN DIAL 1/8IN BACK | ENGINEERED SPECIALTY PRODUCTS INC | 305909 | 1.61 | 1.6102 | N | 1.61 | 2.04 | 2.04
30735489007 | 175891 | 1 | 133893 | PURPLE PEN, HONEYWELL SOLD AS A 6 PACK | GRAPHIC CONTROLS LLC | 30735489007 | 21.57 | 21.57 | Y | 21.57 | 21.57 | 21.57
30755317-001 | 175891 | 8 | 133893 | Chart Recorder Paper, Circular | GRAPHIC CONTROLS LLC | 30755317-001 | 45.44 | 45.44 | N | 45.44 | 45.44 | 45.44
30755820001 | 175891 | 1 | 133893 | HONEYWELL CHART,STARTER BOX/25 10IN CIRC | GRAPHIC CONTROLS LLC | 30755820001 | 18.9 | 18.9 | Y | 18.9 | 18.9 | 18.9
307S | 10510 | 2 | 187620 | Parker Gold Label filter-drier7/8 sweat | PARKER HANNIFIN | 307S | 29.366 | 29.101 | N | 29.366 | 29.366 | 29.366
307S | 175891 | 2 | 187620 | Parker Gold Label filter-drier7/8 sweat | PARKER HANNIFIN | 307S | 29.366 | 29.366 | Y | 29.366 | 29.366 | 29.366
30853000-001 | 166559 | 2 | 133921 | NOREAST,KIT,PACKING for #125,2"-3" | HONEYWELL INTERNATIONAL ECC US (HOFS) | 30853000-001 | 123.51 | 123.51 | N | 123.51 | 123.51 | 123.51
3090900 | 10510 | 7 | 187589 | Hankison float for HPR5-10refrigerated a | HANKISON INTERNATIONAL | 3090900 | 74.914 | 74.7535 | Y | 74.914 | 74.7535 | 74.914
3098134 | 10510 | 1 | 134565 | White Rogers Flame Sensor | COPELAND COMFORT CONTROL LP | 3098-134 | 187.21 | 183.07 | N | 187.21 | 183.07 | 187.21
3098156 | 10008 | 3 | 134565 | MERCURY FLAME SENSOR | COPELAND COMFORT CONTROL LP | 3098-156 | 130.902 | 98.66 | N | 130.902 | 130.902 | 130.902
3098156 | 10510 | 1 | 134565 | MERCURY FLAME SENSOR | COPELAND COMFORT CONTROL LP | 3098-156 | 130.902 | 130.902 | Y | 130.902 | 130.902 | 130.902
30A46105 | 10510 | 1 | 134565 | AUTO PILOT | COPELAND COMFORT CONTROL LP | 30A46105 | 177.46 | 148.38 | Y | 177.46 | 177.4563 | 177.46
30A46105 | 175891 | 1 | 134565 | AUTO PILOT | COPELAND COMFORT CONTROL LP | 30A46105 | 177.46 | 177.4563 | N | 177.46 | 177.4563 | 177.46
30A465 | 10510 | 2 | 134565 | White Rodgers pilot, liquidfilled plug-i | COPELAND COMFORT CONTROL LP | 30A46-5 | 228.3785 | 228.3785 | Y | 228.3785 | 228.3785 | 228.3785
31020 | 10510 | 9 | 134179 | Ridgid 14” steel pipe wrench | NEUCO INC. | 31020 | 32.5623 | 32.5623 | N | 32.5623 | 32.5623 | 32.5623
31090 | 175891 | 1 | 187627 | Ridgid 10 aluminum pipewrench | EMERSON PROFESSIONAL TOOLS,LLC | 31090 | 36.25 | 36.25 | Y | 36.25 | 36.25 | 36.25
31095 | 175891 | 1 | 187627 | Ridgid 14 aluminum pipewrench | EMERSON PROFESSIONAL TOOLS,LLC | 31095 | 44.786 | 44.786 | Y | 44.786 | 44.786 | 44.786
31100 | 175891 | 2 | 187627 | Ridgid 18 aluminum pipewrench | EMERSON PROFESSIONAL TOOLS,LLC | 31100 | 56.623 | 53.715 | Y | 56.623 | 53.715 | 56.623
31166112 | 175883 | 3 | 134179 | 18/6 NO SHEILD PLENUM 500 | NEUCO INC. | 31166112 | 115.4 | 113.45 | N | 115.4 | 113.45 | 115.4
31262112 | 175883 | 4 | 176869 | 18/3 Stranded CL2P (Plenum) Control Cabl | SOUTHWIRE COMPANY,LLC | 31262112 | 137.52 | 137.52 | N | 137.52 | 137.52 | 137.52
314100 | 10510 | 6 | 176780 | VALVE GASKET 37-28 | XYLEM, INC (M&M) | 314100 | 36.56 | 15.6657 | Y | 36.56 | 15.6657 | 36.56
3153685 | 166553 | 2 | 134384 | Wall Bracket for HPR510 | INDUSTRIAL TECHNOLOGIES & SERVICES AMERICAS, INC | 3153685 | 48 | 12.6 | N | 48 | 33 | 48
3153685 | 175891 | 3 | 134384 | Wall Bracket for HPR510 | INDUSTRIAL TECHNOLOGIES & SERVICES AMERICAS, INC | 3153685 | 48 | 33 | Y | 48 | 33 | 48
31622 | 10510 | 3 | 187627 | Ridgid 150 tubing cutterup to 1-1/8 | EMERSON PROFESSIONAL TOOLS,LLC | 31622 | 26.61 | 26.3678 | Y | 26.61 | 26.3678 | 26.61
31632 | 10510 | 11 | 187627 | Ridgid 151 tubing cutterquick-acting 1-5 | EMERSON PROFESSIONAL TOOLS,LLC | 31632 | 40.107 | 40.035 | Y | 40.107 | 40.035 | 40.107
31642 | 10510 | 4 | 187627 | Ridgid tubing cutterquic-acting 1/4-2-5/ | EMERSON PROFESSIONAL TOOLS,LLC | 31642 | 63.045 | 63.045 | Y | 63.045 | 63.045 | 63.045
31650 | 166553 | 1 | 168933 | Hole Saw Arbor, 1/4" Round, 1/2"-20 | Klein Tools, Inc. | 31650 | 5.3352 | 5.13 | N | 5.3352 | 5.13 | 5.3352
316X1614 | 175891 | 6 | 177101 | COPPER GUARD ROD 3/16 OD | APOLLO VALVES | 9831616 | 4.58 | 5.9832 | Y | 4.58 | 5.9832 | 5.9832
32 | 175891 | 1 | 187620 | Parker Gold Label filter-drier1/4 SAE 45 | PARKER HANNIFIN | 32 | 6.999 | 6.197 | N | 6.999 | 6.197 | 6.999
32000180009 | 175883 | 1 | 133921 | PORTABLE OPERATIONS KIT | HONEYWELL INTERNATIONAL ECC US (HOFS) | 32000180009 | 0.01 | 0.01 | N | 0.01 | 0.01 | 0.01
32003169001 | 175883 | 1 | 133921 | Duct Probe for P7610B or P7610 | HONEYWELL INTERNATIONAL ECC US (HOFS) | 32003169001 | 12.48 | 12.48 | N | 12.48 | 12.48 | 12.48
32003396001 | 10510 | 14 | 187591 | Honeywell V51E mounting Brktfor 1-1/2-2 | (DO NOT USE) HONEYWELL INC. (FSG) | 32003396-001 | 25.264 | 25.264 | N | 25.264 | 25.264 | 25.264
32017733 | 175891 | 6 | 133893 | GRAPHIC CONTROL CHART PAPER MIN QTY 5 | GRAPHIC CONTROLS LLC | 32017733 | 35.81 | 35.81 | Y | 35.81 | 35.81 | 35.81
32061112 | 175891 | 1 | 176869 | 22/6 Stranded OAS CMP (Plenum) Control C | SOUTHWIRE COMPANY,LLC | 32061112 | 144.8928 | 144.8928 | N | 144.8928 | 144.8928 | 144.8928
320RENTAL | 10510 | 1 | 134425 | 320 combustion analyzer Rental | TESTO INC. | 320-RENTAL | 0 | 0 | N | 0 | 0 | 0
320REPAIR | 10510 | 1 | 134425 | TESTO 320 combustion analyzerREPAIR & RE | TESTO INC. | 320REPAIR | 0 | 199.15 | N | 0 | 199.15 | 199.15
32141112 | 175883 | 6 | 176869 | 18/2 Stranded OAS CL2P (Plenum) Control | SOUTHWIRE COMPANY,LLC | 32141112 | 119.6049 | 119.6049 | N | 119.6049 | 119.6049 | 119.6049
32142102 | 175883 | 1 | 176869 | 18/2 Stranded OAS CL2P (Plenum) Control | SOUTHWIRE COMPANY,LLC | 32142102 | 88.7485 | 88.7485 | N | 88.7485 | 88.7485 | 88.7485
32142105 | 175883 | 1 | 176869 | 18/2 Stranded OAS CL2P (Plenum) Control | SOUTHWIRE COMPANY,LLC | 32142105 | 88.7485 | 88.7485 | N | 88.7485 | 88.7485 | 88.7485
32142106 | 175883 | 5 | 176869 | 18/2 Stranded OAS CL2P (Plenum) Control | SOUTHWIRE COMPANY,LLC | 32142106 | 119.87 | 119.87 | Y | 119.87 | 119.87 | 119.87
32142112 | 175883 | 19 | 176869 | 18/2 Stranded OAS CL2P (Plenum) Control | SOUTHWIRE COMPANY,LLC | 32142112 | 122.41 | 122.41 | Y | 122.41 | 122.41 | 122.41
32152112 | 175883 | 2 | 176869 | 18/4 Stranded OAS CL2P (Plenum) Control | SOUTHWIRE COMPANY,LLC | 32152112 | 197.06 | 195.972 | Y | 197.06 | 195.972 | 197.06
32155512 | 175891 | 1 | 176869 | GENESIS 18/4 SH PL 500FT REEL | SOUTHWIRE COMPANY,LLC | 32155512 | 78.05 | 78.0529 | N | 78.05 | 78.0529 | 78.0529
32161012 | 175883 | 1 | 176869 | 18/6 Stranded OAS CL2P Plenum Control | SOUTHWIRE COMPANY,LLC | 32161012 | 266.36 | 277.49 | Y | 266.36 | 277.49 | 277.49
32171012 | 175883 | 1 | 176869 | 18/8 Stranded OAS CL2P Plenum Control | SOUTHWIRE COMPANY,LLC | 32171012 | 368.58 | 416.62 | Y | 368.58 | 416.62 | 416.62
32262103 | 175883 | 1 | 176869 | 18/3 Stranded OAS CL2P (Plenum) Control | SOUTHWIRE COMPANY,LLC | 32262103 | 119.8429 | 119.8429 | N | 119.8429 | 119.8429 | 119.8429
32262105 | 175883 | 2 | 176869 | 18/3 Stranded OAS CL2P (Plenum) Control | SOUTHWIRE COMPANY,LLC | 32262105 | 119.8429 | 119.8429 | N | 119.8429 | 119.8429 | 119.8429
32262106 | 175883 | 2 | 176869 | 18/3 Stranded OAS CL2P (Plenum) Control | SOUTHWIRE COMPANY,LLC | 32262106 | 119.8429 | 119.8429 | N | 119.8429 | 119.8429 | 119.8429
32262110 | 175883 | 1 | 176869 | 18/3 Stranded OAS CL2P (Plenum) Control | SOUTHWIRE COMPANY,LLC | 32262110 | 119.8429 | 119.8429 | N | 119.8429 | 119.8429 | 119.8429
32262112 | 175883 | 3 | 176869 | 18/3 Stranded OAS CL2P (Plenum) Control | SOUTHWIRE COMPANY,LLC | 32262112 | 162.21 | 162.21 | Y | 162.21 | 162.21 | 162.21
32262112 | 175891 | 2 | 176869 | 18/3 Stranded OAS CL2P (Plenum) Control | SOUTHWIRE COMPANY,LLC | 32262112 | 162.21 | 148.12 | N | 162.21 | 162.21 | 162.21
322645 | 10510 | 3 | 187606 | Midco UV scanner tubeadaptor | L. E. RIBAR COMPANY | 322645 | 38.909 | 37.22 | Y | 38.909 | 37.22 | 38.909
32265512 | 175891 | 3 | 176869 | GENESIS 18/3 SHLD WIRE 500FT | SOUTHWIRE COMPANY,LLC | 32265512 | 52.22 | 52.2154 | N | 52.22 | 52.2154 | 52.22
32266112 | 175883 | 2 | 134179 | 18AWG/3CON SHIELDED PLEN 500 | NEUCO INC. | 32266112 | 59.9265 | 59.9265 | N | 59.9265 | 59.9265 | 59.9265
32272103 | 175883 | 2 | 176869 | 22/3 Stranded OAS CL2P (Plenum) Control | SOUTHWIRE COMPANY,LLC | 32272103 | 78.84 | 78.7918 | N | 78.84 | 78.7918 | 78.84
32303HD | 166559 | 4 | 168933 | 20-in-1 Impact Driver w/flip sockts | Klein Tools, Inc. | 32303HD | 29.99 | 29.99 | N | 29.99 | 29.99 | 29.99
32308HD | 166559 | 4 | 168933 | 12-in-1 Stubby Impact Driver flip sockts | Klein Tools, Inc. | 32308HD | 22.49 | 22.49 | N | 22.49 | 22.49 | 22.49
3232490 | 175888 | 1 | 187589 | Float for a Hankison 8015 dryer | HANKISON INTERNATIONAL | 3232490 | 60.67 | 60.67 | N | 60.67 | 61.8 | 61.8
3232490 | 175891 | 4 | 187589 | Float for a Hankison 8015 dryer | HANKISON INTERNATIONAL | 3232490 | 60.67 | 61.8 | Y | 60.67 | 61.8 | 61.8
32377 | 10008 | 4 | 134078 | SOLID STATE OFF DELAY | MARS MOTORS & ARMATURES INC | 32377 | 24 | 24 | N | 24 | 24 | 24
32377 | 10510 | 4 | 134078 | SOLID STATE OFF DELAY | MARS MOTORS & ARMATURES INC | 32377 | 24 | 21.957 | Y | 24 | 24 | 24
32377 | 175891 | 1 | 134078 | SOLID STATE OFF DELAY | MARS MOTORS & ARMATURES INC | 32377 | 24 | 21.957 | Y | 24 | 24 | 24
3240282-1FT | 175891 | 0 | 176587 | 1" x 3" WIRE DUCT WITH COVER; 1 FOOT | ASSEMBLIES/KITS/BOMS | 3240282-1FT | 0 | 1.9156 | N | 0 | 1.9156 | 1.9156
32511003 | 175888 | 1 | 176869 | 22/1pr Stranded Shielded (OAS) CMP/CL2P | SOUTHWIRE COMPANY,LLC | 32511003 | 224.5967 | 224.6 | Y | 224.5967 | 224.6 | 224.6
32511003 | 175890 | 1 | 176869 | 22/1pr Stranded Shielded (OAS) CMP/CL2P | SOUTHWIRE COMPANY,LLC | 32511003 | 224.5967 | 224.6 | N | 224.5967 | 224.6 | 224.6
32511005 | 10510 | 10 | 176869 | 22/1pr Stranded Shielded (OAS) CMP/CL2P | SOUTHWIRE COMPANY,LLC | 32511005 | 166.45 | 178.499 | Y | 166.45 | 224.42 | 224.42
32511005 | 175891 | 5 | 176869 | 22/1pr Stranded Shielded (OAS) CMP/CL2P | SOUTHWIRE COMPANY,LLC | 32511005 | 166.45 | 224.42 | Y | 166.45 | 224.42 | 224.42
32522110 | 175883 | 2 | 176869 | 22/1pr Stranded CMP/CL2P (Plenum) for Ec | SOUTHWIRE COMPANY,LLC | 32522110 | 109.4302 | 109.4302 | N | 109.4302 | 109.4302 | 109.4302
3253BL12WVENTLIMITER | 175888 | 39 | 134179 | MAXITROL REGULATOR IMBLUE 7-11" WC W/VL | NEUCO INC. | 3253BL12WVENTLIMITER | 18.1 | 18.1 | N | 18.1 | 18.1 | 18.1
3255AL4834W12A3912A09 | 175891 | 1 | 134179 | 3/4IN REGULATOR W/OPD 48 | NEUCO INC. | 3255AL4834W12A3912A09 | 72.68 | 72.6812 | N | 72.68 | 72.6812 | 72.6812
3255L12IN | 175891 | 6 | 134179 | MAXITROL CERT LINE 1/2 IN REG | NEUCO INC. | 3255L12IN | 31.1913 | 31.1913 | N | 31.1913 | 31.1913 | 31.1913
3259112INW12A49 | 175891 | 1 | 134179 | MAXITROL 1 1/2" REGULATOR W/ LIMITER | NEUCO INC. | 3259112INW12A49 | 252.83 | 228.3274 | N | 252.83 | 228.3274 | 252.83
32592W12A49 | 175891 | 1 | 134179 | MAXITROL 2IN GAS REGULATOR 5# INLET | NEUCO INC. | 32592W12A49 | 301.23 | 301.2262 | N | 301.23 | 301.2262 | 301.23
3259L210E112 | 175891 | 3 | 134179 | MAXITROL REGULATOR 1-1/2IN 7-11"OUT+OPD | NEUCO INC. | 3259L210E112 | 680.9324 | 680.9324 | N | 680.9324 | 680.9324 | 680.9324
3271RENTAL | 10510 | 1 | 134425 | 327-1 Comb. analyzer kitTesto - - INCLU | TESTO INC. | 327-1-RENTAL | 50 | 50 | N | 50 | 50 | 50
328091 | 166561 | 6 | 168933 | Screwdriver | Klein Tools, Inc. | 328091 | 18.75 | 18.75 | N | 18.75 | 18.75 | 18.75
32910RCHT | 166559 | 3 | 168933 | 7-in-1 Impact ratcheting nut driver | Klein Tools, Inc. | 32910RCHT | 29.99 | 29.99 | N | 29.99 | 29.99 | 29.99
32933M | 10510 | 3 | 168933 | 7-14mm Impact flip 6-n-1 nut driver Set | Klein Tools, Inc. | 32933M | 14.99 | 14.99 | Y | 14.99 | 15.74 | 15.74
32933M | 166559 | 1 | 168933 | 7-14mm Impact flip 6-n-1 nut driver Set | Klein Tools, Inc. | 32933M | 14.99 | 15.74 | N | 14.99 | 15.74 | 15.74
32985 | 10510 | 2 | 134097 | #104 Midget Tubing Cutter 3/16-15/16 | MCCALLY TOOL & SUPPLY CO | 32985 | 0 | 19.95 | Y | 0 | 19.95 | 19.95
3301REPAIR | 175891 | 1 | 187617 | 330-1-REPAIR | NOT ON FILE | 3301REPAIR | 556.55 | 556.55 | N | 556.55 | 556.55 | 556.55
33185 | 10510 | 15 | 187627 | Ridgid cutter wheel E3469(replacement) | EMERSON PROFESSIONAL TOOLS,LLC | 33185 | 5.066 | 5.066 | Y | 5.066 | 5.066 | 5.066
33202103 | 175883 | 9 | 176869 | 22/1 pair, stranded, shielded low cap | SOUTHWIRE COMPANY,LLC | 33202103 | 187.98 | 190.135 | Y | 187.98 | 190.135 | 190.135
33202106 | 175883 | 1 | 176869 | GENESIS 22/1 PAIR BLUE | SOUTHWIRE COMPANY,LLC | 33202106 | 189.29 | 203.58 | Y | 189.29 | 203.58 | 203.58
3322K | 10510 | 2 | 133997 | Robertshaw 5 watt CW motor115V | ROBERTSHAW CONTROLS COMPANY | 33-22K | 28.907 | 28.907 | N | 28.907 | 28.907 | 28.907
33494 | 10008 | 1 | 134078 | Heat Pump Defrost Stat 65-30 degrees | MARS MOTORS & ARMATURES INC | 33494 | 22.84 | 22.84 | N | 22.84 | 22.84 | 22.84
33769080 | 173042 | 6 | 176605 | Variflo Pressure Atomizing 80? Nozzle | RE MICHEL COMPANY INC | 33769080 | 0 | 161.55 | N | 0 | 161.55 | 161.55
33CSSN2FC | 175891 | 3 | 176574 | CARRIER T STAT | CARRIER NORTHEAST | 33CSSN2FC | 129 | 129 | N | 129 | 129 | 129
34061 | 166559 | 1 | 168933 | Ratchet Ferrule Hex Crimp Kit, 10-22awg | Klein Tools, Inc. | 34061 | 41.24 | 41.24 | N | 41.24 | 41.24 | 41.24
3412002 | 173042 | 1 | 133997 | MTR PRTCTN CONTROL | ROBERTSHAW CONTROLS COMPANY | 3412-002 | 52.81 | 52.81 | N | 52.81 | 52.81 | 52.81
34300016 | 10510 | 2 | 133472 | MINI REG BRACKET | ASCO L.P. | 34300016 | 1.26 | 1.26 | N | 1.26 | 1.26 | 1.26
34303001 | 10510 | 1 | 133472 | Asco 112 series assemblykit | ASCO L.P. | 34303001 | 4.5 | 4.5 | N | 4.5 | 4.5 | 4.5
34304003 | 10510 | 1 | 133472 | $Asco 107 series side mountingbrackets ( | ASCO L.P. | 34304003 | 2.223 | 2.223 | N | 2.223 | 2.223 | 2.223
3434FY | 10510 | 3 | 168958 | Anaconda 7/8vibration eliminwith female | Monti And Associates Inc. | 3434FY | 21.163 | 21.0737 | Y | 21.163 | 21.0737 | 21.163
344300 | 175891 | 1 | 134179 | Shield Assembly for 69 Series | NEUCO INC. | 344300 | 54.56 | 54.56 | N | 54.56 | 54.56 | 54.56
34606 | 166553 | 10 | 133921 | 5 KW Restring Kit 277VAC | HONEYWELL INTERNATIONAL ECC US (HOFS) | 34606 | 22.265 | 22.265 | Y | 22.265 | 22.265 | 22.265
34606 | 175891 | 1 | 133921 | 5 KW Restring Kit 277VAC | HONEYWELL INTERNATIONAL ECC US (HOFS) | 34606 | 22.265 | 18.67 | N | 22.265 | 22.265 | 22.265
34630 | 10008 | 2 | 134078 | 34630 2000W-480V RE-STRING KIT | MARS MOTORS & ARMATURES INC | 34630 | 35.92 | 35.92 | N | 35.92 | 35.92 | 35.92
34C2 | 173042 | 3 | 168859 | 3/4 WELL FOR 4350 | *DO NOT USE* Paid with Divvy Card | 3-4C2 | 11.03 | 11.03 | N | 11.03 | 11.03 | 11.03
34X2IN34X2IN | 173042 | 11 | 168859 | 3/4X2-IN-BLK-STSEE 56819701960 | *DO NOT USE* Paid with Divvy Card | 3/4X2-IN -34X2IN | 0.25 | 0.25 | N | 0.25 | 0.25 | 0.25
34XCLOSE34XCLOSE | 173042 | 1 | 168859 | 3/4XCLOSE-BLK-SSEE 56819701900 | *DO NOT USE* Paid with Divvy Card | 3/4XCLOSE -34XCLOSE | 0.15 | 0.15 | N | 0.15 | 0.15 | 0.15
35100502L160 | 175891 | 1 | 133414 | ASHCROFT COMMERCIAL GAUGE | ASHCROFT INC. | 35100502L160 | 0 | 12.75 | N | 0 | 12.75 | 12.75
3510A2L100 | 175888 | 2 | 176827 | COMMERCIAL GAUGE 3.5IN 100PSI | ENGINEERED SPECIALTY PRODUCTS INC | 3510A2L100 | 5.73 | 5.73 | N | 5.73 | 5.73 | 5.73
3510A2L160 | 175890 | 2 | 176827 | COMMERCIAL GAUGE 3.5IN 160PSI | ENGINEERED SPECIALTY PRODUCTS INC | 3510A2L160 | 5.73 | 5.73 | Y | 5.73 | 5.73 | 5.73
3510TRSQ4B75PSI260F | 175891 | 12 | 176827 | TRIDICATOR 0/75PSI 60-260F | ENGINEERED SPECIALTY PRODUCTS INC | 3510TRSQ4B75PSI260F | 22.332 | 18.61 | Y | 22.332 | 18.61 | 22.332
35430ND | 175891 | 13 | 133756 | SPST MOMENTARY PUSH BUTTON | DIGI-KEY CORPORATION | 35430ND | 9.576 | 9.576 | N | 9.576 | 9.576 | 9.576
3552 | 175890 | 1 | 176404 | 18AWG 1 COND HOOK-UP WIRE RED 500FT | PAIGE ELECTRIC COMPANY | 3552 | 90 | 90 | N | 90 | 90 | 90
3554 | 175888 | 1 | 176404 | 18 ga YELLOW SINGLE HOOKUP WIRE | PAIGE ELECTRIC COMPANY | 3554 | 0.18 | 0.18261 | N | 0.18 | 0.18261 | 0.18261
3557 | 175890 | 1 | 176404 | 18 GA HOOK UP WIRE PURPLE | PAIGE ELECTRIC COMPANY | 3557 | 90 | 90 | N | 90 | 90 | 90
3559 | 175890 | 1 | 176404 | 18AWG 1 COND HOOK-UP WIRE WHITE 500FT | PAIGE ELECTRIC COMPANY | 3559 | 90 | 90 | N | 90 | 90 | 90
356 | 10510 | 3 | 187634 | Tekmar injection mixing ctrlW/O pump rel | SONTAG & ASSOCIATES, TEKMAR | 356 | 268.66 | 247.5433 | Y | 268.66 | 247.5433 | 268.66
35615900227 | 10510 | 1 | 134179 | 24v dsi ignition module | NEUCO INC. | 35-615900-227 | 164.25 | 164.25 | N | 164.25 | 164.25 | 164.25
35MAXPOINTERXEP | 175891 | 1 | 133737 | DAUGHTRIDGE P/N 28500032 | DAUGHTRIDGE SALES CO | 35MAXPOINTERXEP | 5.6004 | 5.6004 | N | 5.6004 | 5.6004 | 5.6004
36 | 166559 | 12 | 134507 | 5/16 PushRod 36" | VALLEY TOOL & DESIGN INC | 36 | 4.5667 | 4.83 | Y | 4.5667 | 4.83 | 4.83
36 | 166560 | 8 | 134507 | 5/16 PushRod 36" | VALLEY TOOL & DESIGN INC | 36 | 4.5667 | 4.5667 | N | 4.5667 | 4.83 | 4.83
36282300 | 166559 | 2 | 168819 | Ruskin Retro F/S Damp Act Adaptor | ADW CORP | 36282300 | 55 | 55 | N | 55 | 55 | 55
36401 | 166559 | 6 | 168825 | E6000 3.7oz Adhesive | Amcon Controls, LA LLC (do not use) | 36401 | 2.82 | 2.82 | N | 2.82 | 2.82 | 2.82
36C03333 | 10008 | 1 | 134565 | 24V STANDING PILOT GAS VALVE, 1/2 X 3/4, | COPELAND COMFORT CONTROL LP | 36C03-333 | 63.24 | 63.2433 | N | 63.24 | 63.2433 | 63.2433
36C74913 | 10008 | 1 | 134565 | 24V STEP OPENING GAS VALVE, NAT GAS ONLY | COPELAND COMFORT CONTROL LP | 36C74-913 | 310.36 | 194.27 | N | 310.36 | 333.49 | 333.49
36C74913 | 10510 | 1 | 134565 | 24V STEP OPENING GAS VALVE, NAT GAS ONLY | COPELAND COMFORT CONTROL LP | 36C74-913 | 310.36 | 333.49 | Y | 310.36 | 333.49 | 333.49
36C84912 | 10008 | 1 | 134565 | 24V CYCLE PILOT GAS VALVE, 3/4 X 3/4 | COPELAND COMFORT CONTROL LP | 36C84-912 | 221.56 | 177.78 | N | 221.56 | 220.465 | 221.56
36C84912 | 10510 | 1 | 134565 | 24V CYCLE PILOT GAS VALVE, 3/4 X 3/4 | COPELAND COMFORT CONTROL LP | 36C84-912 | 221.56 | 220.465 | Y | 221.56 | 220.465 | 221.56
36C84945 | 10510 | 1 | 134565 | White Rodgers gas valve cyclepilot 3-spa | COPELAND COMFORT CONTROL LP | 36C84-945 | 292.307 | 310.4885 | Y | 292.307 | 310.4885 | 310.4885
36C94303 | 10510 | 4 | 134565 | White Rogers 1/2" Gas Valve | COPELAND COMFORT CONTROL LP | 36C94-303 | 98.852 | 92.8845 | Y | 98.852 | 92.8845 | 98.852
36C94907 | 10510 | 1 | 134565 | White Rodgers gas valve cyclepilot slo-o | COPELAND COMFORT CONTROL LP | 36C94-907 | 95.81 | 95.81 | Y | 95.81 | 95.81 | 95.81
36G22254B1 | 10510 | 3 | 134565 | White Rodgers Gas Valve DSIHSI24V 1/2 x1 | COPELAND COMFORT CONTROL LP | 36G22-254B1 | 43.3895 | 39.2698 | Y | 43.3895 | 39.2698 | 43.3895
36G22254B1 | 175891 | 1 | 134565 | White Rodgers Gas Valve DSIHSI24V 1/2 x1 | COPELAND COMFORT CONTROL LP | 36G22-254B1 | 43.3895 | 36.79 | Y | 43.3895 | 39.2698 | 43.3895
36H32-423 | 10510 | 5 | 134179 | 36C68-423 Gas Valve, 3/4 X 3/4, 24 | NEUCO INC. | 36H32-423 | 114.942 | 112.29 | Y | 114.942 | 112.29 | 114.942
36H32304 | 10510 | 4 | 134565 | 1/2" x 3/4", 24v, FAST OPEN GAS VALVE | COPELAND COMFORT CONTROL LP | 36H32-304 | 103.48 | 97.1632 | Y | 103.48 | 97.1632 | 103.48
36H32304 | 175891 | 2 | 134565 | 1/2" x 3/4", 24v, FAST OPEN GAS VALVE | COPELAND COMFORT CONTROL LP | 36H32-304 | 103.48 | 92.725 | Y | 103.48 | 97.1632 | 103.48
36H33412 | 10006 | 2 | 176369 | 24V GAS VALVE, SLOW OPENING, 3/4" X 3/4" | MARTIN WALSHIN INC | 36H33-412 | 104.445 | 104.445 | N | 104.445 | 104.445 | 104.445
36H33412 | 10008 | 1 | 176369 | 24V GAS VALVE, SLOW OPENING, 3/4" X 3/4" | MARTIN WALSHIN INC | 36H33-412 | 104.445 | 86.56 | N | 104.445 | 104.445 | 104.445
36H64463 | 10510 | 7 | 134565 | *36H 2STG GAS VLV 3/4x3/4 BUSH | COPELAND COMFORT CONTROL LP | 36H64463 | 145.151 | 166.1159 | Y | 145.151 | 166.1159 | 166.1159
36H64463 | 175891 | 1 | 134565 | *36H 2STG GAS VLV 3/4x3/4 BUSH | COPELAND COMFORT CONTROL LP | 36H64463 | 145.151 | 137.58 | Y | 145.151 | 166.1159 | 166.1159
36H65401 | 175891 | 1 | 134179 | 3/4" 2Stage SlowOpen NAT/LP | NEUCO INC. | 36H65-401 | 186.25 | 186.25 | N | 186.25 | 186.25 | 186.25
36J22214 | 10008 | 1 | 134565 | 24V UNIVERSAL GAS VALVE, HSI/DSI, 1/2 X | COPELAND COMFORT CONTROL LP | 36J22-214 | 56.45 | 45.68 | N | 56.45 | 56.45 | 56.45
36J22214 | 10510 | 1 | 134565 | 24V UNIVERSAL GAS VALVE, HSI/DSI, 1/2 X | COPELAND COMFORT CONTROL LP | 36J22-214 | 56.45 | 55.2615 | Y | 56.45 | 56.45 | 56.45
36J22214 | 175891 | 1 | 134565 | 24V UNIVERSAL GAS VALVE, HSI/DSI, 1/2 X | COPELAND COMFORT CONTROL LP | 36J22-214 | 56.45 | 56.45 | N | 56.45 | 56.45 | 56.45
36J24214 | 10510 | 3 | 133667 | 24V 1/2" SLOW OPEN - NATURAL GAS / LP CO | DENNIS SUPPLY COMPANY | 36J24-214 | 70.9895 | 68.4413 | Y | 70.9895 | 68.4413 | 70.9895
36J54214 | 10008 | 1 | 134114 | 2-STAGE GAS VALVE, 24V, 1/2" X 1/2", | METROPAC, INC. | 36J54-214 | 68.76 | 68.76 | N | 68.76 | 68.76 | 68.76
36J55214 | 10510 | 3 | 134565 | White Rodgers Gas Valve DSIHSI24VAC 1/2x | COPELAND COMFORT CONTROL LP | 36J55-214 | 89.62 | 89.62 | Y | 89.62 | 89.62 | 89.62
36J55214 | 175891 | 1 | 134565 | White Rodgers Gas Valve DSIHSI24VAC 1/2x | COPELAND COMFORT CONTROL LP | 36J55-214 | 89.62 | 81.3 | N | 89.62 | 89.62 | 89.62
36X27DSQ | 175891 | 5 | 176953 | Double-Square to Square Shaft Adapter | MAX-AIR TECHNOLOGY INC | 36X27DSQ | 12 | 12 | N | 12 | 12 | 12
37-0561-9134-1 | 166559 | 1 | 133367 | Cal-Gas Refrigerant - R-134A - R-134A, | MACURCO INC. (AERIONICS, INC.) | 37-0561-9134-1 | 65.66 | 65.66 | N | 65.66 | 65.66 | 65.66
374A3430 | 175891 | 8 | 133540 | SAFETY RELIEF VLV 550,000/WATTS#0358553 | WATTS REGULATOR CO | 374A3430 | 52.6158 | 72.12 | Y | 52.6158 | 72.12 | 72.12
376FC | 10510 | 1 | 133849 | Fluke clamp meter 1000ATRMS wireless w/f | FLUKE ELECTRONICS CORPORATION | 376 FC | 501.59 | 501.59 | Y | 501.59 | 501.59 | 501.59
3800301 | 175888 | 9 | 134179 | CONBRACO KIT | NEUCO INC. | 38-003-01 | 18.5862 | 18.5862 | N | 18.5862 | 18.5862 | 18.5862
381802 | 175890 | 6 | 134179 | ***DO NOT BUY UNTIL THIS IS FIXED -- MB* | NEUCO INC. | 381802 | 383.481 | 383.481 | N | 383.481 | 383.481 | 383.481
3838FZ | 10510 | 3 | 168958 | Anaconda 1/2vibration eliminwith female | Monti And Associates Inc. | 3838FZ | 12.04 | 11.9367 | Y | 12.04 | 11.9367 | 12.04
38X11238X112 | 173042 | 4 | 168859 | 3/8X1-1/2-BLK-SSEE 56819701000 | *DO NOT USE* Paid with Divvy Card | 3/8X1-1/2 -38X112 | 0.22 | 0.22 | N | 0.22 | 0.22 | 0.22
38X3IN38X3IN | 173042 | 38 | 168859 | 3/8X3-IN-BLK-STSEE 56819701060 | *DO NOT USE* Paid with Divvy Card | 3/8X3-IN -38X3IN | 0.38 | 0.38 | N | 0.38 | 0.38 | 0.38
38X4IN38X4IN | 173042 | 28 | 168859 | 3/8X4-IN-BLK-STSEE 56819701100 | *DO NOT USE* Paid with Divvy Card | 3/8X4-IN -38X4IN | 0.29 | 0.29 | N | 0.29 | 0.29 | 0.29
38XCLOSE38XCLOSE | 173042 | 4 | 168859 | 3/8XCLOSE-BLK-SSEE 56819700980 | *DO NOT USE* Paid with Divvy Card | 3/8XCLOSE -38XCLOSE | 0.24 | 0.24 | N | 0.24 | 0.24 | 0.24
39.31.0.012.0060 | 175883 | 10 | 193711 | emr-masterplus, Spdt 6a, 12v Ac/dc Coil, | Finder | 39.31.0.012.0060 | 0 | 9.97 | N | 0 | 9.97 | 9.97
39.31.0.024.0060 | 175883 | 14 | 193711 | emr-masterplus, Spdt 6a, 24v Ac/dc Coil, | Finder | 39.31.0.024.0060 | 0 | 9.97 | N | 0 | 9.97 | 9.97
39.31.0.125.0060 | 175883 | 20 | 193711 | emr-masterplus, Spdt 6a, 125v Ac/dc Coil | Finder | 39.31.0.125.0060 | 0 | 11.44 | N | 0 | 11.44 | 11.44
39.81.0.024.0060 | 175883 | 8 | 193711 | emr-mastertimer, Spdt 6a, 24v Ac/dc Coil | Finder | 39.81.0.024.0060 | 0 | 18.06 | N | 0 | 18.06 | 18.06
3900047 | 175891 | 2 | 134425 | O2 SENSOR FOR T-327-1 | TESTO INC. | 3900047 | 125.8995 | 125.8995 | N | 125.8995 | 125.8995 | 125.8995
39005 | 10510 | 25 | 134078 | Mars change-over switch forfan coils, le | MARS MOTORS & ARMATURES INC | 39005 | 38.9 | 36.8576 | Y | 38.9 | 40.6541 | 40.6541
39005 | 173042 | 8 | 134078 | Mars change-over switch forfan coils, le | MARS MOTORS & ARMATURES INC | 39005 | 38.9 | 40.6541 | Y | 38.9 | 40.6541 | 40.6541
39005 | 175891 | 2 | 134078 | Mars change-over switch forfan coils, le | MARS MOTORS & ARMATURES INC | 39005 | 38.9 | 36.8576 | Y | 38.9 | 40.6541 | 40.6541
39022 | 173042 | 8 | 134078 | MARS LIMIT SW 140/180 | MARS MOTORS & ARMATURES INC | 39022 | 10.01 | 10.01 | Y | 10.01 | 10.01 | 10.01
39022 | 175891 | 5 | 134078 | MARS LIMIT SW 140/180 | MARS MOTORS & ARMATURES INC | 39022 | 10.01 | 6.1738 | N | 10.01 | 10.01 | 10.01
391936U | 10510 | 5 | 133358 | NATURAL GAS CONVERSION KIT FOR V800 FAMI | ADEMCO, INC. (Resideo) | 391936/U | 12.54 | 7.6764 | Y | 12.54 | 7.6764 | 12.54
391937U | 10510 | 13 | 133358 | LP GAS CONVERSION KIT FOR V800 FAMILY. N | ADEMCO, INC. (Resideo) | 391937/U | 7.84 | 6.5223 | Y | 7.84 | 6.5223 | 7.84
39314 | 175891 | 4 | 134078 | MARS LIMIT SWITCH 130F | MARS MOTORS & ARMATURES INC | 39314 | 15.7552 | 15.7552 | N | 15.7552 | 15.7552 | 15.7552
39324 | 175891 | 7 | 134078 | MARS LIMIT SWITCH 160F | MARS MOTORS & ARMATURES INC | 39324 | 10.2566 | 10.2566 | N | 10.2566 | 10.2566 | 10.2566
398G | 10510 | 14 | 134573 | Nashau 1.78 x 60 yd grayduct tape | ZORO TOOLS, INC. | 398G | 5.09 | 5.09 | Y | 5.09 | 5.09 | 5.09
3AUA0000139144 | 175888 | 1 | 134179 | 24Vdc, 1.20 Amps, Cooling Fan Module Kit | NEUCO INC. | 3AUA0000139144 | 190.26 | 190.26 | N | 190.26 | 190.26 | 190.26
3DGRAPHICS | 166559 | -2 | 188571 | 3D GRAPHICS/FLOORPLANS | CANYON CONTROLS & SYSTEMS LLC | 3D GRAPHICS | 100 | 100 | N | 100 | 100 | 100
3F01110S1 | 10510 | 5 | 134565 | White Rodgers fan control110F | COPELAND COMFORT CONTROL LP | 3F01-110 | 5.42 | 5.4193 | Y | 5.42 | 5.4193 | 5.42
3F01120S1 | 10510 | 6 | 134565 | White Rodgers fan control120F | COPELAND COMFORT CONTROL LP | 3F01-120 | 5.2109 | 5.294 | Y | 5.2109 | 5.294 | 5.294
3F01120S1 | 175891 | 1 | 134565 | White Rodgers fan control120F | COPELAND COMFORT CONTROL LP | 3F01-120 | 5.2109 | 3.707 | Y | 5.2109 | 5.294 | 5.294
3F01130S1 | 10510 | 3 | 134565 | White Rodgers fan control130F | COPELAND COMFORT CONTROL LP | 3F01-130 | 3.99 | 3.904 | Y | 3.99 | 3.99 | 3.99
3F01130S1 | 175891 | 1 | 134565 | White Rodgers fan control130F | COPELAND COMFORT CONTROL LP | 3F01-130 | 3.99 | 3.99 | Y | 3.99 | 3.99 | 3.99
3F01140S1 | 10510 | 4 | 134565 | White Rodgers fan control140F | COPELAND COMFORT CONTROL LP | 3F01-140 | 3.99 | 3.9413 | Y | 3.99 | 3.99 | 3.99
3F01140S1 | 175891 | 1 | 134565 | White Rodgers fan control140F | COPELAND COMFORT CONTROL LP | 3F01-140 | 3.99 | 3.99 | Y | 3.99 | 3.99 | 3.99
3F01150S1 | 10510 | 3 | 134565 | White Rodgers fan control150F | COPELAND COMFORT CONTROL LP | 3F01-150 | 4.84 | 4.5333 | Y | 4.84 | 4.5333 | 4.84
3F01150S1 | 175891 | 2 | 134565 | White Rodgers fan control150F | COPELAND COMFORT CONTROL LP | 3F01-150 | 4.84 | 2.35 | Y | 4.84 | 4.5333 | 4.84
3F01160S1 | 10510 | 2 | 134565 | White Rodgers fan control160F | COPELAND COMFORT CONTROL LP | 3F01-160 | 3.552 | 3.552 | Y | 3.552 | 3.552 | 3.552
3F01160S1 | 175891 | 1 | 134565 | White Rodgers fan control160F | COPELAND COMFORT CONTROL LP | 3F01-160 | 3.552 | 3.552 | Y | 3.552 | 3.552 | 3.552
3F01200S1 | 10510 | 2 | 134565 | White Rodgers fan control200F | COPELAND COMFORT CONTROL LP | 3F01-200 | 4.07 | 4.032 | Y | 4.07 | 4.032 | 4.07
3F05100S1 | 10510 | 8 | 187647 | White Rodgers adj fan switchcontrol 90-1 | COPELAND (DO NOT USE) | 03F05 001S1 | 10.515 | 10.515 | Y | 10.515 | 10.515 | 10.515
3F05100S1 | 175891 | 1 | 187647 | White Rodgers adj fan switchcontrol 90-1 | COPELAND (DO NOT USE) | 03F05 001S1 | 10.515 | 9.771 | Y | 10.515 | 10.515 | 10.515
3F052 | 10510 | 3 | 134565 | 3F05-2 Same as 3F05-1 except Range | COPELAND COMFORT CONTROL LP | 3F05-2 | 10.05 | 10.0185 | Y | 10.05 | 10.0185 | 10.05
3F052 | 175891 | 2 | 134565 | 3F05-2 Same as 3F05-1 except Range | COPELAND COMFORT CONTROL LP | 3F05-2 | 10.05 | 7.2355 | Y | 10.05 | 10.0185 | 10.05
3F054 | 10510 | 1 | 134565 | White Rodgers adj fan switch+ adaptor 14 | COPELAND COMFORT CONTROL LP | 3F05-4 | 6.784 | 6.784 | N | 6.784 | 6.784 | 6.784
3FOMEGASAMEASPR30 | 175888 | 20 | 176391 | 2 METER DIN MTG RAIL | EQUIPTEX INDUSTRIAL PRODUCTS CORP-PF | 3FOMEGASAMEASPR30 | 8.1566 | 8.1566 | Y | 8.1566 | 8.1566 | 8.1566
3J12 | 10510 | 14 | 133727 | Crown 3J 1/2 Woodscoupler half | CROWN ENGINEERING CORP | 3J-1/2 | 10.66 | 10.4427 | Y | 10.66 | 10.4427 | 10.66
3J58 | 10510 | 8 | 133727 | 3J-5/8 COL | CROWN ENGINEERING CORP | 3J-5/8 | 9.273 | 9.237 | Y | 9.273 | 9.237 | 9.273
3J58 | 173042 | 2 | 175068 | 3J-5/8 COL | MOTION INDUSTRIES, INC/ MI CONVEYANCE SOLUTIONS | 3J-5/8 | 9.273 | 4.1 | N | 9.273 | 9.237 | 9.273
3J58 | 175891 | 1 | 175068 | 3J-5/8 COL | MOTION INDUSTRIES, INC/ MI CONVEYANCE SOLUTIONS | 3J-5/8 | 9.273 | 8.184 | Y | 9.273 | 9.237 | 9.273
3L01120 | 10510 | 10 | 134565 | White Rodgers limit control120F | COPELAND COMFORT CONTROL LP | 3L01-120 | 4.71 | 4.6337 | Y | 4.71 | 4.6337 | 4.71
3L01120 | 175891 | 1 | 134565 | White Rodgers limit control120F | COPELAND COMFORT CONTROL LP | 3L01-120 | 4.71 | 4.03 | Y | 4.71 | 4.6337 | 4.71
3L01130 | 10510 | 10 | 134565 | LIMIT CONTROL | COPELAND COMFORT CONTROL LP | 3L01130 | 4.667 | 4.667 | Y | 4.667 | 4.667 | 4.667
3L01130 | 175891 | 1 | 134565 | LIMIT CONTROL | COPELAND COMFORT CONTROL LP | 3L01130 | 4.667 | 3.983 | Y | 4.667 | 4.667 | 4.667
3L01140 | 10510 | 11 | 134565 | Snap Disk Limit switch, 140F, | COPELAND COMFORT CONTROL LP | 3L01140 | 4.734 | 4.7059 | Y | 4.734 | 4.7059 | 4.734
3L01150 | 10510 | 1 | 134565 | White Rodgers limit control150F | COPELAND COMFORT CONTROL LP | 3L01-150 | 5.4165 | 5.52 | Y | 5.4165 | 5.52 | 5.52
3L01150 | 175891 | 1 | 134565 | White Rodgers limit control150F | COPELAND COMFORT CONTROL LP | 3L01-150 | 5.4165 | 4.584 | Y | 5.4165 | 5.52 | 5.52
3L01165 | 10510 | 2 | 134565 | White Rodgers limit control165F | COPELAND COMFORT CONTROL LP | 3L01-165 | 4.79 | 4.79 | Y | 4.79 | 4.79 | 4.79
3L01165 | 175891 | 1 | 134565 | White Rodgers limit control165F | COPELAND COMFORT CONTROL LP | 3L01-165 | 4.79 | 4.07 | Y | 4.79 | 4.79 | 4.79
3L01170 | 10510 | 6 | 134565 | White Rodgers limit control170F | COPELAND COMFORT CONTROL LP | 3L01-170 | 4.201 | 4.131 | Y | 4.201 | 4.131 | 4.201
3L01170 | 175891 | 1 | 134565 | White Rodgers limit control170F | COPELAND COMFORT CONTROL LP | 3L01-170 | 4.201 | 3.97 | Y | 4.201 | 4.131 | 4.201
3L01180 | 10510 | 9 | 134565 | White Rodgers limit control180F | COPELAND COMFORT CONTROL LP | 3L01-180 | 5.42 | 5.42 | Y | 5.42 | 5.42 | 5.42
3L01180 | 175891 | 1 | 134565 | White Rodgers limit control180F | COPELAND COMFORT CONTROL LP | 3L01-180 | 5.42 | 3.851 | N | 5.42 | 5.42 | 5.42
3L01190 | 10510 | 22 | 134565 | White Rodgers limit control190F | COPELAND COMFORT CONTROL LP | 3L01-190 | 4.7965 | 4.7771 | Y | 4.7965 | 4.7771 | 4.7965
3L01190 | 175891 | 1 | 134565 | White Rodgers limit control190F | COPELAND COMFORT CONTROL LP | 3L01-190 | 4.7965 | 4.014 | Y | 4.7965 | 4.7771 | 4.7965
3L01200 | 10510 | 10 | 134565 | White Rodgers limit control200F | COPELAND COMFORT CONTROL LP | 3L01-200 | 5.42 | 5.42 | Y | 5.42 | 5.42 | 5.42
3L01200 | 175891 | 1 | 134565 | White Rodgers limit control200F | COPELAND COMFORT CONTROL LP | 3L01-200 | 5.42 | 3.829 | N | 5.42 | 5.42 | 5.42
3L01230 | 10510 | 2 | 134565 | White Rodgers limit control230F | COPELAND COMFORT CONTROL LP | 3L01-230 | 4.52 | 4.52 | N | 4.52 | 4.52 | 4.52
3L01230 | 175891 | 1 | 134565 | White Rodgers limit control230F | COPELAND COMFORT CONTROL LP | 3L01-230 | 4.52 | 3.952 | Y | 4.52 | 4.52 | 4.52
3L01250 | 10510 | 6 | 134565 | White Rodgers limit control250F | COPELAND COMFORT CONTROL LP | 3L01-250 | 4.505 | 4.505 | Y | 4.505 | 4.505 | 4.505
3L01250 | 175891 | 1 | 134565 | White Rodgers limit control250F | COPELAND COMFORT CONTROL LP | 3L01-250 | 4.505 | 3.84 | Y | 4.505 | 4.505 | 4.505
3L01300 | 10510 | 16 | 134565 | White Rodgers limit control300F | COPELAND COMFORT CONTROL LP | 3L01-300 | 4.787 | 4.787 | Y | 4.787 | 4.787 | 4.787
3L01300 | 175891 | 1 | 134565 | White Rodgers limit control300F | COPELAND COMFORT CONTROL LP | 3L01-300 | 4.787 | 3.869 | Y | 4.787 | 4.787 | 4.787
3L01350 | 10510 | 4 | 134565 | White Rodgers limit control350F | COPELAND COMFORT CONTROL LP | 3L01-350 | 4.71 | 4.1452 | Y | 4.71 | 4.1452 | 4.71
3L02160 | 10510 | 8 | 134565 | White Rodgers limit, manualreset 160F | COPELAND COMFORT CONTROL LP | 3L02-160 | 6.664 | 10.2235 | Y | 6.664 | 10.2235 | 10.2235
3L02160 | 175891 | 2 | 134565 | White Rodgers limit, manualreset 160F | COPELAND COMFORT CONTROL LP | 3L02-160 | 6.664 | 6.646 | Y | 6.664 | 10.2235 | 10.2235
3L02170 | 10510 | 3 | 134565 | LIMIT CONTROL | COPELAND COMFORT CONTROL LP | 3L02170 | 6.975 | 6.5907 | Y | 6.975 | 6.975 | 6.975
3L02170 | 175891 | 1 | 134565 | LIMIT CONTROL | COPELAND COMFORT CONTROL LP | 3L02170 | 6.975 | 6.975 | Y | 6.975 | 6.975 | 6.975
3L02180 | 10510 | 1 | 134565 | White Rodgers limit, manualreset 180F | COPELAND COMFORT CONTROL LP | 3L02-180 | 8.9815 | 10.2235 | Y | 8.9815 | 10.2235 | 10.2235
3L02180 | 175891 | 2 | 134565 | White Rodgers limit, manualreset 180F | COPELAND COMFORT CONTROL LP | 3L02-180 | 8.9815 | 7.4515 | Y | 8.9815 | 10.2235 | 10.2235
3L02190 | 10510 | 6 | 134565 | White Rodgers limit, manualreset 190F | COPELAND COMFORT CONTROL LP | 3L02-190 | 6.711 | 6.6939 | Y | 6.711 | 6.6939 | 6.711
3L02190 | 175891 | 1 | 134565 | White Rodgers limit, manualreset 190F | COPELAND COMFORT CONTROL LP | 3L02-190 | 6.711 | 6.596 | Y | 6.711 | 6.6939 | 6.711
3L02200 | 10510 | 5 | 134565 | LIMIT CONTROL | COPELAND COMFORT CONTROL LP | 3L02200 | 8.98 | 8.4829 | Y | 8.98 | 8.4829 | 8.98
3L03140 | 10510 | 7 | 134565 | White Rodgers limit controlSPDT 140F | COPELAND COMFORT CONTROL LP | 3L03-140 | 6.689 | 6.4156 | Y | 6.689 | 6.689 | 6.689
3L03140 | 175891 | 1 | 134565 | White Rodgers limit controlSPDT 140F | COPELAND COMFORT CONTROL LP | 3L03-140 | 6.689 | 6.689 | Y | 6.689 | 6.689 | 6.689
3L03190 | 10510 | 4 | 134565 | LIMIT CONTROL | COPELAND COMFORT CONTROL LP | 3L03190 | 6.2115 | 6.1952 | Y | 6.2115 | 6.1952 | 6.2115
3L03190 | 175891 | 2 | 134565 | LIMIT CONTROL | COPELAND COMFORT CONTROL LP | 3L03190 | 6.2115 | 5.3149 | Y | 6.2115 | 6.1952 | 6.2115
3L051 | 10510 | 7 | 134565 | 3L05-1 SNAP DISC LIMIT CONTROL OPEN | COPELAND COMFORT CONTROL LP | 3L05-1 | 11.35 | 11.2706 | Y | 11.35 | 11.2706 | 11.35
3L051 | 175891 | 2 | 134565 | 3L05-1 SNAP DISC LIMIT CONTROL OPEN | COPELAND COMFORT CONTROL LP | 3L05-1 | 11.35 | 10.322 | Y | 11.35 | 11.2706 | 11.35
3L052 | 10510 | 7 | 134078 | SNAP DISC 175-215 DEG | MARS MOTORS & ARMATURES INC | 39225 | 10.523 | 24.0386 | Y | 10.523 | 24.0386 | 24.0386
3L052 | 175891 | 3 | 134078 | SNAP DISC 175-215 DEG | MARS MOTORS & ARMATURES INC | 39225 | 10.523 | 10.2723 | Y | 10.523 | 24.0386 | 24.0386
3L053 | 10510 | 1 | 134565 | ADJUSTABLE LIMIT SWITCH (210-250F) | COPELAND COMFORT CONTROL LP | 3L05-3 | 10.47 | 10.146 | N | 10.47 | 10.146 | 10.47
3L053 | 175891 | 1 | 134565 | ADJUSTABLE LIMIT SWITCH (210-250F) | COPELAND COMFORT CONTROL LP | 3L05-3 | 10.47 | 9.902 | Y | 10.47 | 10.146 | 10.47
3L170 | 10510 | 5 | 134078 | Mars Truflex GatesV-Belt 74103 | MARS MOTORS & ARMATURES INC | 3L170 | 3.035 | 4.4142 | Y | 3.035 | 4.4142 | 4.4142
3L180 | 10510 | 13 | 134078 | Mars Truflex GatesV-Belt 74104 | MARS MOTORS & ARMATURES INC | 3L180 | 2.951 | 2.951 | Y | 2.951 | 2.951 | 2.951
3L190 | 10510 | 9 | 134078 | Mars Truflex GatesV-Belt 74105 | MARS MOTORS & ARMATURES INC | 3L190 | 4.388 | 4.363 | Y | 4.388 | 4.363 | 4.388
3L200 | 10510 | 5 | 134078 | Mars Truflex GatesV-Belt 74106 | MARS MOTORS & ARMATURES INC | 3L200 | 3.22 | 3.2126 | Y | 3.22 | 3.2126 | 3.22
3L210 | 10510 | 2 | 134078 | Mars Truflex GatesV-Belt 74107 | MARS MOTORS & ARMATURES INC | 3L210 | 3.318 | 3.318 | N | 3.318 | 3.318 | 3.318
3L220 | 10510 | 3 | 134078 | Mars Truflex GatesV-Belt 74108 | MARS MOTORS & ARMATURES INC | 3L220 | 4 | 4 | Y | 4 | 4 | 4
3L230 | 10510 | 4 | 134078 | Mars Truflex GatesV-Belt 74109 | MARS MOTORS & ARMATURES INC | 3L230 | 3.23 | 3.009 | N | 3.23 | 3.009 | 3.23
3L240 | 10510 | 4 | 134078 | Mars Truflex GatesV-Belt 74110 | MARS MOTORS & ARMATURES INC | 3L240 | 3.77 | 3.504 | Y | 3.77 | 3.504 | 3.77
3L250 | 10510 | 8 | 134078 | Mars Truflex GatesV-Belt 74111 | MARS MOTORS & ARMATURES INC | 3L250 | 3.166 | 3.166 | Y | 3.166 | 3.166 | 3.166
3L260 | 10510 | 3 | 134078 | Mars Truflex GatesV-Belt 74112 | MARS MOTORS & ARMATURES INC | 3L260 | 3.264 | 3.252 | Y | 3.264 | 3.252 | 3.264
3L270 | 10510 | 5 | 134078 | Mars Truflex GatesV-Belt 74113 | MARS MOTORS & ARMATURES INC | 3L270 | 3.047 | 3.047 | Y | 3.047 | 3.047 | 3.047
3L320 | 10510 | 3 | 134078 | Mars Truflex GatesV-Belt 74118 | MARS MOTORS & ARMATURES INC | 3L320 | 2.491 | 2.491 | Y | 2.491 | 2.491 | 2.491
3NBGZ | 175888 | 1 | 134179 | 3" 150# 4-NUTS&BOLTS 1-GASKET | NEUCO INC. | 3NBGZ | 0 | 9.89 | N | 0 | 9.89 | 9.89
3RD PARTY LABOR | 10006 | 0 | 133342 | 3RD PARTY LABOR | Building Controls & Solutions | 3RD PARTY LABOR | 1941.3368 | 1277.956 | N | 1941.3368 | 1277.956 | 1941.3368
3RD PARTY LABOR | 175891 | 1 | 133342 | 3RD PARTY LABOR | Building Controls & Solutions | 3RD PARTY LABOR | 1941.3368 | 0 | N | 1941.3368 | 1277.956 | 1941.3368
3RT2024-1AK60 | 173042 | 6 | 134179 | CONTACTOR | NEUCO INC. | 3RT2024-1AK60 | 60.82 | 63.97 | Y | 60.82 | 63.97 | 63.97
3RT2026-1AC20 | 173042 | 2 | 134179 | CONTACTOR | NEUCO INC. | 3RT2026-1AC20 | 98.52 | 98.52 | Y | 98.52 | 98.52 | 98.52
3RV20111HA25 | 166561 | 1 | 187550 | Siemens Circuit Breaker for Mot 5.5-8 | ALLIED ELECTRONICS | 3RV20111HA25 | 312.99 | 312.99 | N | 312.99 | 312.99 | 312.99
3RV2031-4DA10 | 166559 | 0 | 134179 | Siemens MSP S2 CLASS 10 18-25A SCREW | NEUCO INC. | 3RV2031-4DA10 | 234.38 | 0 | N | 234.38 | 0 | 234.38
3RV29011E | 166559 | 0 | 134179 | AUX SWITCH,1 NO 1NC | NEUCO INC. | 3RV2901-1E | 0 | 46.36 | N | 0 | 46.36 | 46.36
3SX9901 | 173042 | 6 | 134065 | CONDUIT ADAPTERS | SIEMENS INDUSTRY, INC. | 3SX9901 | 5.91 | 5.91 | N | 5.91 | 5.91 | 5.91
3VX500 | 10510 | 2 | 187598 | Jason wedge cogged V-belt50 3VX type | JASON ILLINOIS INC. | 3VX500 | 4.93 | 4.93 | N | 4.93 | 4.93 | 4.93
3VX850 | 10510 | 4 | 134078 | Wedge cogged V-belt85 3VX type | MARS MOTORS & ARMATURES INC | 3VX850 | 7.57 | 7.57 | Y | 7.57 | 7.57 | 7.57
40022 | 10510 | 17 | 134030 | Harris stay-silv flux(brazing) SSWF7 | THE HARRIS PRODUCTS GROUP | 40022 | 3.7666 | 3.7406 | Y | 3.7666 | 3.7406 | 3.7666
40022 | 175891 | 2 | 134030 | Harris stay-silv flux(brazing) SSWF7 | THE HARRIS PRODUCTS GROUP | 40022 | 3.7666 | 2.955 | Y | 3.7666 | 3.7406 | 3.7666
40027 | 10510 | 31 | 134030 | Harris stay-clean flux paste4 oz bottle | THE HARRIS PRODUCTS GROUP | 40027 | 3.3 | 3.7582 | Y | 3.3 | 3.7582 | 3.7582
40027 | 175891 | 2 | 134030 | Harris stay-clean flux paste4 oz bottle | THE HARRIS PRODUCTS GROUP | 40027 | 3.3 | 3.043 | Y | 3.3 | 3.7582 | 3.7582
400LWC | 175891 | 1 | 134179 | 24V NON-CYCLING STEAM PRI LWC | NEUCO INC. | 400LWC | 143.17 | 143.1662 | N | 143.17 | 143.1662 | 143.17
401429 | 175891 | 2 | 176752 | HOFFMAN MODEL 74 AIR VALVE | HYDRO-FLO PRODUCTS INC | 401429 | 146.48 | 71.9588 | Y | 146.48 | 71.9588 | 146.48
401432 | 175891 | 1 | 176752 | STM VNT MDL#76 1/2x3/4IN M NPT | HYDRO-FLO PRODUCTS INC | 401432 | 231 | 136.6836 | Y | 231 | 136.6836 | 231
401458 | 175891 | 3 | 176752 | HOFFMAN 43 VENT 1/4IN | HYDRO-FLO PRODUCTS INC | 401458 | 50.93 | 23.2267 | N | 50.93 | 23.2267 | 50.93
401467 | 175891 | 2 | 176752 | 71C CONV. STM VENT 1/2F X 3/4 M 15LB | HYDRO-FLO PRODUCTS INC | 401467 | 83.7 | 41.71 | N | 83.7 | 41.71 | 83.7
401475 | 175891 | 36 | 176752 | #508 AIR VENT | HYDRO-FLO PRODUCTS INC | 401475 | 16.28 | 9.3359 | N | 16.28 | 9.3359 | 16.28
401497 | 175891 | 6 | 176752 | HOFFMAN 77 WATER VENT VALVE | HYDRO-FLO PRODUCTS INC | 401497 | 47.25 | 29.3217 | N | 47.25 | 29.3217 | 47.25
401542 | 175891 | 2 | 176752 | THRMSTC STM TRAP ANG SHRT NIP 17C-AS-2-2 | HYDRO-FLO PRODUCTS INC | 401542 | 137.03 | 83.532 | Y | 137.03 | 83.532 | 137.03
401551 | 10510 | 5 | 176752 | Hoffman 17C-2 VERT THER STEAM TRAP | HYDRO-FLO PRODUCTS INC | 401551 | 161.18 | 54.7618 | Y | 161.18 | 61.1758 | 161.18
401551 | 175891 | 2 | 176752 | Hoffman 17C-2 VERT THER STEAM TRAP | HYDRO-FLO PRODUCTS INC | 401551 | 161.18 | 61.1758 | N | 161.18 | 61.1758 | 161.18
402004 | 175891 | 3 | 176752 | 8C-S-125 3/4IN STRT RAD TRAP | HYDRO-FLO PRODUCTS INC | 402004 | 176.4 | 78.21 | N | 176.4 | 78.21 | 176.4
402011 | 175891 | 1 | 176752 | HOFFMAN 17C 3/4IN STRT RAD TRAP | HYDRO-FLO PRODUCTS INC | 402011 | 215.25 | 70.15 | N | 215.25 | 70.15 | 215.25
4020AL2L15 | 175891 | 3 | 176827 | SS CASE FILLED GAUGE 4IN 15PSI | ENGINEERED SPECIALTY PRODUCTS INC | 4020AL2L15 | 16.71 | 16.71 | N | 16.71 | 16.71 | 16.71
4020AL2L160 | 175891 | 1 | 176827 | SS CASE FILLED GAUGE 4IN 160PSI | ENGINEERED SPECIALTY PRODUCTS INC | 4020AL2L160 | 20.33 | 20.33 | N | 20.33 | 20.33 | 20.33
4020AL2L60 | 175891 | 10 | 176827 | SS CASE FILLED GAUGE 4IN 60PSI | ENGINEERED SPECIALTY PRODUCTS INC | 4020AL2L60 | 16.71 | 17.298 | Y | 16.71 | 17.298 | 17.298
40227 | 166559 | 1 | 168933 | Jrnyman Leather Utility gloves, LG | Klein Tools, Inc. | 40227 | 20.3424 | 19.56 | N | 20.3424 | 19.56 | 20.3424
40279 | 10510 | 1 | 133727 | CROWN SERVICEMAN'S KIT | CROWN ENGINEERING CORP | 40279 | 78.58 | 78.58 | Y | 78.58 | 78.58 | 78.58
4030S2L200 | 175891 | 3 | 176827 | SS PRECISION GAUGE 4IN 200PSI | ENGINEERED SPECIALTY PRODUCTS INC | 4030S2L200 | 32.14 | 32.14 | N | 32.14 | 32.14 | 32.14
4030S2L30 | 175891 | 1 | 176827 | SS PRECISION GAUGE 4IN 30PSI | ENGINEERED SPECIALTY PRODUCTS INC | 4030S2L30 | 32.14 | 32.14 | Y | 32.14 | 32.14 | 32.14
40400 | 175891 | 1 | 133727 | DELUXE CRIMPING TOOL | CROWN ENGINEERING CORP | 40400 | 5.39 | 5.39 | N | 5.39 | 5.39 | 5.39
40420 | 10510 | 6 | 133727 | Gauge Glass Cutter | CROWN ENGINEERING CORP | 40420 | 53.92 | 53.8593 | Y | 53.92 | 53.8593 | 53.92
40420 | 175891 | 1 | 133727 | Gauge Glass Cutter | CROWN ENGINEERING CORP | 40420 | 53.92 | 53.8593 | Y | 53.92 | 53.8593 | 53.92
404204 | 175891 | 1 | 176752 | HOFFMAN FT075H 3/4IN F&T TRAP | HYDRO-FLO PRODUCTS INC | 404204 | 391.13 | 275.9034 | Y | 391.13 | 275.9034 | 391.13
405006 | 166561 | 1 | 134179 | 1" Y Strainer 20mesh 415 c | NEUCO INC. | 405006 | 52.08 | 52.08 | N | 52.08 | 52.08 | 52.08
405280240000 | 173042 | 3 | 133390 | Minature PCB Relay, 5mm Pnning, 2 Pole, | AMAZON.COM, INC. | 40.52.8.024.0000 | 6.24 | 8.9 | N | 6.24 | 8.9 | 8.9
405799 | 10510 | 2 | 134199 | Calgon A/C Re-New Injectorfor 4057-55 | NU-CALGON WHOLESALER | 4057-99 | 82.004 | 78.85 | Y | 82.004 | 78.85 | 82.004
40LM12 | 175891 | 2 | 134510 | Watts 150# relief valve0154830 1 inlet a | WATTS REGULATOR CO | 40L M12 | 109.11 | 109.11 | N | 109.11 | 109.11 | 109.11
40XL5125 | 175891 | 1 | 133540 | 3/4IN 125# WATTS T&P REL VLV 5IN | WATTS REGULATOR CO | 40XL5125 | 115.69 | 115.6881 | N | 115.69 | 115.6881 | 115.69
41123 | 10510 | 5 | 187628 | Yellow Jacket 1/4 liquidcharging adaptor | CGNA/RITCHIE ENG.CO.INC. | 41123 | 9.53 | 9.53 | Y | 9.53 | 9.53 | 9.53
41123 | 175891 | 1 | 187628 | Yellow Jacket 1/4 liquidcharging adaptor | CGNA/RITCHIE ENG.CO.INC. | 41123 | 9.53 | 9.53 | Y | 9.53 | 9.53 | 9.53
41212 | 10510 | 12 | 187628 | Yellow Jacket manifold w/gaugless hoses | CGNA/RITCHIE ENG.CO.INC. | 41212 | 58.2053 | 57.0844 | Y | 58.2053 | 57.0844 | 58.2053
41212 | 175891 | 4 | 187628 | Yellow Jacket manifold w/gaugless hoses | CGNA/RITCHIE ENG.CO.INC. | 41212 | 58.2053 | 56.612 | Y | 58.2053 | 57.0844 | 58.2053
4127-08 | 175891 | 4 | 134199 | 1 GAL BLACKHAWK EVAP & COND COIL CLEANER | NU-CALGON WHOLESALER | 4127-08 | 20.19 | 20.19 | N | 20.19 | 20.19 | 20.19
41312 | 10510 | 2 | 187628 | Yellow Jacket manifold w/gaugeless hoses | CGNA/RITCHIE ENG.CO.INC. | 41312 | 43.43 | 46.8323 | Y | 43.43 | 57.57 | 57.57
41312 | 175891 | 2 | 187628 | Yellow Jacket manifold w/gaugeless hoses | CGNA/RITCHIE ENG.CO.INC. | 41312 | 43.43 | 57.57 | Y | 43.43 | 57.57 | 57.57
413220 | 175891 | 2 | 134199 | Calgon - Cal-Blast, aerosol20 ounce | NU-CALGON WHOLESALER | 4132-20 | 7.0824 | 6.81 | N | 7.0824 | 6.81 | 7.0824
41337 | 10510 | 10 | 187628 | Yellow Jacket R134A high sidecoupler 1/4 | CGNA/RITCHIE ENG.CO.INC. | 41337 | 34.675 | 34.5676 | Y | 34.675 | 34.5676 | 34.675
41337 | 175891 | 1 | 187628 | Yellow Jacket R134A high sidecoupler 1/4 | CGNA/RITCHIE ENG.CO.INC. | 41337 | 34.675 | 33.6 | Y | 34.675 | 34.5676 | 34.675
41338 | 10510 | 9 | 187628 | Yellow Jacket R134A low sidecoupler 1/4 | CGNA/RITCHIE ENG.CO.INC. | 41338 | 41.768 | 41.6071 | Y | 41.768 | 41.6071 | 41.768
41338 | 175891 | 1 | 187628 | Yellow Jacket R134A low sidecoupler 1/4 | CGNA/RITCHIE ENG.CO.INC. | 41338 | 41.768 | 40.32 | Y | 41.768 | 41.6071 | 41.768
414S | 10510 | 2 | 187620 | Parker Gold Label filter-drier1/2 sweat | PARKER HANNIFIN | 414S | 35.597 | 35.597 | N | 35.597 | 35.597 | 35.597
415 | 10510 | 6 | 187620 | Parker Gold Label filter-drier5/8 SAE 03 | PARKER HANNIFIN | 415 | 35.954 | 35.581 | Y | 35.954 | 35.95 | 35.954
415 | 175891 | 2 | 187620 | Parker Gold Label filter-drier5/8 SAE 03 | PARKER HANNIFIN | 415 | 35.954 | 35.95 | N | 35.954 | 35.95 | 35.954
4150001 | 175891 | 1 | 177101 | 1/4IN MXF TEE HANDLE AIR COCK | APOLLO VALVES | 4150001 | 5.395 | 5.395 | N | 5.395 | 5.395 | 5.395
415C 1 | 10510 | 2 | 187612 | Hoffman 405006 Y-strainercast iron body | BERNARD J. MULCAHY CO.,INC. | 415C 1 | 28.88 | 28.69 | Y | 28.88 | 28.69 | 28.88
415C12 | 10510 | 2 | 187612 | Hoffman 405000 Y-strainercast iron body | BERNARD J. MULCAHY CO.,INC. | 415C 1/2 | 33.6 | 26.136 | Y | 33.6 | 26.136 | 33.6
415S | 10510 | 3 | 187620 | Parker Gold Label filter-drier5/8 sweat | PARKER HANNIFIN | 415S | 38.398 | 37.4473 | Y | 38.398 | 37.4473 | 38.398
416207 | 10008 | 2 | 134199 | 4162-07 DEGREASING SOLVENT EF | NU-CALGON WHOLESALER | 4162-07 | 23.2045 | 16.13 | N | 23.2045 | 22.0391 | 23.2045
416207 | 10510 | 17 | 134199 | 4162-07 DEGREASING SOLVENT EF | NU-CALGON WHOLESALER | 4162-07 | 23.2045 | 22.0391 | Y | 23.2045 | 22.0391 | 23.2045
41650 | 175891 | 1 | 133727 | GTO-15-1 IGNITION CBL ROLL/25FT | CROWN ENGINEERING CORP | 41650 | 18.1348 | 18.1348 | Y | 18.1348 | 18.1348 | 18.1348
41652 | 10510 | 804 | 133727 | Crown GTO-15 ignition cablefor oil burne | CROWN ENGINEERING CORP | 41652 | 0.67 | 0.66942 | Y | 0.67 | 0.76252 | 0.76252
41652 | 173042 | 197 | 133727 | Crown GTO-15 ignition cablefor oil burne | CROWN ENGINEERING CORP | 41652 | 0.67 | 0.76252 | Y | 0.67 | 0.76252 | 0.76252
41652 | 175891 | 180 | 133727 | Crown GTO-15 ignition cablefor oil burne | CROWN ENGINEERING CORP | 41652 | 0.67 | 0.636 | Y | 0.67 | 0.76252 | 0.76252
41660 | 175891 | 3 | 133727 | Silicon Igniition Wire Roll | CROWN ENGINEERING CORP | 41660 | 45.19 | 45.1402 | Y | 45.19 | 45.1402 | 45.19
417S | 10510 | 1 | 187620 | Parker Gold Label filter-drier7/8 sweat | PARKER HANNIFIN | 417S | 34.803 | 34.803 | N | 34.803 | 34.803 | 34.803
41800 | 173042 | 3 | 133727 | ITM 239 MINI KIT | CROWN ENGINEERING CORP | 41800 | 45.68 | 45.68 | Y | 45.68 | 45.68 | 45.68
41810 | 10510 | 5 | 133727 | Crown deluxe terminal kit(case & termina | CROWN ENGINEERING CORP | 41810 | 92.767 | 92.3933 | Y | 92.767 | 92.77 | 92.77
41810 | 175891 | 1 | 133727 | Crown deluxe terminal kit(case & termina | CROWN ENGINEERING CORP | 41810 | 92.767 | 92.77 | Y | 92.767 | 92.77 | 92.77
418705 | 10510 | 1 | 134199 | Calgon Burst-Kontr'l 5-galpropylene glyc | NU-CALGON WHOLESALER | 4187-05 | 35.8072 | 34.43 | N | 35.8072 | 34.43 | 35.8072
42001 | 10510 | 11 | 187628 | Yellow Jacket manifold w/gaugless hoses | CGNA/RITCHIE ENG.CO.INC. | 42001 | 61.19 | 60.9206 | Y | 61.19 | 60.9206 | 61.19
42001 | 175891 | 1 | 187628 | Yellow Jacket manifold w/gaugless hoses | CGNA/RITCHIE ENG.CO.INC. | 42001 | 61.19 | 58.948 | Y | 61.19 | 60.9206 | 61.19
42004 | 10510 | 4 | 187628 | Yellow Jacket manifold w/gauge5' hoses R | CGNA/RITCHIE ENG.CO.INC. | 42004 | 105.16 | 105.1051 | Y | 105.16 | 105.1051 | 105.16
42004 | 175891 | 2 | 187628 | Yellow Jacket manifold w/gauge5' hoses R | CGNA/RITCHIE ENG.CO.INC. | 42004 | 105.16 | 80.739 | Y | 105.16 | 105.1051 | 105.16
42005 | 10510 | 5 | 187628 | Yellow Jacket manifold 3-1/8gauge L/hose | CGNA/RITCHIE ENG.CO.INC. | 42005 | 62.1943 | 62.1328 | Y | 62.1943 | 62.1328 | 62.1943
42006 | 10510 | 3 | 187628 | Yellow Jacket manifold 3-1/8gauge W/hose | CGNA/RITCHIE ENG.CO.INC. | 42006 | 105.16 | 104.5337 | Y | 105.16 | 104.5337 | 105.16
42035 | 10510 | 2 | 187628 | Manifold for A2L | CGNA/RITCHIE ENG.CO.INC. | 42035 | 64.63 | 64.63 | Y | 64.63 | 64.63 | 64.63
42035 | 175891 | 2 | 187628 | Manifold for A2L | CGNA/RITCHIE ENG.CO.INC. | 42035 | 64.63 | 64.63 | Y | 64.63 | 64.63 | 64.63
429801 | 10510 | 6 | 134199 | PNEU-FLUSH CANISTER 32OZ | NU-CALGON WHOLESALER | 4298-01 | 216.0704 | 207.76 | Y | 216.0704 | 207.76 | 216.0704
429801 | 175891 | 2 | 134199 | PNEU-FLUSH CANISTER 32OZ | NU-CALGON WHOLESALER | 4298-01 | 216.0704 | 160.56 | N | 216.0704 | 207.76 | 216.0704
42F4 | 10510 | 88 | 134219 | Parker 1/4 Flare Union(brass fitting) | PARKER HANNIFIN | 42F4 | 0.48 | 0.48 | Y | 0.48 | 0.48 | 0.48
42F4 | 175891 | 4 | 134219 | Parker 1/4 Flare Union(brass fitting) | PARKER HANNIFIN | 42F4 | 0.48 | 0.48 | Y | 0.48 | 0.48 | 0.48
42F6 | 10510 | 102 | 134219 | Parker 3/8 Flare Union(brass fitting) | PARKER HANNIFIN | 42F6 | 1 | 1 | Y | 1 | 1 | 1
42F6 | 175891 | 8 | 134219 | Parker 3/8 Flare Union(brass fitting) | PARKER HANNIFIN | 42F6 | 1 | 1 | Y | 1 | 1 | 1
43008 | 166557 | 4 | 133674 | Motor Starting Relay 25 AMP,115VAC,D | CONTROLS GROUP NORTH AMERICA | 43008 | 19.656 | 19.656 | N | 19.656 | 19.656 | 19.656
43008 | 166561 | 1 | 133674 | Motor Starting Relay 25 AMP,115VAC,D | CONTROLS GROUP NORTH AMERICA | 43008 | 19.656 | 16.38 | N | 19.656 | 19.656 | 19.656
43056 | 166559 | 2 | 134078 | 3PDT 24V RELAY Bracket Mount | MARS MOTORS & ARMATURES INC | 43056 | 0 | 39.455 | Y | 0 | 39.455 | 39.455
43057 | 166557 | 5 | 133921 | 3PDT 120V RELAY Bracket Mount | HONEYWELL INTERNATIONAL ECC US (HOFS) | 43057 | 33.7617 | 27.2584 | N | 33.7617 | 33.7617 | 33.7617
43057 | 166559 | 2 | 133921 | 3PDT 120V RELAY Bracket Mount | HONEYWELL INTERNATIONAL ECC US (HOFS) | 43057 | 33.7617 | 24.512 | N | 33.7617 | 33.7617 | 33.7617
43057 | 166561 | 1 | 133921 | 3PDT 120V RELAY Bracket Mount | HONEYWELL INTERNATIONAL ECC US (HOFS) | 43057 | 33.7617 | 33.7617 | N | 33.7617 | 33.7617 | 33.7617
43063 | 166553 | 5 | 134078 | DPDT 24V PLUG RELAY | MARS MOTORS & ARMATURES INC | 43063 | 34.56 | 34.56 | Y | 34.56 | 34.562 | 34.562
43063 | 166559 | 9 | 134078 | DPDT 24V PLUG RELAY | MARS MOTORS & ARMATURES INC | 43063 | 34.56 | 34.562 | Y | 34.56 | 34.562 | 34.562
43064 | 166553 | 11 | 134078 | DPDT 120V PLUG RELAY | MARS MOTORS & ARMATURES INC | 43064 | 34.5451 | 34.5451 | Y | 34.5451 | 34.5451 | 34.5451
43064 | 166557 | 4 | 134078 | DPDT 120V PLUG RELAY | MARS MOTORS & ARMATURES INC | 43064 | 34.5451 | 25.596 | N | 34.5451 | 34.5451 | 34.5451
43064 | 166559 | 3 | 134078 | DPDT 120V PLUG RELAY | MARS MOTORS & ARMATURES INC | 43064 | 34.5451 | 30.82 | Y | 34.5451 | 34.5451 | 34.5451
43064 | 166561 | 10 | 134078 | DPDT 120V PLUG RELAY | MARS MOTORS & ARMATURES INC | 43064 | 34.5451 | 31.387 | N | 34.5451 | 34.5451 | 34.5451
43066 | 166553 | 6 | 134078 | 3PDT 24V PLUG IN RELAY | MARS MOTORS & ARMATURES INC | 43066 | 24.1226 | 18.07 | Y | 24.1226 | 24.1226 | 24.1226
43066 | 166559 | 2 | 134078 | 3PDT 24V PLUG IN RELAY | MARS MOTORS & ARMATURES INC | 43066 | 24.1226 | 18.07 | Y | 24.1226 | 24.1226 | 24.1226
43066 | 166561 | 6 | 134078 | 3PDT 24V PLUG IN RELAY | MARS MOTORS & ARMATURES INC | 43066 | 24.1226 | 24.1226 | N | 24.1226 | 24.1226 | 24.1226
43067 | 166553 | 10 | 133921 | 43067 3PDT 120V PLUG RELAY | HONEYWELL INTERNATIONAL ECC US (HOFS) | 43067 | 40.88 | 37.3692 | Y | 40.88 | 37.3692 | 40.88
43067 | 166557 | 4 | 133921 | 43067 3PDT 120V PLUG RELAY | HONEYWELL INTERNATIONAL ECC US (HOFS) | 43067 | 40.88 | 28.572 | N | 40.88 | 37.3692 | 40.88
43067 | 166561 | 4 | 133921 | 43067 3PDT 120V PLUG RELAY | HONEYWELL INTERNATIONAL ECC US (HOFS) | 43067 | 40.88 | 34.981 | N | 40.88 | 37.3692 | 40.88
43305 | 10510 | 4 | 134078 | Mars fan cycling controlcutout 190 cutin | MARS MOTORS & ARMATURES INC | 43305 | 17.175 | 16.778 | N | 17.175 | 16.778 | 17.175
43334001 | 166559 | 3 | 133920 | Hoffman Rplcmnt Latch Cam | HOFFMAN ENCLOSURES INC. | 43334001 | 3.88 | 3.88 | N | 3.88 | 3.88 | 3.88
43335002 | 166559 | 2 | 133920 | Hoffman Rplcmnt Latch Cam Face | HOFFMAN ENCLOSURES INC. | 43335002 | 5.57 | 5.57 | N | 5.57 | 5.57 | 5.57
43911 | 10510 | 13 | 134078 | Mars head pressure controlauto reset 410 | MARS MOTORS & ARMATURES INC | 43911 | 21.467 | 15.5505 | Y | 21.467 | 15.742 | 21.467
43911 | 175891 | 2 | 134078 | Mars head pressure controlauto reset 410 | MARS MOTORS & ARMATURES INC | 43911 | 21.467 | 15.742 | Y | 21.467 | 15.742 | 21.467
43913 | 10510 | 34 | 134078 | Mars head pressure control410 psi/manual | MARS MOTORS & ARMATURES INC | 43913 | 28.71 | 28.203 | Y | 28.71 | 28.203 | 28.71
43913 | 175891 | 1 | 134078 | Mars head pressure control410 psi/manual | MARS MOTORS & ARMATURES INC | 43913 | 28.71 | 22.414 | Y | 28.71 | 28.203 | 28.71
43927 | 10510 | 9 | 134078 | Mars head pressure controlauto reset cut | MARS MOTORS & ARMATURES INC | 43927 | 11.175 | 11.1085 | Y | 11.175 | 11.1085 | 11.175
43927 | 175891 | 2 | 134078 | Mars head pressure controlauto reset cut | MARS MOTORS & ARMATURES INC | 43927 | 11.175 | 10.8223 | Y | 11.175 | 11.1085 | 11.175
43931 | 10510 | 16 | 134078 | Mars head pressure controlauto reset cut | MARS MOTORS & ARMATURES INC | 43931 | 10.82 | 10.6502 | N | 10.82 | 10.6502 | 10.82
43931 | 175891 | 3 | 134078 | Mars head pressure controlauto reset cut | MARS MOTORS & ARMATURES INC | 43931 | 10.82 | 10.274 | Y | 10.82 | 10.6502 | 10.82
43935 | 10510 | 5 | 134078 | Mars head pressure controlauto reset cut | MARS MOTORS & ARMATURES INC | 43935 | 19.98 | 11.83 | Y | 19.98 | 11.83 | 19.98
43942 | 10510 | 11 | 134078 | Mars low pressure controlauto reset cuto | MARS MOTORS & ARMATURES INC | 43942 | 11.293 | 11.0662 | Y | 11.293 | 11.0662 | 11.293
43942 | 175891 | 2 | 134078 | Mars low pressure controlauto reset cuto | MARS MOTORS & ARMATURES INC | 43942 | 11.293 | 10.5895 | Y | 11.293 | 11.0662 | 11.293
43948 | 10510 | 12 | 134078 | Mars low pressure controlauto reset cuto | MARS MOTORS & ARMATURES INC | 43948 | 11.3284 | 11.1319 | Y | 11.3284 | 11.1319 | 11.3284
43950 | 10510 | 9 | 134078 | Mars low pressure controlauto reset cuto | MARS MOTORS & ARMATURES INC | 43950 | 12.0526 | 12.0526 | Y | 12.0526 | 12.0526 | 12.0526
440008 | 10510 | 1 | 133472 | Asco actuator oil S156202A1-pint hydramo | ASCO L.P. | 440008 | 31.5 | 31.5 | N | 31.5 | 31.5 | 31.5
44100 | 166553 | 1 | 168933 | Utility Knife - Retractable Blade | Klein Tools, Inc. | 44100 | 5.6472 | 2.715 | Y | 5.6472 | 2.715 | 5.6472
44102 | 173042 | 1 | 134078 | 44-102 M&A | MARS MOTORS & ARMATURES INC | 44-102 | 0.01 | 0.01 | N | 0.01 | 0.01 | 0.01
44601511 | 166553 | 3 | 134384 | FLOAT ASSY, FOR 8010 | INDUSTRIAL TECHNOLOGIES & SERVICES AMERICAS, INC | 44601511 | 30.8 | 30 | N | 30.8 | 30.8 | 30.8
44601511 | 166559 | 2 | 134384 | FLOAT ASSY, FOR 8010 | INDUSTRIAL TECHNOLOGIES & SERVICES AMERICAS, INC | 44601511 | 30.8 | 30.8 | N | 30.8 | 30.8 | 30.8
450EWBX | 10008 | 1 | 133827 | Horn, Exp. Proof | FEDERAL SIGNAL CORPORATION | 450EWBX-024 | 445.66 | 445.6633 | N | 445.66 | 445.6633 | 445.6633
4510A2L300 | 175888 | 2 | 176827 | COMMERCIAL GAUGE 4.5IN 300PSI | ENGINEERED SPECIALTY PRODUCTS INC | 4510A2L300 | 7.65 | 7.65 | Y | 7.65 | 7.65 | 7.65
45292 | 175891 | 10 | 133727 | GORDON-PIATT COPPER FILLED GASKET | CROWN ENGINEERING CORP | 45292 | 0 | 5.07 | Y | 0 | 5.07 | 5.07
4540A2L100 | 175890 | 6 | 176827 | CONTRACTOR GAUGE 4.5IN DIAL 100PSI | ENGINEERED SPECIALTY PRODUCTS INC | 4540A2L100 | 10.37 | 13.07 | Y | 10.37 | 14.38 | 14.38
4540A2L100 | 175891 | 20 | 176827 | CONTRACTOR GAUGE 4.5IN DIAL 100PSI | ENGINEERED SPECIALTY PRODUCTS INC | 4540A2L100 | 10.37 | 14.38 | Y | 10.37 | 14.38 | 14.38
4540A2L160 | 175888 | 2 | 176827 | CONTRACTOR GAUGE 4.5IN DIAL 160PSI | ENGINEERED SPECIALTY PRODUCTS INC | 4540A2L160 | 9.28 | 9.28 | N | 9.28 | 9.934 | 9.934
4540A2L160 | 175891 | 4 | 176827 | CONTRACTOR GAUGE 4.5IN DIAL 160PSI | ENGINEERED SPECIALTY PRODUCTS INC | 4540A2L160 | 9.28 | 9.934 | Y | 9.28 | 9.934 | 9.934
4540A2L200 | 175888 | 2 | 176827 | CONTRACTOR GAUGE 4.5IN DIAL 200PSI | ENGINEERED SPECIALTY PRODUCTS INC | 4540A2L200 | 9.74 | 9.74 | N | 9.74 | 12.5137 | 12.5137
4540A2L200 | 175890 | 1 | 176827 | CONTRACTOR GAUGE 4.5IN DIAL 200PSI | ENGINEERED SPECIALTY PRODUCTS INC | 4540A2L200 | 9.74 | 9.74 | N | 9.74 | 12.5137 | 12.5137
4540A2L200 | 175891 | 6 | 176827 | CONTRACTOR GAUGE 4.5IN DIAL 200PSI | ENGINEERED SPECIALTY PRODUCTS INC | 4540A2L200 | 9.74 | 12.5137 | Y | 9.74 | 12.5137 | 12.5137
4540A2L300 | 175888 | 1 | 176827 | CONTRACTOR GAUGE 4.5IN DIAL 300PSI | ENGINEERED SPECIALTY PRODUCTS INC | 4540A2L300 | 9.41 | 9.28 | N | 9.41 | 9.4109 | 9.4109
4540A2L300 | 175891 | 1 | 176827 | CONTRACTOR GAUGE 4.5IN DIAL 300PSI | ENGINEERED SPECIALTY PRODUCTS INC | 4540A2L300 | 9.41 | 9.4109 | Y | 9.41 | 9.4109 | 9.4109
4540A2L60 | 175891 | 10 | 176827 | CONTRACTOR GAUGE 4.5IN DIAL 60PSI | ENGINEERED SPECIALTY PRODUCTS INC | 4540A2L60 | 9.28 | 13.07 | Y | 9.28 | 13.07 | 13.07
45AAA1DAAA1CA | 10008 | 1 | 133832 | SOLENOID VALVE 1/8IN-NPT 24V 120VAC 50-6 | FIERO AUTOMATION | 45A-AA1-DAAA-1CA | 51.69 | 51.69 | N | 51.69 | 51.69 | 51.69
46.61.8.120.0040 | 175883 | 6 | 134179 | RELAY GEN PURPOSE SPDT 16A 120V | NEUCO INC. | 46.61.8.120.0040 | 0 | 6.47 | N | 0 | 6.47 | 6.47
46.61.8.120.0054 | 175883 | 5 | 193711 | min. Industrial Relay, Spdt 16a, 120v Ac | Finder | 46.61.8.120.0054 | 0 | 6.89 | N | 0 | 6.89 | 6.89
46.61.9.024.0040 | 175883 | 1 | 134179 | RELAY GEN PURPOSE SPDT 16A 24V | NEUCO INC. | 46.61.9.024.0040 | 0 | 4.52 | N | 0 | 4.52 | 4.52
46182707001 | 175891 | 1 | 133893 | HONEYWELL CHART,FANFOLD DPR3000/250 | GRAPHIC CONTROLS LLC | 46182707001 | 21.69 | 21.69 | Y | 21.69 | 21.69 | 21.69
46487301 | 175891 | 1 | 134179 | 8" FLUE DAMPER | NEUCO INC. | 46487301 | 129.18 | 129.18 | N | 129.18 | 129.18 | 129.18
47104807 | 10510 | 3 | 176869 | UL 18/2 stat wire 500ftroll | SOUTHWIRE COMPANY,LLC | 47104807 | 37.197 | 43.38 | Y | 37.197 | 43.38 | 43.38
47114807 | 10510 | 2 | 176869 | UL 18/3 stat wire 500ftroll | SOUTHWIRE COMPANY,LLC | 47114807 | 45.2947 | 42.8857 | Y | 45.2947 | 65.98 | 65.98
47114807 | 175891 | 3 | 176869 | UL 18/3 stat wire 500ftroll | SOUTHWIRE COMPANY,LLC | 47114807 | 45.2947 | 65.98 | Y | 45.2947 | 65.98 | 65.98
47120307 | 10510 | 6 | 176869 | 18/4 solid tstat wire brown jacket 250' | SOUTHWIRE COMPANY,LLC | 47120307 | 37.88 | 35.9472 | Y | 37.88 | 37.54 | 37.88
47120307 | 175883 | 2 | 176869 | 18/4 solid tstat wire brown jacket 250' | SOUTHWIRE COMPANY,LLC | 47120307 | 37.88 | 37.54 | N | 37.88 | 37.54 | 37.88
47130307 | 10510 | 9 | 176869 | UL 18/5 stat wire250' roll | SOUTHWIRE COMPANY,LLC | 47130307 | 31.43 | 30.841 | Y | 31.43 | 30.841 | 31.43
47130307 | 175891 | 1 | 187592 | UL 18/5 stat wire250' roll | (DO NOT USE) HONEYWELL GENESIS CABLE | 47130307 | 31.43 | 29.702 | Y | 31.43 | 30.841 | 31.43
47150307 | 10510 | 7 | 176869 | UL 18/7 stat wire 250ftroll | SOUTHWIRE COMPANY,LLC | 47150307 | 64.701 | 61.5793 | Y | 64.701 | 61.5793 | 64.701
47150307 | 175891 | 3 | 187592 | UL 18/7 stat wire 250ftroll | (DO NOT USE) HONEYWELL GENESIS CABLE | 47150307 | 64.701 | 61.0593 | Y | 64.701 | 61.5793 | 64.701
47160307 | 10510 | 20 | 176869 | UL 18/8 stat wire 250ftroll | SOUTHWIRE COMPANY,LLC | 47160307 | 47.972 | 47.972 | Y | 47.972 | 47.972 | 47.972
47160307 | 175891 | 1 | 187592 | UL 18/8 stat wire 250ftroll | (DO NOT USE) HONEYWELL GENESIS CABLE | 47160307 | 47.972 | 45.567 | N | 47.972 | 47.972 | 47.972
47604812 | 10510 | 8 | 176869 | 18/2 plenum rated stat wire500ft roll | SOUTHWIRE COMPANY,LLC | 47604812 | 55.38 | 65.85 | Y | 55.38 | 65.85 | 65.85
47604812 | 175891 | 1 | 176869 | 18/2 plenum rated stat wire500ft roll | SOUTHWIRE COMPANY,LLC | 47604812 | 55.38 | 48.975 | Y | 55.38 | 65.85 | 65.85
47620312 | 10510 | 9 | 176869 | 18/4 plenum rated stat wire250ft roll | SOUTHWIRE COMPANY,LLC | 47620312 | 45.543 | 53.32 | Y | 45.543 | 53.32 | 53.32
47620312 | 175891 | 2 | 176869 | 18/4 plenum rated stat wire250ft roll | SOUTHWIRE COMPANY,LLC | 47620312 | 45.543 | 53.32 | Y | 45.543 | 53.32 | 53.32
47640312 | 10510 | 17 | 176869 | 18/6 plenum rated stat wire250ft roll | SOUTHWIRE COMPANY,LLC | 47640312 | 66.7363 | 66.7018 | Y | 66.7363 | 66.7018 | 66.7363
47660312 | 10510 | 12 | 176869 | 18/8 plenum rated stat wire250ft roll | SOUTHWIRE COMPANY,LLC | 47660312 | 89.98 | 89.98 | Y | 89.98 | 89.98 | 89.98
48 | 166553 | 44 | 134507 | 5/16 PushRod 48" 27520L | VALLEY TOOL & DESIGN INC | 48 | 5.51 | 5.4396 | Y | 5.51 | 5.51 | 5.51
48 | 166559 | 13 | 134507 | 5/16 PushRod 48" 27520L | VALLEY TOOL & DESIGN INC | 48 | 5.51 | 5.4331 | Y | 5.51 | 5.51 | 5.51
48 | 166560 | 2 | 134507 | 5/16 PushRod 48" 27520L | VALLEY TOOL & DESIGN INC | 48 | 5.51 | 5.51 | Y | 5.51 | 5.51 | 5.51
48 | 166561 | 16 | 134507 | 5/16 PushRod 48" 27520L | VALLEY TOOL & DESIGN INC | 48 | 5.51 | 5.493 | Y | 5.51 | 5.51 | 5.51
48 | 173042 | 47 | 134507 | 5/16 PushRod 48" 27520L | VALLEY TOOL & DESIGN INC | 48 | 5.51 | 4.358 | N | 5.51 | 5.51 | 5.51
48 | 175888 | 20 | 134507 | 5/16 PushRod 48" 27520L | VALLEY TOOL & DESIGN INC | 48 | 5.51 | 5.51 | Y | 5.51 | 5.51 | 5.51
48 | 175890 | 20 | 134507 | 5/16 PushRod 48" 27520L | VALLEY TOOL & DESIGN INC | 48 | 5.51 | 5.51 | Y | 5.51 | 5.51 | 5.51
48 | 175891 | 57 | 134507 | 5/16 PushRod 48" 27520L | VALLEY TOOL & DESIGN INC | 48 | 5.51 | 4.51 | N | 5.51 | 5.51 | 5.51
48100 | 166553 | 14 | 134395 | 1KW 480V restring kit | SUPCO SEALED UNIT PARTS CO., INC. / NSI | 48100 | 8.5258 | 8.497 | N | 8.5258 | 8.5258 | 8.5258
48100 | 166557 | 2 | 134395 | 1KW 480V restring kit | SUPCO SEALED UNIT PARTS CO., INC. / NSI | 48100 | 8.5258 | 8.5024 | N | 8.5258 | 8.5258 | 8.5258
48100 | 166561 | 5 | 134395 | 1KW 480V restring kit | SUPCO SEALED UNIT PARTS CO., INC. / NSI | 48100 | 8.5258 | 8.5258 | Y | 8.5258 | 8.5258 | 8.5258
481000 | 166561 | 1 | 134065 | 10KW 480V restring kit | SIEMENS INDUSTRY, INC. | 481000 | 23.75 | 23.75 | N | 23.75 | 23.75 | 23.75
48200 | 166557 | 1 | 134395 | 2KW 480V restring kit | SUPCO SEALED UNIT PARTS CO., INC. / NSI | 48200 | 7.25 | 7.25 | N | 7.25 | 7.25 | 7.25
48200 | 166559 | 0 | 134395 | 2KW 480V restring kit | SUPCO SEALED UNIT PARTS CO., INC. / NSI | 48200 | 7.25 | 7.2291 | N | 7.25 | 7.25 | 7.25
48200 | 166561 | 0 | 134395 | 2KW 480V restring kit | SUPCO SEALED UNIT PARTS CO., INC. / NSI | 48200 | 7.25 | 7.2291 | N | 7.25 | 7.25 | 7.25
482440 | 173042 | 2 | 168859 | PHILMORE 120-24/60 | *DO NOT USE* Paid with Divvy Card | 48-2440 | 17.37 | 22.8 | N | 17.37 | 22.8 | 22.8
4830K135 | 175891 | 5 | 150962 | 1/4IN x 3IN 304 SS NIPPLE | MCMASTER-CARR | 4830K135 | 4.9115 | 4.9115 | Y | 4.9115 | 4.9115 | 4.9115
48500 | 166553 | 38 | 134395 | 5kw 480v restring kit | SUPCO SEALED UNIT PARTS CO., INC. / NSI | 48500 | 6.97 | 6.75 | N | 6.97 | 6.75 | 6.97
485SD9RJ | 166559 | 1 | 133391 | RS 485 N2 CONVERTER | AMCON CONTROLS | 485SD9RJ | 77.25 | 77.25 | N | 77.25 | 77.25 | 77.25
48F68 | 10510 | 59 | 134219 | Parker 3/8 flare 1/2 MPTbrass half union | PARKER HANNIFIN | 48F68 | 1.57 | 1.57 | Y | 1.57 | 1.57 | 1.57
48F68 | 175891 | 39 | 134219 | Parker 3/8 flare 1/2 MPTbrass half union | PARKER HANNIFIN | 48F68 | 1.57 | 1.57 | Y | 1.57 | 1.57 | 1.57
48F88 | 10510 | 69 | 134219 | Parker 1/2 flare 1/2 MPTbrass half union | PARKER HANNIFIN | 48F88 | 1.29 | 1.29 | Y | 1.29 | 1.29 | 1.29
48F88 | 175891 | 20 | 134219 | Parker 1/2 flare 1/2 MPTbrass half union | PARKER HANNIFIN | 48F88 | 1.29 | 1.29 | Y | 1.29 | 1.29 | 1.29
49002 | 10510 | 15 | 187628 | Yellow Jacket blue compoundgauge low sid | CGNA/RITCHIE ENG.CO.INC. | 49002 | 16.3527 | 15.8807 | Y | 16.3527 | 15.8807 | 16.3527
49002 | 175891 | 1 | 187628 | Yellow Jacket blue compoundgauge low sid | CGNA/RITCHIE ENG.CO.INC. | 49002 | 16.3527 | 10.393 | Y | 16.3527 | 15.8807 | 16.3527
49010 | 10510 | 7 | 187628 | Yellow Jacket polycarbonitecrystal lens | CGNA/RITCHIE ENG.CO.INC. | 49010 | 3.13 | 3.13 | Y | 3.13 | 3.13 | 3.13
49010 | 175891 | 2 | 187628 | Yellow Jacket polycarbonitecrystal lens | CGNA/RITCHIE ENG.CO.INC. | 49010 | 3.13 | 3.13 | Y | 3.13 | 3.13 | 3.13
49035 | 10510 | 11 | 187628 | Yellow Jacket red pressuregauge high sid | CGNA/RITCHIE ENG.CO.INC. | 49035 | 14.74 | 14.74 | Y | 14.74 | 14.74 | 14.74
49036 | 10510 | 13 | 187628 | Yellow Jacket blue compoundgauge low sid | CGNA/RITCHIE ENG.CO.INC. | 49036 | 14.74 | 14.74 | Y | 14.74 | 14.74 | 14.74
49036 | 175891 | 2 | 187628 | Yellow Jacket blue compoundgauge low sid | CGNA/RITCHIE ENG.CO.INC. | 49036 | 14.74 | 14.74 | Y | 14.74 | 14.74 | 14.74
49067 | 10510 | 3 | 187628 | Yellow Jacket high sidepress gauge R22 R | CGNA/RITCHIE ENG.CO.INC. | 49067 | 32.39 | 32.39 | Y | 32.39 | 32.39 | 32.39
49068 | 10510 | 2 | 187628 | Yellow Jacket brass gaugeR22 R134A R404A | CGNA/RITCHIE ENG.CO.INC. | 49068 | 32.39 | 32.39 | Y | 32.39 | 32.39 | 32.39
49090 | 10510 | 5 | 187628 | Yellow Jacket gauge boot set1-red 1-blue | CGNA/RITCHIE ENG.CO.INC. | 49090 | 12.337 | 11.075 | Y | 12.337 | 11.075 | 12.337
49090 | 175891 | 2 | 187628 | Yellow Jacket gauge boot set1-red 1-blue | CGNA/RITCHIE ENG.CO.INC. | 49090 | 12.337 | 9.124 | Y | 12.337 | 11.075 | 12.337
49100 | 10510 | 8 | 187628 | Yellow Jacket lens cover formanifold 420 | CGNA/RITCHIE ENG.CO.INC. | 49100 | 4.98 | 4.962 | Y | 4.98 | 5.16 | 5.16
49100 | 175891 | 4 | 187628 | Yellow Jacket lens cover formanifold 420 | CGNA/RITCHIE ENG.CO.INC. | 49100 | 4.98 | 5.16 | Y | 4.98 | 5.16 | 5.16
49117 | 10510 | 5 | 187628 | Manifold Replacement Gauge Red A2L | CGNA/RITCHIE ENG.CO.INC. | 49117 | 20.52 | 20.52 | Y | 20.52 | 20.52 | 20.52
49117 | 175891 | 2 | 187628 | Manifold Replacement Gauge Red A2L | CGNA/RITCHIE ENG.CO.INC. | 49117 | 20.52 | 20.52 | Y | 20.52 | 20.52 | 20.52
49118 | 10510 | 5 | 187628 | Manifold Replacement Gauge Blue A2L | CGNA/RITCHIE ENG.CO.INC. | 49118 | 20.52 | 20.52 | Y | 20.52 | 20.52 | 20.52
49118 | 175891 | 2 | 187628 | Manifold Replacement Gauge Blue A2L | CGNA/RITCHIE ENG.CO.INC. | 49118 | 20.52 | 20.52 | Y | 20.52 | 20.52 | 20.52
49137 | 10510 | 13 | 187628 | Yellow Jacket red press gauge3-1/8 high | CGNA/RITCHIE ENG.CO.INC. | 49137 | 19.5264 | 19.5259 | Y | 19.5264 | 19.9392 | 19.9392
49137 | 175891 | 2 | 187628 | Yellow Jacket red press gauge3-1/8 high | CGNA/RITCHIE ENG.CO.INC. | 49137 | 19.5264 | 19.9392 | Y | 19.5264 | 19.9392 | 19.9392
49138 | 10510 | 13 | 187628 | Yellow Jacket blue comp gauge3-1/8 low R | CGNA/RITCHIE ENG.CO.INC. | 49138 | 19.5173 | 19.5164 | Y | 19.5173 | 19.9239 | 19.9239
49138 | 175891 | 1 | 187628 | Yellow Jacket blue comp gauge3-1/8 low R | CGNA/RITCHIE ENG.CO.INC. | 49138 | 19.5173 | 19.9239 | Y | 19.5173 | 19.9239 | 19.9239
49190 | 10510 | 6 | 187628 | Ritchie - set 3 1/8 gaugeboots | CGNA/RITCHIE ENG.CO.INC. | 49190 | 16.41 | 16.41 | Y | 16.41 | 16.8579 | 16.8579
49190 | 175891 | 1 | 187628 | Ritchie - set 3 1/8 gaugeboots | CGNA/RITCHIE ENG.CO.INC. | 49190 | 16.41 | 16.8579 | Y | 16.41 | 16.8579 | 16.8579
49963 | 10510 | 3 | 187628 | Yellow Jacket Titan manifold4-valve R22/ | CGNA/RITCHIE ENG.CO.INC. | 49963 | 127.15 | 131.7781 | Y | 127.15 | 131.7781 | 131.7781
49967 | 10510 | 2 | 187628 | 4 VLV GAUGES W HOSES | CGNA/RITCHIE ENG.CO.INC. | 49967 | 187.61 | 194.18 | Y | 187.61 | 194.18 | 194.18
49967 | 175891 | 3 | 187628 | 4 VLV GAUGES W HOSES | CGNA/RITCHIE ENG.CO.INC. | 49967 | 187.61 | 194.18 | Y | 187.61 | 194.18 | 194.18
49975 | 175891 | 1 | 187628 | Manifold with 60” hoses with ball valves | CGNA/RITCHIE ENG.CO.INC. | 49975 | 256.97 | 256.97 | Y | 256.97 | 256.97 | 256.97
49987 | 175891 | 4 | 187628 | R22/R134a/R404a 4 Valve Manifold w/Hoses | CGNA/RITCHIE ENG.CO.INC. | 49987 | 193.67 | 194.18 | Y | 193.67 | 194.18 | 194.18
49D36098001 | 175891 | 1 | 134078 | FURNAS SPDT AUX CONTACT 42 SERIES 30AM | MARS MOTORS & ARMATURES INC | 49D36098001 | 12.17 | 12.17 | N | 12.17 | 12.17 | 12.17
4C.01.9.012.0050SPA | 175883 | 30 | 193711 | interface Module, Spdt 16a, 12v Dc Coil, | Finder | 4C.01.9.012.0050SPA | 0 | 10.3 | N | 0 | 10.3 | 10.3
4C.02.9.012.0050SPA | 175883 | 21 | 193711 | interface Module, Dpdt 8a, 12v Dc Coil, | Finder | 4C.02.9.012.0050SPA | 0 | 11.83 | N | 0 | 11.83 | 11.83
4C.02.9.024.0050SPA | 175883 | 58 | 193711 | interface Module, Dpdt 8a, 24v Dc Coil, | Finder | 4C.02.9.024.0050SPA | 0 | 11.83 | N | 0 | 11.83 | 11.83
4CS12 | 175891 | 0 | 134039 | STEEL HANDY BOX 4"x2-1/8"x1-7/8" | KELE & ASSOCIATES | 4CS12 | 6.45 | 6.76 | N | 6.45 | 6.76 | 6.76
4CTS0601604LFT | 166557 | 1 | 134583 | WEISS GAUGE, 0-60PSI 0-160 FT OF WATER | MILJOCO-WEISS LLC | 4CTS-060-160-4L-FT | 29.42 | 29.42 | N | 29.42 | 29.42 | 29.42
4CTS100 | 166553 | 3 | 134583 | 4 1/2" Gage;0-100;1/4"NPT | MILJOCO-WEISS LLC | 4CTS100 | 17.07 | 18.4212 | Y | 17.07 | 18.4212 | 18.4212
4CTS100 | 166561 | 1 | 134583 | 4 1/2" Gage;0-100;1/4"NPT | MILJOCO-WEISS LLC | 4CTS100 | 17.07 | 18.1925 | Y | 17.07 | 18.4212 | 18.4212
4CTS160 | 10008 | 2 | 134583 | 4 1/2" 0-160psi SS Guage LM | MILJOCO-WEISS LLC | 4CTS160 | 17.4025 | 13.2834 | Y | 17.4025 | 17.5441 | 17.5441
4CTS160 | 166553 | 18 | 134583 | 4 1/2" 0-160psi SS Guage LM | MILJOCO-WEISS LLC | 4CTS160 | 17.4025 | 17.1878 | Y | 17.4025 | 17.5441 | 17.5441
4CTS160 | 166561 | 3 | 134583 | 4 1/2" 0-160psi SS Guage LM | MILJOCO-WEISS LLC | 4CTS160 | 17.4025 | 17.5441 | Y | 17.4025 | 17.5441 | 17.5441
4CTS200 | 166553 | 15 | 134583 | 4 1/2" Gage;0-200; 1/4"NPT | MILJOCO-WEISS LLC | 4CTS200 | 16.5 | 10.7708 | Y | 16.5 | 16.8092 | 16.8092
4CTS200 | 166557 | 4 | 134583 | 4 1/2" Gage;0-200; 1/4"NPT | MILJOCO-WEISS LLC | 4CTS200 | 16.5 | 10.5 | Y | 16.5 | 16.8092 | 16.8092
4CTS200 | 166561 | 11 | 134583 | 4 1/2" Gage;0-200; 1/4"NPT | MILJOCO-WEISS LLC | 4CTS200 | 16.5 | 16.8092 | Y | 16.5 | 16.8092 | 16.8092
4CTS30 | 166553 | 11 | 134583 | 4 1/2" 0-30 psi SS Guage LM | MILJOCO-WEISS LLC | 4CTS30 | 10.5 | 10.197 | Y | 10.5 | 14.3616 | 14.3616
4CTS30 | 166557 | 2 | 134583 | 4 1/2" 0-30 psi SS Guage LM | MILJOCO-WEISS LLC | 4CTS30 | 10.5 | 10.5 | N | 10.5 | 14.3616 | 14.3616
4CTS30 | 166559 | 2 | 134583 | 4 1/2" 0-30 psi SS Guage LM | MILJOCO-WEISS LLC | 4CTS30 | 10.5 | 10.5 | N | 10.5 | 14.3616 | 14.3616
4CTS30 | 166561 | 13 | 134583 | 4 1/2" 0-30 psi SS Guage LM | MILJOCO-WEISS LLC | 4CTS30 | 10.5 | 14.3616 | N | 10.5 | 14.3616 | 14.3616
4CTS300 | 166553 | 22 | 134583 | 4 1/2" 0-300psi SS Guage LM | MILJOCO-WEISS LLC | 4CTS300 | 13.66 | 16.3949 | Y | 13.66 | 17.6715 | 17.6715
4CTS300 | 166557 | 2 | 134583 | 4 1/2" 0-300psi SS Guage LM | MILJOCO-WEISS LLC | 4CTS300 | 13.66 | 10.5 | Y | 13.66 | 17.6715 | 17.6715
4CTS300 | 166559 | 3 | 134583 | 4 1/2" 0-300psi SS Guage LM | MILJOCO-WEISS LLC | 4CTS300 | 13.66 | 10.5 | N | 13.66 | 17.6715 | 17.6715
4CTS300 | 166561 | 15 | 134583 | 4 1/2" 0-300psi SS Guage LM | MILJOCO-WEISS LLC | 4CTS300 | 13.66 | 17.6715 | Y | 13.66 | 17.6715 | 17.6715
4CTS60 | 10510 | 14 | 134583 | 4 1/2" 0-60 psi SS Guage LM | MILJOCO-WEISS LLC | 4CTS60 | 15.7625 | 16.1348 | Y | 15.7625 | 16.569 | 16.569
4CTS60 | 166553 | 3 | 134583 | 4 1/2" 0-60 psi SS Guage LM | MILJOCO-WEISS LLC | 4CTS60 | 15.7625 | 12.628 | Y | 15.7625 | 16.569 | 16.569
4CTS60 | 166557 | 4 | 134583 | 4 1/2" 0-60 psi SS Guage LM | MILJOCO-WEISS LLC | 4CTS60 | 15.7625 | 10.5 | Y | 15.7625 | 16.569 | 16.569
4CTS60 | 166559 | 5 | 134583 | 4 1/2" 0-60 psi SS Guage LM | MILJOCO-WEISS LLC | 4CTS60 | 15.7625 | 10.5 | N | 15.7625 | 16.569 | 16.569
4CTS60 | 166561 | 11 | 134583 | 4 1/2" 0-60 psi SS Guage LM | MILJOCO-WEISS LLC | 4CTS60 | 15.7625 | 16.569 | Y | 15.7625 | 16.569 | 16.569
4CTS60 | 175891 | 1 | 134583 | 4 1/2" 0-60 psi SS Guage LM | MILJOCO-WEISS LLC | 4CTS60 | 15.7625 | 15.76 | Y | 15.7625 | 16.569 | 16.569
4CTSV1004L40 | 166559 | 1 | 134583 | 4 1/2" Stainless Steel Case; 30hg-10 | MILJOCO-WEISS LLC | 4CTS-V100-4L-40 | 10.5 | 10.5 | N | 10.5 | 10.5 | 10.5
4F0 | 173042 | 10 | 175088 | CARTRIDGE L/GASKET | JOMAR DISTRIBUTORS INC. | 4F0 | 0.55 | 0.55 | N | 0.55 | 0.55 | 0.55
4J58 | 10510 | 9 | 133727 | Crown 4J 5/8 Woodscoupler half | CROWN ENGINEERING CORP | 4J-5/8 | 13.4178 | 12.6557 | Y | 13.4178 | 12.6557 | 13.4178
4J58 | 175891 | 2 | 133727 | Crown 4J 5/8 Woodscoupler half | CROWN ENGINEERING CORP | 4J-5/8 | 13.4178 | 11.344 | Y | 13.4178 | 12.6557 | 13.4178
4JE | 173042 | 4 | 175068 | Coupler | MOTION INDUSTRIES, INC/ MI CONVEYANCE SOLUTIONS | 4JE | 33 | 33 | N | 33 | 33 | 33
4L190 | 10510 | 3 | 134078 | Mars - V-Belt 194L190 | MARS MOTORS & ARMATURES INC | 4L190 | 4.383 | 4.383 | Y | 4.383 | 4.383 | 4.383
4L190 | 175891 | 2 | 134078 | Mars - V-Belt 194L190 | MARS MOTORS & ARMATURES INC | 4L190 | 4.383 | 2.5 | Y | 4.383 | 4.383 | 4.383
4L200 | 10510 | 1 | 134078 | Mars - V-Belt 20 4L200Gates | MARS MOTORS & ARMATURES INC | 74158 | 4.5849 | 5.523 | Y | 4.5849 | 5.523 | 5.523
4L200 | 175891 | 1 | 134078 | Mars - V-Belt 20 4L200Gates | MARS MOTORS & ARMATURES INC | 74158 | 4.5849 | 3.15 | Y | 4.5849 | 5.523 | 5.523
4L210 | 10510 | 12 | 134078 | 21" Outside Diameter Type 4L FHP Belt | MARS MOTORS & ARMATURES INC | 4L210 | 4.6584 | 4.5883 | Y | 4.6584 | 4.5883 | 4.6584
4L220 | 10510 | 11 | 134078 | Mars - V-Belt 22 4L220Gates | MARS MOTORS & ARMATURES INC | 4L220 | 4.212 | 4.5975 | Y | 4.212 | 4.5975 | 4.5975
4L230 | 10510 | 14 | 134078 | Mars - V-Belt 23 4L230Gates | MARS MOTORS & ARMATURES INC | 4L230 | 4.697 | 4.3857 | Y | 4.697 | 4.3857 | 4.697
4L230 | 175891 | 2 | 134078 | Mars - V-Belt 23 4L230Gates | MARS MOTORS & ARMATURES INC | 4L230 | 4.697 | 3.15 | Y | 4.697 | 4.3857 | 4.697
4L240 | 10510 | 6 | 134078 | Mars - V-Belt 24 4L240Gates | MARS MOTORS & ARMATURES INC | 4L240 | 4.6195 | 4.6195 | Y | 4.6195 | 4.6195 | 4.6195
4L240 | 175891 | 2 | 134078 | Mars - V-Belt 24 4L240Gates | MARS MOTORS & ARMATURES INC | 4L240 | 4.6195 | 3.029 | Y | 4.6195 | 4.6195 | 4.6195
4L250. | 10510 | 4 | 134078 | Belt | MARS MOTORS & ARMATURES INC | 4L250. | 3.268 | 5.073 | Y | 3.268 | 5.073 | 5.073
4L250. | 175891 | 1 | 134078 | Belt | MARS MOTORS & ARMATURES INC | 4L250. | 3.268 | 2.5 | Y | 3.268 | 5.073 | 5.073
4L260 | 10510 | 8 | 134179 | Gates 1/2 x 26"OD belt A24 | NEUCO INC. | 4L260 | 5.3 | 6.29 | Y | 5.3 | 6.29 | 6.29
4L270 | 10510 | 8 | 134078 | Mars - V-Belt 27 4L270Gates | MARS MOTORS & ARMATURES INC | 4L270 | 3.63 | 3.63 | Y | 3.63 | 3.63 | 3.63
4L270 | 175891 | 1 | 134078 | Mars - V-Belt 27 4L270Gates | MARS MOTORS & ARMATURES INC | 4L270 | 3.63 | 2.58 | Y | 3.63 | 3.63 | 3.63
5-APR | 175891 | 1 | 134395 | Supco adj potential relaySealed Unit Par | SUPCO SEALED UNIT PARTS CO., INC. / NSI | 5-APR | 13.99 | 13.99 | N | 13.99 | 13.99 | 13.99
500 | 166557 | 6 | 168979 | Gauge adpt., 1/8" probe | PACKAGED SYSTEMS INC. | 500 | 12.27 | 12.27 | Y | 12.27 | 12.27 | 12.27
500-AH | 175891 | 2 | 149076 | CONTROLAIR I/P TRANSDUCER | Relevant Industrial *DO NOT USE* | 500-AH | 279.82 | 279.82 | N | 279.82 | 279.82 | 279.82
5000010 | 173042 | 19 | 133727 | 50000-10 CRE | CROWN ENGINEERING CORP | 50000-10 | 1.67 | 1.6679 | N | 1.67 | 1.6679 | 1.67
500010 | 173042 | 1 | 133727 | CT connector | CROWN ENGINEERING CORP | 5000-10 | 8.46 | 8.46 | N | 8.46 | 8.46 | 8.46
50019661001U | 173042 | 2 | 133358 | RANGE STOP T834,T8034,T822,T827,T834 | ADEMCO, INC. (Resideo) | 50019661-001/U | 2.0696 | 1.99 | N | 2.0696 | 1.99 | 2.0696
50021579001 | 175890 | 1 | 133921 | T775 BULLET SENSOR 1K PLATINUM | HONEYWELL INTERNATIONAL ECC US (HOFS) | 50021579-001 | 60.18 | 45 | Y | 60.18 | 45 | 60.18
500216 | 10510 | 1 | 133472 | Asco AH2E limitswitch | ASCO L.P. | 500216 | 62.58 | 62.58 | N | 62.58 | 62.58 | 62.58
50098N | 10008 | 2 | 134045 | 16-14 Blue Ring Terminals | KIMBALL ELECTRONICS INC | 50098N | 5 | 5 | Y | 5 | 5 | 5
500XL | 166557 | 1 | 168979 | GAUGE ADPT (EXT.) F/ PT PLUG | PACKAGED SYSTEMS INC. | 500XL | 20.98 | 20.98 | N | 20.98 | 20.98 | 20.98
500XL | 166559 | 2 | 168979 | GAUGE ADPT (EXT.) F/ PT PLUG | PACKAGED SYSTEMS INC. | 500XL | 20.98 | 20.98 | Y | 20.98 | 20.98 | 20.98
500XL | 166560 | 5 | 168979 | GAUGE ADPT (EXT.) F/ PT PLUG | PACKAGED SYSTEMS INC. | 500XL | 20.98 | 13.29 | N | 20.98 | 20.98 | 20.98
500XL | 166561 | 16 | 168979 | GAUGE ADPT (EXT.) F/ PT PLUG | PACKAGED SYSTEMS INC. | 500XL | 20.98 | 20.98 | Y | 20.98 | 20.98 | 20.98
50100 | 10510 | 44 | 133727 | Crown IT-201 terminal(ignition) | CROWN ENGINEERING CORP | 50100 | 0.85 | 0.82131 | Y | 0.85 | 0.85 | 0.85
50100 | 175891 | 3 | 133727 | Crown IT-201 terminal(ignition) | CROWN ENGINEERING CORP | 50100 | 0.85 | 0.85 | Y | 0.85 | 0.85 | 0.85
50150N | 10008 | 1 | 134045 | 16-14 Blue Forks | KIMBALL ELECTRONICS INC | 50150N | 5 | 5 | Y | 5 | 5 | 5
50176N | 10008 | 2 | 134045 | 22-18 Pink Quick Connects .250 | KIMBALL ELECTRONICS INC | 50176N | 6 | 6 | Y | 6 | 6 | 6
50180N | 10008 | 1 | 134045 | 16-14 Blue Quick Connects .250 | KIMBALL ELECTRONICS INC | 50180N | 6 | 6 | Y | 6 | 6 | 6
50195N | 10008 | 2 | 134045 | 16-14 Blue Quick Connects .187 | KIMBALL ELECTRONICS INC | 50195N | 7 | 7 | Y | 7 | 7 | 7
50200 | 10510 | 42 | 133727 | IT-202 TERMINAL | CROWN ENGINEERING CORP | 50200-10 | 0.697 | 0.67793 | Y | 0.697 | 0.67793 | 0.697
50200 | 175891 | 19 | 133727 | IT-202 TERMINAL | CROWN ENGINEERING CORP | 50200-10 | 0.697 | 0.64327 | Y | 0.697 | 0.67793 | 0.697
5020010 | 173042 | 86 | 133727 | IT-202 TERMINAL | CROWN ENGINEERING CORP | 50200-10 | 3.8 | 0.632 | N | 3.8 | 0.632 | 3.8
50254 | 166559 | 1 | 168933 | Multi-flex Glow Rod set, 25' | Klein Tools, Inc. | 50254 | 51.08 | 51.08 | N | 51.08 | 51.08 | 51.08
50380 | 10510 | 5 | 134078 | Mars power transformer 50va208/240/480-6 | MARS MOTORS & ARMATURES INC | 50380 | 104.212 | 65.5668 | Y | 104.212 | 65.5668 | 104.212
5041C44511 | 175891 | 10 | 134078 | JARD TRANSFORMER 50VA W/RESET | MARS MOTORS & ARMATURES INC | 5041C44511 | 19.1 | 19.1034 | N | 19.1 | 19.1034 | 19.1034
5059134 | 10510 | 3 | 134565 | W/R PILOT RELITE 24V SPIKE CONNECT | COPELAND COMFORT CONTROL LP | 5059134 | 85.52 | 85.52 | Y | 85.52 | 85.52 | 85.52
50740 | 175891 | 1 | 133727 | INSULATOR | CROWN ENGINEERING CORP | 50740 | 0.88 | 0.88 | N | 0.88 | 0.88 | 0.88
50741 | 175891 | 10 | 133727 | SILICONE BOOT 90 DEG. | CROWN ENGINEERING CORP | 50741 | 1.2 | 1.2005 | N | 1.2 | 1.2005 | 1.2005
507ODC59B | 166553 | 35 | 130035 | Overhead Door Switch SPDT N/C N/O | Mouser Electronics, Inc. | 507ODC59B | 24.5584 | 31.3429 | Y | 24.5584 | 38.61 | 38.61
507ODC59B | 166561 | 5 | 130035 | Overhead Door Switch SPDT N/C N/O | Mouser Electronics, Inc. | 507ODC59B | 24.5584 | 38.61 | Y | 24.5584 | 38.61 | 38.61
508401 | 10510 | 1 | 176747 | Tecumseh condenser 3-row12.125 x 10.015 | TECUMSEH COMPRESSOR CO | 50840-1 | 63.83 | 63.83 | N | 63.83 | 63.83 | 63.83
50A55743 | 10008 | 2 | 134565 | DROP IN DIRECT REPLACEMENT IGNITION CONT | COPELAND COMFORT CONTROL LP | 50A55-743 | 36.31 | 36.305 | N | 36.31 | 36.305 | 36.31
50A55843 | 10008 | 2 | 134565 | 50A55-843 Universal Silicon Carbide | COPELAND COMFORT CONTROL LP | 50A55-843 | 88.818 | 72.39 | N | 88.818 | 88.3036 | 88.818
50A55843 | 10510 | 9 | 134565 | 50A55-843 Universal Silicon Carbide | COPELAND COMFORT CONTROL LP | 50A55-843 | 88.818 | 88.3036 | Y | 88.818 | 88.3036 | 88.818
50A55843 | 175891 | 1 | 134565 | 50A55-843 Universal Silicon Carbide | COPELAND COMFORT CONTROL LP | 50A55-843 | 88.818 | 73.448 | Y | 88.818 | 88.3036 | 88.818
50A65843 | 10510 | 2 | 134565 | White Rodgers Univ HSI ControlGoodman, L | COPELAND COMFORT CONTROL LP | 50A65-843 | 82.3 | 82.3 | Y | 82.3 | 82.3 | 82.3
50A65843 | 175891 | 1 | 134565 | White Rodgers Univ HSI ControlGoodman, L | COPELAND COMFORT CONTROL LP | 50A65-843 | 82.3 | 82.3 | N | 82.3 | 82.3 | 82.3
50A66743 | 10510 | 1 | 134565 | White Rodgers Lennox OEMFurnace Module 8 | COPELAND COMFORT CONTROL LP | 50A66-743 | 91.68 | 87.42 | Y | 91.68 | 87.42 | 91.68
50A66743 | 175891 | 1 | 134565 | White Rodgers Lennox OEMFurnace Module 8 | COPELAND COMFORT CONTROL LP | 50A66-743 | 91.68 | 83.16 | N | 91.68 | 87.42 | 91.68
50D50842 | 175891 | 2 | 134565 | UNIV DIRECT SPARK IGN CONTROL | COPELAND COMFORT CONTROL LP | 50D50842 | 88.749 | 88.749 | N | 88.749 | 88.749 | 88.749
50D50843 | 10008 | 1 | 134565 | 50D50-843 Universal Proven Pilot | COPELAND COMFORT CONTROL LP | 50D50-843 | 91.571 | 74.528 | N | 91.571 | 74.528 | 91.571
50E47843 | 10510 | 12 | 134179 | 50E47-843 Universal Hot Surface | NEUCO INC. | 50E47-843 | 99.022 | 97.0642 | Y | 99.022 | 99.022 | 99.022
50E47843 | 175891 | 1 | 134179 | 50E47-843 Universal Hot Surface | NEUCO INC. | 50E47-843 | 99.022 | 99.022 | Y | 99.022 | 99.022 | 99.022
50GB501 | 10510 | 11 | 177052 | Conbraco gas shutoff ballvalv1 lever han | AALBERTS IPS AMERICAS,INC | 50GB501 | 52.555 | 52.8674 | Y | 52.555 | 52.8674 | 52.8674
50GB601 | 10510 | 3 | 177052 | Conbraco gas shutoff ballvalv1-1/4 lever | AALBERTS IPS AMERICAS,INC | 50GB601 | 70.15 | 66.5967 | Y | 70.15 | 66.5967 | 70.15
50GB601 | 175891 | 3 | 187570 | Conbraco gas shutoff ballvalv1-1/4 lever | (DO NOT USE) CONBRACO INDUSTRIES, INC. | 50GB601 | 70.15 | 62.144 | Y | 70.15 | 66.5967 | 70.15
50GB701 | 10510 | 3 | 177052 | APOLLO 1 1/2 IN BALL VALVE | AALBERTS IPS AMERICAS,INC | 50GB701 | 110.4033 | 117.9944 | Y | 110.4033 | 117.9944 | 117.9944
50M56U843 | 10510 | 2 | 134565 | UNIVERSAL HSI INTEGRATED FURNACE CONTROL | COPELAND COMFORT CONTROL LP | 50M56U-843 | 101.19 | 101.19 | Y | 101.19 | 101.19 | 101.19
50M56U843 | 175891 | 1 | 134565 | UNIVERSAL HSI INTEGRATED FURNACE CONTROL | COPELAND COMFORT CONTROL LP | 50M56U-843 | 101.19 | 78 | Y | 101.19 | 101.19 | 101.19
510 | 166557 | 16 | 168979 | 1/16 PETES PLUG GUAGE ADAPTOR | PACKAGED SYSTEMS INC. | 510 | 16.93 | 16.93 | Y | 16.93 | 16.93 | 16.93
510 | 166560 | 5 | 168979 | 1/16 PETES PLUG GUAGE ADAPTOR | PACKAGED SYSTEMS INC. | 510 | 16.93 | 11.2 | N | 16.93 | 16.93 | 16.93
510 | 166561 | 26 | 168979 | 1/16 PETES PLUG GUAGE ADAPTOR | PACKAGED SYSTEMS INC. | 510 | 16.93 | 16.93 | Y | 16.93 | 16.93 | 16.93
51080 | 10510 | 1 | 176747 | Tecumseh receiver 3 x 7less rotolock #31 | TECUMSEH COMPRESSOR CO | 51080 | 52.28 | 52.28 | Y | 52.28 | 52.28 | 52.28
510811 | 10510 | 1 | 176747 | Tecumseh receiver 5 x 13.6less rotolock | TECUMSEH COMPRESSOR CO | 51081-1 | 96.33 | 96.33 | Y | 96.33 | 96.33 | 96.33
51212 | 173042 | 2 | 134179 | Beckett 51212 electrode | NEUCO INC. | 51212 | 34.55 | 34.55 | N | 34.55 | 34.55 | 34.55
5150107 | 175891 | 1 | 134425 | REPLACEMENT BATTERY | TESTO INC. | 5150107 | 31.5 | 31.5 | N | 31.5 | 31.5 | 31.5
515333 | 10510 | 2 | 176747 | Tecumseh fan blade TFM372(for condensing | TECUMSEH COMPRESSOR CO | 51533-3 | 15.14 | 14.33 | Y | 15.14 | 14.62 | 15.14
515333 | 175891 | 1 | 176747 | Tecumseh fan blade TFM372(for condensing | TECUMSEH COMPRESSOR CO | 51533-3 | 15.14 | 14.62 | N | 15.14 | 14.62 | 15.14
515411 | 10510 | 4 | 176747 | Tecumseh fan blade 11hubless aluminum | TECUMSEH COMPRESSOR CO | 51541-1 | 9.238 | 8.6485 | Y | 9.238 | 8.6485 | 9.238
515411 | 175891 | 1 | 176747 | Tecumseh fan blade 11hubless aluminum | TECUMSEH COMPRESSOR CO | 51541-1 | 9.238 | 6.2 | N | 9.238 | 8.6485 | 9.238
515611 | 10510 | 6 | 176747 | Tecumseh fan blade TFM61(for condensing | TECUMSEH COMPRESSOR CO | 51561-1 | 7.7292 | 7.2683 | Y | 7.7292 | 7.2683 | 7.7292
515611 | 175891 | 1 | 176747 | Tecumseh fan blade TFM61(for condensing | TECUMSEH COMPRESSOR CO | 51561-1 | 7.7292 | 5.265 | N | 7.7292 | 7.2683 | 7.7292
51563 | 10510 | 1 | 176747 | Tecumseh fan blade 125 blade (for conden | TECUMSEH COMPRESSOR CO | 51563 | 15.25 | 15.25 | Y | 15.25 | 15.25 | 15.25
51563 | 175891 | 1 | 176747 | Tecumseh fan blade 125 blade (for conden | TECUMSEH COMPRESSOR CO | 51563 | 15.25 | 13.56 | N | 15.25 | 15.25 | 15.25
515641 | 10510 | 6 | 176747 | Tecumseh fan blade TFM91-92(for condensi | TECUMSEH COMPRESSOR CO | 51564-1 | 5.2778 | 4.6638 | Y | 5.2778 | 4.6638 | 5.2778
515641 | 175891 | 1 | 176747 | Tecumseh fan blade TFM91-92(for condensi | TECUMSEH COMPRESSOR CO | 51564-1 | 5.2778 | 3.421 | N | 5.2778 | 4.6638 | 5.2778
515681 | 10510 | 3 | 176747 | Tecumseh fan blade TFM41for cond unit | TECUMSEH COMPRESSOR CO | 51568-1 | 37.29 | 34.1267 | Y | 37.29 | 34.1267 | 37.29
515681 | 175891 | 1 | 176747 | Tecumseh fan blade TFM41for cond unit | TECUMSEH COMPRESSOR CO | 51568-1 | 37.29 | 24.47 | N | 37.29 | 34.1267 | 37.29
5172-FYL | 175883 | 1 | 134179 | 22-4C STR BCO/AFS W/DRN FLEX | NEUCO INC. | 5172-FYL | 0 | 95 | N | 0 | 95 | 95
52 | 175891 | 1 | 187620 | Parker Gold Label filter-drier1/4 SAE 45 | PARKER HANNIFIN | 52 | 9.274 | 9.274 | N | 9.274 | 9.274 | 9.274
529027-004-D | 175891 | 0 | 133472 | 120v Coil | ASCO L.P. | 529027-004-D* | 72.15 | 79.3 | N | 72.15 | 79.3 | 79.3
529029001-D | 10510 | 1 | 133472 | Asco 15watt 120/60v coil | ASCO L.P. | 529029-001-D | 103.35 | 103.35 | N | 103.35 | 103.35 | 103.35
53 | 10510 | 5 | 187620 | Parker Gold Label filter-drier3/8 SAE 45 | PARKER HANNIFIN | 53 | 8.761 | 8.6284 | N | 8.761 | 8.6284 | 8.761
53 | 175891 | 2 | 187620 | Parker Gold Label filter-drier3/8 SAE 45 | PARKER HANNIFIN | 53 | 8.761 | 8.08 | N | 8.761 | 8.6284 | 8.761
5380002 | 173042 | 1 | 133997 | COMM TEMP CONTROLR | ROBERTSHAW CONTROLS COMPANY | 5380-002 | 80.15 | 80.15 | N | 80.15 | 80.15 | 80.15
541DDBJBAA0080 | 175891 | 1 | 177101 | APOLLO 3/4 X 1 MALE X FEMALE | APOLLO VALVES | 541DDBJBAA0080 | 1092.42 | 1092.42 | N | 1092.42 | 1092.42 | 1092.42
5454FY | 10510 | 1 | 168958 | Anaconda 1-3/8vibration elimwith female | Monti And Associates Inc. | 5454FY | 34.91 | 5.5865 | Y | 34.91 | 34.91 | 34.91
5454FY | 175891 | 3 | 168958 | Anaconda 1-3/8vibration elimwith female | Monti And Associates Inc. | 5454FY | 34.91 | 34.91 | N | 34.91 | 34.91 | 34.91
546012HP | 10008 | 3 | 133798 | 5460 1/2HP DIRECT DRIVE BLOWER MOTOR 11 | EMERSON CLIMATE TECHNOLOGIES | 5460-1/2HP | 39.87 | 39.87 | N | 39.87 | 39.87 | 39.87
55011 | 10510 | 6 | 133727 | SIT-210A TERMINAL SINGLE | CROWN ENGINEERING CORP | 55011 | 2.48 | 2.4769 | N | 2.48 | 2.4769 | 2.48
55021 | 10510 | 65 | 133727 | Crown male rajah connector(ignition) | CROWN ENGINEERING CORP | 55021 | 1.77 | 1.7229 | Y | 1.77 | 1.7229 | 1.77
55021 | 175891 | 6 | 133727 | Crown male rajah connector(ignition) | CROWN ENGINEERING CORP | 55021 | 1.77 | 1.668 | Y | 1.77 | 1.7229 | 1.77
550SV | 10008 | 2 | 133957 | Water Cut Off | MCCOY SALES LLC. | 550SV | 176.85 | 184.5 | Y | 176.85 | 184.5 | 184.5
55211 | 10510 | 79 | 133727 | 90 INSULATED CONNECTOR | CROWN ENGINEERING CORP | 55211 | 2.9105 | 2.8303 | Y | 2.9105 | 2.8303 | 2.9105
55211 | 175891 | 10 | 133727 | 90 INSULATED CONNECTOR | CROWN ENGINEERING CORP | 55211 | 2.9105 | 2.8303 | Y | 2.9105 | 2.8303 | 2.9105
55221 | 10510 | 116 | 133727 | RAJAH CONNECTOR, 55221-10 | CROWN ENGINEERING CORP | 55221 | 1.83 | 1.8271 | Y | 1.83 | 1.8271 | 1.83
55221 | 166553 | 3 | 134393 | RAJAH CONNECTOR, 55221-10 | STROMQUIST & COMPANY, INC. | 55221 | 1.83 | 0 | N | 1.83 | 1.8271 | 1.83
55231 | 10510 | 122 | 133727 | SIT-212E TERMINAL | CROWN ENGINEERING CORP | 55231 | 2.39 | 2.3873 | Y | 2.39 | 2.3873 | 2.39
55231 | 175891 | 25 | 133727 | SIT-212E TERMINAL | CROWN ENGINEERING CORP | 55231 | 2.39 | 2.3873 | Y | 2.39 | 2.3873 | 2.39
5523110 | 173042 | 2 | 133727 | STRAIGHT RAJA CONN INSULATED 10 pk> | CROWN ENGINEERING CORP | 55231-10 | 25.4 | 25.4 | N | 25.4 | 25.5068 | 25.5068
5523110 | 175891 | 3 | 133727 | STRAIGHT RAJA CONN INSULATED 10 pk> | CROWN ENGINEERING CORP | 55231-10 | 25.4 | 25.5068 | Y | 25.4 | 25.5068 | 25.5068
553281200054 | 166561 | 0 | 133383 | Finder socket relay DPDT 10A, 120V AC | RS AMERICAS INC. | 55.32.8.120.0054 | 12.56 | 0 | N | 12.56 | 0 | 12.56
554004 | 175891 | 3 | 134425 | Testo filter insert forTesto 325 | TESTO INC. | 554.004 | 29.58 | 28.6 | N | 29.58 | 28.6 | 29.58
5540040 | 173042 | 1 | 134425 | 0554.0040 | TESTO INC. | 5540040 | 26.6 | 26.6 | N | 26.6 | 26.6 | 26.6
5540568 | 175891 | 1 | 134425 | Testo spare printer paperfor IR printer | TESTO INC. | 0554 0568 | 27.43 | 26.65 | N | 27.43 | 26.65 | 27.43
5541202 | 175891 | 1 | 134425 | TESTO PROBE EXTENTION | TESTO INC. | 5541202 | 196.135 | 196.135 | N | 196.135 | 196.135 | 196.135
5543385 | 10510 | 8 | 134425 | Testo 330-1 particle filterspare (10 per | TESTO INC. | 0554 3385 | 24.774 | 24.5469 | N | 24.774 | 25.35 | 25.35
5543385 | 173042 | 3 | 134425 | Testo 330-1 particle filterspare (10 per | TESTO INC. | 0554 3385 | 24.774 | 25.35 | Y | 24.774 | 25.35 | 25.35
5543385 | 175891 | 1 | 134425 | Testo 330-1 particle filterspare (10 per | TESTO INC. | 0554 3385 | 24.774 | 16.9 | N | 24.774 | 25.35 | 25.35
55561 | 166553 | 2 | 168933 | Camo Knife holder, up to 4.5" | Klein Tools, Inc. | 55561 | 13.64 | 11 | Y | 13.64 | 13.64 | 13.64
55561 | 166559 | 1 | 168933 | Camo Knife holder, up to 4.5" | Klein Tools, Inc. | 55561 | 13.64 | 13.64 | N | 13.64 | 13.64 | 13.64
55VD28 | 166561 | 1 | 134573 | Axial Fan, 115V AC, 28 cfm cfm, 3 1/8 in | ZORO TOOLS, INC. | 55VD28 | 18.39 | 18.39 | N | 18.39 | 18.39 | 18.39
56.32.8.024.0040 | 175883 | 2 | 193711 | ind. Plug-in Relay, Dpdt 12a, 24v Ac Coi | Finder | 56.32.8.024.0040 | 0 | 6.6 | N | 0 | 6.6 | 6.6
56.32.8.120.0040 | 175883 | 24 | 193711 | ind. Plug-in Relay, Dpdt 12a, 120v Ac Co | Finder | 56.32.8.120.0040 | 0 | 6.6 | N | 0 | 6.6 | 6.6
56.32.9.012.0040 | 175883 | 10 | 193711 | ind. Plug-in Relay, Dpdt 12a, 12v Dc Coi | Finder | 56.32.9.012.0040 | 0 | 6.6 | N | 0 | 6.6 | 6.6
5606060 | 175891 | 1 | 134425 | TESTO 606-1 MOISTURE METER | TESTO INC. | 5606060 | 87.5 | 87.5 | N | 87.5 | 87.5 | 87.5
56074 | 166559 | 0 | 168933 | Slim LED Pkt Flashlight with GRN laser | Klein Tools, Inc. | 56074 | 34.98 | 34.98 | N | 34.98 | 34.98 | 34.98
56118 | 166559 | 1 | 168933 | Wirespanner carry case | Klein Tools, Inc. | 56118 | 25.8024 | 24.81 | N | 25.8024 | 24.81 | 25.8024
56401 | 166559 | 1 | 168933 | Fish Rod carrying Bag, 4' - 6' length | Klein Tools, Inc. | 56401 | 28.0904 | 27.01 | N | 28.0904 | 27.01 | 28.0904
56417 | 166559 | 1 | 168933 | Rechargeable Dual Beam LED Work Light | Klein Tools, Inc. | 56417 | 0 | 69.99 | N | 69.99 | 69.99 | 69.99
56417 | 166561 | 3 | 168933 | Rechargeable Dual Beam LED Work Light | Klein Tools, Inc. | 56417 | 69.99 | 69.99 | N | 69.99 | 69.99 | 69.99
5750400556 | 10008 | 38 | 134546 | 57.504.0055.6 LT BLUE DIN | WIELAND ELECTRIC INC. | 57.504.0055.6 | 0.7863 | 0.7863 | N | 0.7863 | 0.7863 | 0.7863
5804 | 166553 | 3 | 168974 | 5804 ELECTRIC DRAIN 1/2" NPT 115V | PENNINGTON & ASSOCIATES | 5804 | 86.4 | 86.4 | Y | 86.4 | 86.4 | 86.4
5804 | 166557 | 4 | 168974 | 5804 ELECTRIC DRAIN 1/2" NPT 115V | PENNINGTON & ASSOCIATES | 5804 | 86.4 | 86.4 | N | 86.4 | 86.4 | 86.4
5804 | 166559 | 2 | 168974 | 5804 ELECTRIC DRAIN 1/2" NPT 115V | PENNINGTON & ASSOCIATES | 5804 | 86.4 | 86.4 | N | 86.4 | 86.4 | 86.4
5822 | 175891 | 1 | 134078 | $$Mars 16 watt CCW 230V motor(unit beari | MARS MOTORS & ARMATURES INC | 5822 | 16.56 | 16.56 | N | 16.56 | 16.56 | 16.56
583000 | 10510 | 1 | 187611 | Mueller Nipple Pack 1/2black pipe | MUELLER STREAMLINE CO. | 583-000 | 67.93 | 55.2765 | Y | 67.93 | 55.2765 | 67.93
584000 | 10510 | 1 | 187611 | Mueller Nipple Pack 3/4black pipe | MUELLER STREAMLINE CO. | 584-000 | 82.63 | 67.2375 | Y | 82.63 | 67.2375 | 82.63
585000 | 10510 | 1 | 187611 | Mueller Nipple Pack 1black pipie | MUELLER STREAMLINE CO. | 585-000 | 76.898 | 76.898 | Y | 76.898 | 76.898 | 76.898
585000 | 175891 | 1 | 187611 | Mueller Nipple Pack 1black pipie | MUELLER STREAMLINE CO. | 585-000 | 76.898 | 69.907 | N | 76.898 | 76.898 | 76.898
587102 | 173042 | 3 | 134065 | Talon Room Temperature Sensor w/Occupanc | SIEMENS INDUSTRY, INC. | 587102 | 0.02 | 0.02 | N | 0.02 | 0.02 | 0.02
58RL12 | 10510 | 12 | 133727 | Crown 5/8 x 12 Red Linegauge glass | CROWN ENGINEERING CORP | 58RL12 | 13.2192 | 11.881 | Y | 13.2192 | 12.2746 | 13.2192
58RL12 | 175891 | 17 | 133727 | Crown 5/8 x 12 Red Linegauge glass | CROWN ENGINEERING CORP | 58RL12 | 13.2192 | 12.2746 | Y | 13.2192 | 12.2746 | 13.2192
58RL20 | 10510 | 25 | 133727 | Crown 5/8 x 20 Red Linegauge glass | CROWN ENGINEERING CORP | 58RL20 | 21.3025 | 18.3283 | Y | 21.3025 | 21.3025 | 21.3025
58RL20 | 175891 | 4 | 133727 | Crown 5/8 x 20 Red Linegauge glass | CROWN ENGINEERING CORP | 58RL20 | 21.3025 | 21.3025 | Y | 21.3025 | 21.3025 | 21.3025
58RL2412 | 175891 | 15 | 133727 | 5/8 X 24 RED LINE SIGHT GLASS | CROWN ENGINEERING CORP | 58RL-24-12 | 31.08 | 32.63 | Y | 31.08 | 32.63 | 32.63
58RL36 | 10510 | 18 | 133727 | Crown 5/8 x 36 Red Linegauge glass | CROWN ENGINEERING CORP | 58RL36 | 38.8763 | 38.6614 | Y | 38.8763 | 38.6614 | 38.8763
58RL48 | 175891 | 3 | 133727 | 5/8 X 48 RED LINE GAUGE GLASS | CROWN ENGINEERING CORP | 58RL48 | 53.11 | 53.11 | N | 53.11 | 53.11 | 53.11
58RLHW12 | 175891 | 14 | 134179 | 5/8 X 12 Heavy Wall Rl Gg | NEUCO INC. | 58RLHW12 | 2.132 | 31.02 | Y | 2.132 | 31.02 | 31.02
58RLHW36 | 175891 | 9 | 133727 | 5/8X36 HEAVY WALL REDLINE GAGE GLASS | CROWN ENGINEERING CORP | 58RLHW36 | 54.32 | 54.32 | N | 54.32 | 54.32 | 54.32
58X1314 | 175891 | 6 | 177101 | STD GAUGE GLASS CUT TO 13.25 5/8 OD | APOLLO VALVES | 58X1314 | 6.9392 | 6.9392 | N | 6.9392 | 6.9392 | 6.9392
58X1414 | 175891 | 4 | 177101 | STD GAGE GLASS | APOLLO VALVES | 58X1414 | 7.2991 | 7.2991 | Y | 7.2991 | 7.2991 | 7.2991
5900101 | 10510 | 6 | 177052 | Conbraco 1/4 strainer SSbronze FNPT thre | AALBERTS IPS AMERICAS,INC | 59-001-01 | 30.72 | 28.1123 | Y | 30.72 | 28.1123 | 30.72
5900201 | 10510 | 5 | 177052 | Conbraco 3/8 strainer SSbronze FNPT thre | AALBERTS IPS AMERICAS,INC | 59-002-01 | 24.702 | 23.7224 | Y | 24.702 | 23.7224 | 24.702
5900301 | 166561 | 7 | 134393 | 1/2" Y Strainer Combraco | STROMQUIST & COMPANY, INC. | 5900301 | 24.73 | 24.73 | N | 24.73 | 24.73 | 24.73
5A0000126A2517 | 175891 | 1 | 168885 | S5A,2SPDT,STATUS MONITOR, Resin Body | Bray Commercial Division | 5A0000-126A2517 | 95 | 95 | N | 95 | 95 | 95
5A040075304536 | 166561 | 0 | 168885 | S70 DOME W/SHADE | Bray Commercial Division | 5A0400-75304536 | 0 | 0 | N | 0 | 0 | 0
5AMP GLASS FUSES | 175883 | 15 | 134179 | 5x20mm 5A Fast-Blow Glass Fuses (Pa | NEUCO INC. | 5AMP GLASS FUSES | 0 | 0.0577 | N | 0 | 0.0577 | 0.0577
5AS220180F | 175890 | 10 | 134583 | WEISS INDUSTRIAL THERMOMETER | MILJOCO-WEISS LLC | 5AS220180F | 16.5 | 16.5 | N | 16.5 | 16.5 | 16.5
5VBM420120F | 166553 | 3 | 134583 | 5"rd variangle bimetal 4"insert -20/120F | MILJOCO-WEISS LLC | 5VBM4-20/120F | 65.535 | 65.535 | Y | 65.535 | 65.535 | 65.535
5VBM6120 | 166553 | 1 | 134583 | 5" Vari-angle, BM, -20-120, 6" Stem | MILJOCO-WEISS LLC | 5VBM6120 | 53.5 | 53.5 | N | 53.5 | 53.5 | 53.5
60-7658-04 | 10510 | 3 | 187600 | Lau 1/2 steel hubfor fan blades | LAU/CONAIRE DIVISION | 60-7658-04 | 4.167 | 4.167 | Y | 4.167 | 4.167 | 4.167
600129 | 10510 | 1 | 187612 | HOFFMAN 55FT 3/4IN SERVICE PK | BERNARD J. MULCAHY CO.,INC. | 600129 | 330.6 | 110.4 | Y | 330.6 | 244.51 | 330.6
600129 | 175891 | 4 | 176752 | HOFFMAN 55FT 3/4IN SERVICE PK | HYDRO-FLO PRODUCTS INC | 600129 | 330.6 | 244.51 | Y | 330.6 | 244.51 | 330.6
6009542 | 10510 | 1 | 134425 | Testo 12 flue gas probewith 5' hose | TESTO INC. | 600.9542 | 214.23 | 214.23 | N | 214.23 | 214.23 | 214.23
60098 | 10510 | 4 | 187628 | Yellow Jacket wheel for tubecutter 60101 | CGNA/RITCHIE ENG.CO.INC. | 60098 | 6.62 | 6.62 | Y | 6.62 | 6.62 | 6.62
60098 | 175891 | 1 | 187628 | Yellow Jacket wheel for tubecutter 60101 | CGNA/RITCHIE ENG.CO.INC. | 60098 | 6.62 | 4.27 | N | 6.62 | 6.62 | 6.62
600A6C | 10510 | 1 | 187637 | Superior Valve packed anglevalve 3/8 NPT | SHERWOOD HARSCO | 600A-6C | 14.31 | 14.31 | N | 14.31 | 14.31 | 14.31
600CB4502LA200 | 10008 | 2 | 133482 | 600CB4502LA200 PRESSURE GAUGE | H. O. TRERICE COMPANY | 600CB4502LA200 | 22.45 | 22.45 | N | 22.45 | 22.45 | 22.45
600CB4514LCONN0160PSIPRESSGAUGE | 175888 | 2 | 133482 | TRERICE 0-160 PSI GAUGE | H. O. TRERICE COMPANY | 600CB4514LCONN0160PSIPRESSGAUGE | 16.68 | 16.68 | N | 16.68 | 16.68 | 16.68
60102 | 10510 | 3 | 187628 | Yellow Jacket tubing cutter1/4 to 1-5/8 | CGNA/RITCHIE ENG.CO.INC. | 60102 | 39.76 | 40.2933 | Y | 39.76 | 40.2933 | 40.2933
60102 | 175891 | 1 | 187628 | Yellow Jacket tubing cutter1/4 to 1-5/8 | CGNA/RITCHIE ENG.CO.INC. | 60102 | 39.76 | 39.13 | Y | 39.76 | 40.2933 | 40.2933
6010GFM01AM0145 | 175891 | 1 | 134179 | 145psi steam prv | NEUCO INC. | 6010GFM01AM0145 | 321.91 | 321.91 | N | 321.91 | 321.91 | 321.91
6010HGM01AAM0150 | 175891 | 1 | 134179 | 1.5"X2" 150# STEAM 6603 | NEUCO INC. | 6010HGM01AAM0150 | 386.16 | 386.16 | N | 386.16 | 386.16 | 386.16
60111 | 10510 | 4 | 187628 | Yellow Jacket wheel forImperial 75015 | CGNA/RITCHIE ENG.CO.INC. | 60111 | 6.99 | 5.225 | Y | 6.99 | 5.25 | 6.99
60111 | 175891 | 2 | 187628 | Yellow Jacket wheel forImperial 75015 | CGNA/RITCHIE ENG.CO.INC. | 60111 | 6.99 | 5.25 | Y | 6.99 | 5.25 | 6.99
60112 | 10510 | 1 | 187628 | Yellow Jacket cutting wheelsame as Imper | CGNA/RITCHIE ENG.CO.INC. | 60112 | 5.81 | 5.81 | Y | 5.81 | 5.81 | 5.81
60120 | 10510 | 4 | 187628 | Yellow Jacket wheel for tubecutter 60121 | CGNA/RITCHIE ENG.CO.INC. | 60120 | 6.06 | 5.5752 | Y | 6.06 | 5.5752 | 6.06
60121 | 10510 | 2 | 187628 | Yellow Jacket mini tubingcutter 1/8-7/8 | CGNA/RITCHIE ENG.CO.INC. | 60121 | 15.94 | 15.9368 | Y | 15.94 | 16.26 | 16.26
60121 | 175891 | 4 | 187628 | Yellow Jacket mini tubingcutter 1/8-7/8 | CGNA/RITCHIE ENG.CO.INC. | 60121 | 15.94 | 16.26 | Y | 15.94 | 16.26 | 16.26
601270 | 175891 | 1 | 176752 | COVER GASKET 1-1/2 | HYDRO-FLO PRODUCTS INC | 601270 | 32.4 | 22.4204 | N | 32.4 | 22.4204 | 32.4
60128040000 | 166561 | 3 | 133383 | General Purpose Relay, DPDT 10A, 24V AC | RS AMERICAS INC. | 60128040000 | 21.14 | 21.14 | N | 21.14 | 21.14 | 21.14
60142 | 10510 | 4 | 187628 | Yellow Jacket tubing cutter3/8-1 1/8 | CGNA/RITCHIE ENG.CO.INC. | 60142 | 38.72 | 39.1659 | Y | 38.72 | 39.1659 | 39.1659
60142 | 175891 | 2 | 187628 | Yellow Jacket tubing cutter3/8-1 1/8 | CGNA/RITCHIE ENG.CO.INC. | 60142 | 38.72 | 30.027 | Y | 38.72 | 39.1659 | 39.1659
6014A | 10510 | 4 | 133602 | Belimo Gas Monitor NO2 SPDT2-10VDC or 4- | BELIMO AIRCONTROLS (USA), INC | 6014-A | 365.26 | 347.935 | Y | 365.26 | 347.935 | 365.26
60160 | 10510 | 2 | 187628 | Yellow Jacket tubing cutter 1/8 - 5/8" | CGNA/RITCHIE ENG.CO.INC. | CRW-60160 | 17.09 | 13.4667 | Y | 17.09 | 13.4667 | 17.09
60160 | 175891 | 4 | 187628 | Yellow Jacket tubing cutter 1/8 - 5/8" | CGNA/RITCHIE ENG.CO.INC. | CRW-60160 | 17.09 | 12.81 | Y | 17.09 | 13.4667 | 17.09
60163 | 10510 | 5 | 187628 | Yellow Jacket deburring tool w/ 2 blade | CGNA/RITCHIE ENG.CO.INC. | 60163 | 28.71 | 28.631 | Y | 28.71 | 29.1533 | 29.1533
60163 | 175891 | 3 | 187628 | Yellow Jacket deburring tool w/ 2 blade | CGNA/RITCHIE ENG.CO.INC. | 60163 | 28.71 | 29.1533 | Y | 28.71 | 29.1533 | 29.1533
60164 | 10510 | 8 | 187628 | Yellow Jacket deburring bladereplacement | CGNA/RITCHIE ENG.CO.INC. | 60164 | 10.44 | 8.3916 | Y | 10.44 | 8.419 | 10.44
60164 | 175891 | 1 | 187628 | Yellow Jacket deburring bladereplacement | CGNA/RITCHIE ENG.CO.INC. | 60164 | 10.44 | 8.419 | Y | 10.44 | 8.419 | 10.44
60270 | 10510 | 1 | 187628 | Yellow Jacket sliding blockflare/burnish | CGNA/RITCHIE ENG.CO.INC. | 60270 | 0 | 73.77 | Y | 0 | 73.77 | 73.77
60290 | 10510 | 1 | 187628 | Yellow Jacket flaring tool5/8-1 1/8 | CGNA/RITCHIE ENG.CO.INC. | 60290 | 86.94 | 86.94 | Y | 86.94 | 86.94 | 86.94
60390 | 10510 | 3 | 187628 | Yellow Jacket multi tube bendtube bender | CGNA/RITCHIE ENG.CO.INC. | 60390 | 23.889 | 25.3232 | Y | 23.889 | 25.3232 | 25.3232
604003 | 175891 | 2 | 176752 | HOFFMAN COVER ASSY | HYDRO-FLO PRODUCTS INC | 604003 | 402 | 156.42 | N | 402 | 156.42 | 402
604011 | 175891 | 3 | 176752 | SERVICE KIT FOR HOFFMAN FT015C 1 1/2 STE | HYDRO-FLO PRODUCTS INC | 604011 | 599.4 | 238.9078 | N | 599.4 | 238.9078 | 599.4
60407TUBINGEXPSWAGER | 175891 | 2 | 187628 | Yellow Jacket 60407 Tubing Expander/Swag | CGNA/RITCHIE ENG.CO.INC. | 60407 TUBING EXP-SWAGER | 321.4 | 295.05 | Y | 321.4 | 295.05 | 321.4
60440 | 10510 | 7 | 187628 | Yellow Jacket flare swagingkit 3/16 - 3/ | CGNA/RITCHIE ENG.CO.INC. | 60440 | 139.51 | 139.51 | Y | 139.51 | 139.51 | 139.51
60475 | 10510 | 2 | 187628 | Yellow Jacket swaging kit1/4-5/8 | CGNA/RITCHIE ENG.CO.INC. | 60475 | 33.78 | 32.101 | Y | 33.78 | 32.101 | 33.78
60558201 | 10510 | 2 | 187600 | Lau 18 27 deg CCW fan blade4-blade | LAU/CONAIRE DIVISION | 60-5582-01 | 22.94 | 22.94 | N | 22.94 | 22.94 | 22.94
60558801 | 10510 | 1 | 187600 | $Lau 20 27 deg CCW fan blade4-blade | LAU/CONAIRE DIVISION | 60-5588-01 | 15.5 | 15.5 | N | 15.5 | 15.5 | 15.5
60559701 | 10510 | 1 | 187600 | Lau 24 27 deg CW fan blade4-blade | LAU/CONAIRE DIVISION | 60-5597-01 | 27.738 | 27.738 | Y | 27.738 | 27.738 | 27.738
60559801 | 10510 | 1 | 187600 | Lau 24 27 deg CCW fan blade4-blade | LAU/CONAIRE DIVISION | 60-5598-01 | 32.72 | 32.72 | Y | 32.72 | 32.72 | 32.72
60590 | 175891 | 2 | 187628 | FAN BLADE PULLER | CGNA/RITCHIE ENG.CO.INC. | 60590 | 78.66 | 80.23 | Y | 78.66 | 80.23 | 80.23
60607J | 166561 | 1 | 168903 | Class J 600V Fuse Blocks | FUSECO, INC. | 60607J | 47.4032 | 45.58 | N | 47.4032 | 45.58 | 47.4032
60613 | 10510 | 88 | 187628 | Yellow Jacket ratchet wrench(refrigerati | CGNA/RITCHIE ENG.CO.INC. | 60613 | 10.2 | 10.0045 | Y | 10.2 | 10.0045 | 10.2
60613 | 175891 | 2 | 187628 | Yellow Jacket ratchet wrench(refrigerati | CGNA/RITCHIE ENG.CO.INC. | 60613 | 10.2 | 7.244 | N | 10.2 | 10.0045 | 10.2
60615 | 10510 | 26 | 187628 | Yellow Jacket 3/8 x 1/2 square | CGNA/RITCHIE ENG.CO.INC. | 60615 | 20.14 | 20.0787 | Y | 20.14 | 20.13 | 20.14
60615 | 175891 | 2 | 187628 | Yellow Jacket 3/8 x 1/2 square | CGNA/RITCHIE ENG.CO.INC. | 60615 | 20.14 | 20.13 | Y | 20.14 | 20.13 | 20.14
60633 | 175891 | 2 | 187628 | Knuckle Saver Hex Wrench 1/4", 5/16" | CGNA/RITCHIE ENG.CO.INC. | 60633 | 2 | 10.7 | Y | 2 | 10.7 | 10.7
60665 | 10510 | 4 | 187628 | Yellow Jacket pinch-off tool(for copper | CGNA/RITCHIE ENG.CO.INC. | 60665 | 16.303 | 16.303 | Y | 16.303 | 16.303 | 16.303
607 | 166553 | 14 | 169056 | 607H 1/2IN DAMPER SHAFT CPLNG | W.L.Lashley | 607 | 10.9039 | 10.26 | Y | 10.9039 | 10.6601 | 10.9039
607 | 166557 | 30 | 169056 | 607H 1/2IN DAMPER SHAFT CPLNG | W.L.Lashley | 607 | 10.9039 | 10.26 | Y | 10.9039 | 10.6601 | 10.9039
607 | 166559 | 80 | 169056 | 607H 1/2IN DAMPER SHAFT CPLNG | W.L.Lashley | 607 | 10.9039 | 10.6601 | Y | 10.9039 | 10.6601 | 10.9039
607 | 166560 | 3 | 169056 | 607H 1/2IN DAMPER SHAFT CPLNG | W.L.Lashley | 607 | 10.9039 | 6.1334 | Y | 10.9039 | 10.6601 | 10.9039
607 | 166561 | 6 | 169056 | 607H 1/2IN DAMPER SHAFT CPLNG | W.L.Lashley | 607 | 10.9039 | 10.26 | Y | 10.9039 | 10.6601 | 10.9039
60718201 | 10510 | 3 | 187600 | Lau 12 23 deg CCW fan blade4-blade | LAU/CONAIRE DIVISION | 60-7182-01 | 9.208 | 9.208 | Y | 9.208 | 9.208 | 9.208
60719301 | 10510 | 1 | 187600 | Lau 16 23 deg CW fan blade4-blade | LAU/CONAIRE DIVISION | 60-7193-01 | 15.493 | 15.493 | Y | 15.493 | 15.493 | 15.493
60760501 | 10510 | 3 | 187600 | Lau 16 33 deg CW fan blade4-blade | LAU/CONAIRE DIVISION | 60-7605-01 | 14.245 | 14.245 | Y | 14.245 | 14.245 | 14.245
60C2 | 10510 | 71 | 134219 | Parker 1/8 compression sleeveferrule | PARKER HANNIFIN | 60C2 | 0.047 | 0.046079 | Y | 0.047 | 0.046079 | 0.047
60C2 | 175891 | 6 | 134219 | Parker 1/8 compression sleeveferrule | PARKER HANNIFIN | 60C2 | 0.047 | 0.04 | Y | 0.047 | 0.046079 | 0.047
60C3 | 10510 | 33 | 134219 | PART | PARKER HANNIFIN | 60C3 | 0.148 | 0.1462 | Y | 0.148 | 0.148 | 0.148
60C3 | 175891 | 10 | 134219 | PART | PARKER HANNIFIN | 60C3 | 0.148 | 0.148 | Y | 0.148 | 0.148 | 0.148
60C5 | 10510 | 40 | 134219 | Parker 5/16 compressn sleeveferrule | PARKER HANNIFIN | 60C5 | 0.19 | 0.1721 | Y | 0.19 | 0.1721 | 0.19
60C5 | 175891 | 2 | 134219 | Parker 5/16 compressn sleeveferrule | PARKER HANNIFIN | 60C5 | 0.19 | 0.03 | N | 0.19 | 0.1721 | 0.19
61035 | 10510 | 24 | 134030 | 61035 STAY SILV 15 SIL FOS | THE HARRIS PRODUCTS GROUP | 61035 | 109.4333 | 115.5744 | Y | 109.4333 | 115.5744 | 115.5744
61035 | 175891 | 1 | 134030 | 61035 STAY SILV 15 SIL FOS | THE HARRIS PRODUCTS GROUP | 61035 | 109.4333 | 63.4918 | Y | 109.4333 | 115.5744 | 115.5744
61039 | 10510 | 8 | 134030 | Harris Stay-Silv 15 solder1/8 x 20 7-sti | THE HARRIS PRODUCTS GROUP | 61039 | 15.988 | 15.9691 | Y | 15.988 | 15.9691 | 15.988
6110101 | 175891 | 2 | 177101 | 1/4IN BALL CONE VALVE | APOLLO VALVES | 6110101 | 26.22 | 26.2248 | N | 26.22 | 26.2248 | 26.2248
6110501 | 175891 | 6 | 177101 | 1IN BALL CONE VALVE | APOLLO VALVES | 6110501 | 41.1695 | 41.1695 | N | 41.1695 | 41.1695 | 41.1695
61158 | 10510 | 9 | 187628 | Yellow Jacket FinFix combsset of 6 size | CGNA/RITCHIE ENG.CO.INC. | 61158 | 13.87 | 13.8437 | Y | 13.87 | 13.8437 | 13.87
61171 | 10510 | 8 | 187628 | Yellow Jacket 6 in 1 fin combstraightene | CGNA/RITCHIE ENG.CO.INC. | 61171 | 9.541 | 9.2408 | Y | 9.541 | 10.9445 | 10.9445
61171 | 175891 | 4 | 187628 | Yellow Jacket 6 in 1 fin combstraightene | CGNA/RITCHIE ENG.CO.INC. | 61171 | 9.541 | 10.9445 | Y | 9.541 | 10.9445 | 10.9445
613 | 10510 | 2 | 187568 | Check-it super heat set-100-500F | CHECK-IT ELECTRONICS | 613 | 136.22 | 136.215 | N | 136.22 | 136.215 | 136.22
6132 | 175891 | 3 | 134078 | 6132 SUPER BLACK ELECTRICAL TAPE | MARS MOTORS & ARMATURES INC | 6132 | 7.02 | 6.58 | N | 7.02 | 6.58 | 7.02
61345 | 10510 | 86 | 134078 | MARS 2P 30A 24V QC & SC TERM | MARS MOTORS & ARMATURES INC | 61345 | 11.1832 | 13.5327 | Y | 11.1832 | 13.5327 | 13.5327
61345 | 175891 | 3 | 134078 | MARS 2P 30A 24V QC & SC TERM | MARS MOTORS & ARMATURES INC | 61345 | 11.1832 | 11.1596 | Y | 11.1832 | 13.5327 | 13.5327
61346 | 10510 | 62 | 134078 | Mars contactor 2-pole30 amp 120V | MARS MOTORS & ARMATURES INC | 61346 | 10.3264 | 10.2333 | Y | 10.3264 | 10.2333 | 10.3264
61347 | 10510 | 20 | 134078 | Mars contactor 2-pole30 amp 208/240V | MARS MOTORS & ARMATURES INC | 61347 | 10.3706 | 10.1216 | Y | 10.3706 | 10.1216 | 10.3706
61347 | 175891 | 1 | 134078 | Mars contactor 2-pole30 amp 208/240V | MARS MOTORS & ARMATURES INC | 61347 | 10.3706 | 9.321 | Y | 10.3706 | 10.1216 | 10.3706
61348 | 10510 | 5 | 134078 | 2P-30AMP 277VAC COIL | MARS MOTORS & ARMATURES INC | 61348 | 10.16 | 9.7532 | Y | 10.16 | 11.3946 | 11.3946
61348 | 10770 | 2 | 134078 | 2P-30AMP 277VAC COIL | MARS MOTORS & ARMATURES INC | 61348 | 10.16 | 10.16 | N | 10.16 | 11.3946 | 11.3946
61348 | 166553 | 5 | 134078 | 2P-30AMP 277VAC COIL | MARS MOTORS & ARMATURES INC | 61348 | 10.16 | 10.4737 | Y | 10.16 | 11.3946 | 11.3946
61348 | 166557 | 10 | 134078 | 2P-30AMP 277VAC COIL | MARS MOTORS & ARMATURES INC | 61348 | 10.16 | 9.4435 | Y | 10.16 | 11.3946 | 11.3946
61348 | 166559 | 5 | 134078 | 2P-30AMP 277VAC COIL | MARS MOTORS & ARMATURES INC | 61348 | 10.16 | 11.3946 | Y | 10.16 | 11.3946 | 11.3946
61348 | 166561 | 3 | 134078 | 2P-30AMP 277VAC COIL | MARS MOTORS & ARMATURES INC | 61348 | 10.16 | 10.514 | Y | 10.16 | 11.3946 | 11.3946
61348 | 175883 | 1 | 134078 | 2P-30AMP 277VAC COIL | MARS MOTORS & ARMATURES INC | 61348 | 10.16 | 9.862 | N | 10.16 | 11.3946 | 11.3946
61348 | 175891 | 1 | 134078 | 2P-30AMP 277VAC COIL | MARS MOTORS & ARMATURES INC | 61348 | 10.16 | 6.638 | N | 10.16 | 11.3946 | 11.3946
614220 | 10510 | 7 | 187569 | Cooper 2 vapor thermometer-40 to 60F | COPELAND COLD CHAIN LP dba COOPER-ATKINS | 6142-20 | 19.55 | 19.55 | Y | 19.55 | 19.55 | 19.55
61427 | 10510 | 2 | 134078 | Mars contactor 2-pole30 amp 240V | MARS MOTORS & ARMATURES INC | 61427 | 15.919 | 15.919 | Y | 15.919 | 15.919 | 15.919
61430 | 10510 | 40 | 134078 | 24V 30A 3POLE DP CONTACTOR | MARS MOTORS & ARMATURES INC | 61430 | 28.1022 | 27.2921 | Y | 28.1022 | 27.2921 | 28.1022
61431 | 10510 | 60 | 134078 | MARS CONTACTOR | MARS MOTORS & ARMATURES INC | 61431 | 22.2094 | 22.1868 | Y | 22.2094 | 22.1868 | 22.2094
61431 | 175891 | 4 | 176839 | MARS CONTACTOR | MIDLAND ELECTRIC SUPPLY INC | 61431 | 22.2094 | 20.53 | Y | 22.2094 | 22.1868 | 22.2094
61432 | 10510 | 14 | 134078 | 3 pole 30 amp 208/240V contactor | MARS MOTORS & ARMATURES INC | 61432 | 25.22 | 22.9532 | Y | 25.22 | 22.9532 | 25.22
61445 | 10510 | 60 | 134078 | MARS CONTACTOR | MARS MOTORS & ARMATURES INC | 61445 | 27.8805 | 35.4664 | Y | 27.8805 | 35.4664 | 35.4664
61446 | 10510 | 48 | 134078 | MARS 120V CONTACTOR | MARS MOTORS & ARMATURES INC | 61446 | 24.29 | 24.1998 | Y | 24.29 | 24.1998 | 24.29
61446 | 175891 | 1 | 176839 | MARS 120V CONTACTOR | MIDLAND ELECTRIC SUPPLY INC | 61446 | 24.29 | 23.172 | N | 24.29 | 24.1998 | 24.29
61447 | 10510 | 11 | 187605 | Mars contactor 3-pole40 amp 208/240V | CGNA/MOTOR & ARMATURES, INC. | 61447 | 22.011 | 21.9942 | Y | 22.011 | 21.9942 | 22.011
61448 | 10770 | 6 | 133358 | MARS# 61448 3P 40A 277V coil | ADEMCO, INC. (Resideo) | 61448 | 33.8 | 32.5 | Y | 33.8 | 32.5 | 33.8
61448 | 166557 | 7 | 133358 | MARS# 61448 3P 40A 277V coil | ADEMCO, INC. (Resideo) | 61448 | 33.8 | 30.4878 | N | 33.8 | 32.5 | 33.8
61448 | 166561 | 3 | 133358 | MARS# 61448 3P 40A 277V coil | ADEMCO, INC. (Resideo) | 61448 | 33.8 | 26.2835 | N | 33.8 | 32.5 | 33.8
61448 | 175883 | 4 | 133358 | MARS# 61448 3P 40A 277V coil | ADEMCO, INC. (Resideo) | 61448 | 33.8 | 28.4834 | N | 33.8 | 32.5 | 33.8
61460 | 10510 | 8 | 134179 | 24V 50A 3Pole DP Contactor | NEUCO INC. | 61460 | 92.5711 | 61.3866 | Y | 92.5711 | 100.869 | 100.869
61460 | 166557 | 4 | 134179 | 24V 50A 3Pole DP Contactor | NEUCO INC. | 61460 | 92.5711 | 100.869 | N | 92.5711 | 100.869 | 100.869
61460 | 166561 | 8 | 134179 | 24V 50A 3Pole DP Contactor | NEUCO INC. | 61460 | 92.5711 | 92.5711 | N | 92.5711 | 100.869 | 100.869
61461 | 10510 | 10 | 134078 | MArs 3-pole 50 amp contactor 120 v coil | MARS MOTORS & ARMATURES INC | 61461 | 65.101 | 61.8379 | Y | 65.101 | 65.101 | 65.101
61461 | 175891 | 2 | 134078 | MArs 3-pole 50 amp contactor 120 v coil | MARS MOTORS & ARMATURES INC | 61461 | 65.101 | 65.101 | Y | 65.101 | 65.101 | 65.101
61462 | 10510 | 7 | 134078 | MARS CONTACTOR 3P 50A 208-240 | MARS MOTORS & ARMATURES INC | 61462 | 76.422 | 78.944 | Y | 76.422 | 78.944 | 78.944
61470 | 10510 | 7 | 176391 | MARS 780 3 POLE CONTACTOR | EQUIPTEX INDUSTRIAL PRODUCTS CORP-PF | 61470 | 80.763 | 80.573 | Y | 80.763 | 80.573 | 80.763
61470 | 175891 | 1 | 176391 | MARS 780 3 POLE CONTACTOR | EQUIPTEX INDUSTRIAL PRODUCTS CORP-PF | 61470 | 80.763 | 80.573 | Y | 80.763 | 80.573 | 80.763
61471 | 10510 | 11 | 187605 | Mars contactor 3-pole60 amp 120V | CGNA/MOTOR & ARMATURES, INC. | 61471 | 80.763 | 96.2733 | Y | 80.763 | 96.2733 | 96.2733
61471 | 175891 | 3 | 134078 | Mars contactor 3-pole60 amp 120V | MARS MOTORS & ARMATURES INC | 61471 | 80.763 | 63.545 | N | 80.763 | 96.2733 | 96.2733
61472 | 10510 | 11 | 134078 | Contactor | MARS MOTORS & ARMATURES INC | 61472 | 89.844 | 82.7604 | Y | 89.844 | 82.7604 | 89.844
61481 | 10510 | 14 | 134078 | Mars 3-Pole 75 amp contactor 120V coil | MARS MOTORS & ARMATURES INC | 61481 | 135.306 | 147.0374 | Y | 135.306 | 147.0374 | 147.0374
61482 | 10510 | 3 | 134078 | MARS 780 SERIES CONTACTOR | MARS MOTORS & ARMATURES INC | 61482 | 100.637 | 100.4217 | Y | 100.637 | 100.4217 | 100.637
61482 | 175891 | 3 | 134179 | MARS 780 SERIES CONTACTOR | NEUCO INC. | 61482 | 100.637 | 55.412 | Y | 100.637 | 100.4217 | 100.637
61491 | 10510 | 4 | 134078 | 120V 90A 3POLE DP CONTACTOR | MARS MOTORS & ARMATURES INC | 61491 | 193.511 | 180.6782 | Y | 193.511 | 180.6782 | 193.511
61491 | 175891 | 2 | 134078 | 120V 90A 3POLE DP CONTACTOR | MARS MOTORS & ARMATURES INC | 61491 | 193.511 | 145.054 | Y | 193.511 | 180.6782 | 193.511
61492 | 10510 | 5 | 134078 | Mars contactor 3-pole90 amp 208/240V | MARS MOTORS & ARMATURES INC | 61492 | 101.47 | 99.35 | Y | 101.47 | 99.35 | 101.47
61492 | 175891 | 2 | 134078 | Mars contactor 3-pole90 amp 208/240V | MARS MOTORS & ARMATURES INC | 61492 | 101.47 | 90.862 | Y | 101.47 | 99.35 | 101.47
61615 | 10510 | 38 | 134078 | Mars aux switch SPDT 25-60A780 SERIES | MARS MOTORS & ARMATURES INC | 61615 | 19.43 | 19.0353 | Y | 19.43 | 19.0353 | 19.43
61615 | 166561 | 1 | 134078 | Mars aux switch SPDT 25-60A780 SERIES | MARS MOTORS & ARMATURES INC | 61615 | 19.43 | 16.535 | N | 19.43 | 19.0353 | 19.43
61616 | 10510 | 26 | 134078 | Mars AUX DPDT 25-60A780 SERIES | MARS MOTORS & ARMATURES INC | 61616 | 19.346 | 19.346 | Y | 19.346 | 19.346 | 19.346
61617 | 175891 | 1 | 134078 | 61617 M&A | MARS MOTORS & ARMATURES INC | 61617 | 10.669 | 10.669 | N | 10.669 | 10.669 | 10.669
61624 | 10510 | 4 | 134078 | Mars AUX 1 NO 75-90A780 SERIES | MARS MOTORS & ARMATURES INC | 61624 | 15.924 | 15.128 | Y | 15.924 | 15.128 | 15.924
61629 | 10510 | 1 | 134078 | Mars 208/240V contactor coil75-90A | MARS MOTORS & ARMATURES INC | 61629 | 23.12 | 23.12 | N | 23.12 | 23.12 | 23.12
61692 | 10510 | 1 | 134078 | Mars 24V contactor coil 75-90A780 SERIES | MARS MOTORS & ARMATURES INC | 61692 | 44.19 | 44.19 | Y | 44.19 | 44.19 | 44.19
617 | 166561 | 14 | 134507 | COUPLING FOR 3/8" SQ. ROD | VALLEY TOOL & DESIGN INC | 617 | 3.15 | 3.15 | N | 3.15 | 3.15 | 3.15
61755 | 10510 | 133 | 134078 | MARS 2P 40A 24V QC & BL TERM | MARS MOTORS & ARMATURES INC | 61755 | 20.6484 | 25.9032 | Y | 20.6484 | 25.9032 | 25.9032
61758 | 175891 | 2 | 134078 | CONTACTOR,40A,2POLE,277V COIL | MARS MOTORS & ARMATURES INC | 61758 | 20.45 | 20.4523 | N | 20.45 | 20.4523 | 20.4523
61888 | 10510 | 4 | 134510 | Watts dual check back flowpreventer 3/4 | WATTS REGULATOR CO | 61888 | 60.5 | 60.5 | N | 60.5 | 60.5 | 60.5
61888 | 175891 | 7 | 134510 | Watts dual check back flowpreventer 3/4 | WATTS REGULATOR CO | 61888 | 60.5 | 59.062 | N | 60.5 | 60.5 | 60.5
61935 | 10510 | 4 | 134510 | Watts dual check back flowpreventer 1/2 | WATTS REGULATOR CO | 61935 | 51.987 | 51.987 | N | 51.987 | 51.987 | 51.987
61935 | 175891 | 2 | 134510 | Watts dual check back flowpreventer 1/2 | WATTS REGULATOR CO | 61935 | 51.987 | 51.987 | Y | 51.987 | 51.987 | 51.987
61C2 | 10510 | 75 | 134219 | Parker 1/8 compression nut(brass) | PARKER HANNIFIN | 61C2 | 0.108 | 0.10766 | Y | 0.108 | 0.10766 | 0.108
61C2 | 175891 | 10 | 134219 | Parker 1/8 compression nut(brass) | PARKER HANNIFIN | 61C2 | 0.108 | 0.06 | Y | 0.108 | 0.10766 | 0.108
61C3 | 10510 | 41 | 134219 | Parker 3/16 compression nut(brass) | PARKER HANNIFIN | 61C3 | 2.22 | 2.0853 | Y | 2.22 | 2.0853 | 2.22
61C5 | 10510 | 85 | 134219 | Parker 5/16 compression nut(brass) | PARKER HANNIFIN | 61C5 | 0.1771 | 0.17126 | Y | 0.1771 | 0.17126 | 0.1771
61C5 | 175891 | 3 | 134219 | Parker 5/16 compression nut(brass) | PARKER HANNIFIN | 61C5 | 0.1771 | 0.126 | N | 0.1771 | 0.17126 | 0.1771
61HBOOSTERRELAY | 175888 | 4 | 134065 | SIEMENS HIGH CAPACITY BOOSTER RELAY | SIEMENS INDUSTRY, INC. | 61HBOOSTERRELAY | 257.683 | 257.683 | N | 257.683 | 257.683 | 257.683
6214X14 | 173042 | 5 | 175083 | 62A-44 | HOLYOKE FITTINGS, INC. | 62 1/4X1/4 | 0.7903 | 0.7903 | N | 0.7903 | 0.7903 | 0.7903
622684 | 166553 | 1 | 134179 | Nordyne 3/4HP ECM BLOWER MOTOR | NEUCO INC. | 622684 | 367.25 | 367.25 | N | 367.25 | 367.25 | 367.25
62813GHP1E1S5 | 10008 | 1 | 133777 | Pressure Transmitter | DWYER INSTRUMENTS, INC. | 628-13-GH-P1-E1-S5 | 63 | 63 | N | 63 | 63 | 63
62815GHP1E1S5 | 10008 | 1 | 133777 | Industrial Pressure Transmitter | DWYER INSTRUMENTS, INC. | 628-15-GH-P1-E1-S5 | 77.35 | 77.35 | N | 77.35 | 77.35 | 77.35
63325 | 10510 | 5 | 187628 | Yellow Jacket Alloy Ratchet Tube Bender | CGNA/RITCHIE ENG.CO.INC. | 63325 | 0 | 237.72 | N | 237.72 | 239.5012 | 239.5012
63325 | 175891 | 8 | 187628 | Yellow Jacket Alloy Ratchet Tube Bender | CGNA/RITCHIE ENG.CO.INC. | 63325 | 237.72 | 239.5012 | Y | 237.72 | 239.5012 | 239.5012
63331 | 10510 | 3 | 187628 | Yellow Jacket 1/4-7/8 tubebender kit Yel | CGNA/RITCHIE ENG.CO.INC. | 63331 | 152.04 | 163.41 | Y | 152.04 | 170.77 | 170.77
63331 | 175891 | 2 | 187628 | Yellow Jacket 1/4-7/8 tubebender kit Yel | CGNA/RITCHIE ENG.CO.INC. | 63331 | 152.04 | 170.77 | Y | 152.04 | 170.77 | 170.77
634640008 | 166553 | 50 | 169028 | 31/2" DUCT PLUG, RED | TSI ** | 634-640-008 | 0.079 | 0.079 | N | 0.079 | 0.079 | 0.079
6420301 | 175891 | 3 | 187570 | Conbraco 1/2 brass ball valveApollo full | (DO NOT USE) CONBRACO INDUSTRIES, INC. | 64-203-01 | 6.461 | 6.461 | N | 6.461 | 6.461 | 6.461
6420601 | 10510 | 11 | 177052 | Conbraco 1-1/4 ball valveApollo brass fu | AALBERTS IPS AMERICAS,INC | 64-206-01 | 22.299 | 21.9737 | N | 22.299 | 21.9737 | 22.299
6420601 | 175891 | 2 | 187570 | Conbraco 1-1/4 ball valveApollo brass fu | (DO NOT USE) CONBRACO INDUSTRIES, INC. | 64-206-01 | 22.299 | 20.51 | N | 22.299 | 21.9737 | 22.299
64M144250 | 175891 | 3 | 176780 | MM M/R LWCO (144250) | XYLEM, INC (M&M) | 64M (144250) | 710 | 710 | N | 710 | 710 | 710
65005 | 10006 | 1 | 134078 | Imperial Tubing Cutters & Acc Imp Cutte | MARS MOTORS & ARMATURES INC | 65005 | 20.83 | 20.83 | N | 20.83 | 20.83 | 20.83
6510SER | 10008 | 2 | 168859 | WeatherLink | *DO NOT USE* Paid with Divvy Card | 6510SER | 166.5 | 160.16 | N | 166.5 | 160.16 | 166.5
6536G5 | 166561 | 3 | 133383 | Series Horn strobe 24V AC | RS AMERICAS INC. | 6536G5 | 202.04 | 202.04 | N | 202.04 | 202.04 | 202.04
65439 | 10006 | 1 | 134078 | Economy Line Service Valves 1/4" Copper | MARS MOTORS & ARMATURES INC | 65439 | 9.64 | 9.64 | N | 9.64 | 9.64 | 9.64
654QS | 166559 | 1 | 168933 | KNECT Quad16 Impact FlipSkt, SAE+Metric | Klein Tools, Inc. | 654QS | 52.49 | 52.49 | N | 52.49 | 52.49 | 52.49
655697006 | 10510 | 5 | 177050 | Belgas 14-28 GreenSpring for P133 regula | MARSH BELLOFRAM CORPORATION | 655-697-006 | 14.55 | 14.55 | Y | 14.55 | 14.55 | 14.55
655697007 | 10510 | 2 | 177050 | BELGAS .75 - 2# DK BLUEP133L/H spring fo | MARSH BELLOFRAM CORPORATION | 655-697-007 | 25.58 | 25.58 | N | 25.58 | 25.58 | 25.58
655730000 | 10510 | 4 | 177050 | Belgas 2-5 lb YellowSpring fpr P133H | MARSH BELLOFRAM CORPORATION | 655-730-000 | 32.88 | 32.8807 | Y | 32.88 | 32.8807 | 32.8807
655730001 | 10510 | 3 | 177050 | Belgas 5-10 lb GreySpring for P133H | MARSH BELLOFRAM CORPORATION | 655-730-001 | 25.58 | 25.58 | Y | 25.58 | 25.58 | 25.58
66000 | 10510 | 30 | 134030 | Harris 1/8 Dynaflow solder6% x 20 1 lb t | THE HARRIS PRODUCTS GROUP | 66000 | 49.9793 | 48.6653 | Y | 49.9793 | 48.6653 | 49.9793
66039 | 10510 | 6 | 134030 | Harris 1/8 Dynaflow solder6% x 20 7-stic | THE HARRIS PRODUCTS GROUP | 66039 | 7.669 | 7.6127 | Y | 7.669 | 7.6127 | 7.669
66161XI | 173042 | 4 | 168859 | LEVITON 5 AMP. FAN SPEED CONTROL | *DO NOT USE* Paid with Divvy Card | 6616-1XI | 20.52 | 20.52 | N | 20.52 | 20.52 | 20.52
661FHD810 | 10008 | 1 | 133676 | FLARE TO FLARE FITTING, 1/2" MALE X 5/8" | REFRIGERATION-HEATING, INC. | 661FHD-8-10 | 6.79 | 6.79 | N | 6.79 | 6.79 | 6.79
6631TS | 166559 | 2 | 169046 | ECM Blower Motor 1/3-1/2hp 1050 208/ | US Motor Nidec Motor Corp | 6631TS | 157.97 | 157.97 | N | 157.97 | 157.97 | 157.97
6631TS | 166561 | 2 | 169046 | ECM Blower Motor 1/3-1/2hp 1050 208/ | US Motor Nidec Motor Corp | 6631TS | 157.97 | 155 | N | 157.97 | 157.97 | 157.97
6631TS | 175883 | 1 | 169046 | ECM Blower Motor 1/3-1/2hp 1050 208/ | US Motor Nidec Motor Corp | 6631TS | 157.97 | 157.97 | N | 157.97 | 157.97 | 157.97
6641TS | 166553 | 2 | 133921 | ECM Blower Motor 3/4hp 1050rpm 208/ | HONEYWELL INTERNATIONAL ECC US (HOFS) | 6641TS | 172.97 | 172.97 | N | 172.97 | 172.97 | 172.97
6641TS | 166561 | 2 | 133921 | ECM Blower Motor 3/4hp 1050rpm 208/ | HONEYWELL INTERNATIONAL ECC US (HOFS) | 6641TS | 172.97 | 172.97 | N | 172.97 | 172.97 | 172.97
6641TS | 175883 | 2 | 133921 | ECM Blower Motor 3/4hp 1050rpm 208/ | HONEYWELL INTERNATIONAL ECC US (HOFS) | 6641TS | 172.97 | 172.97 | N | 172.97 | 172.97 | 172.97
6720005430 | 10008 | 48 | 134213 | Weidmuller Din Rail AC Outlet Duplex, 15 | ONLINE COMPONENTS.COM LLC | 6720005430 | 24.59 | 19.66 | Y | 24.59 | 19.66 | 24.59
672RZ16 | 166553 | 9 | 133383 | 16-Pole Large Term Strip, 30A/600V | RS AMERICAS INC. | 672RZ16 | 14.72 | 14.72 | N | 14.72 | 14.72 | 14.72
672RZ20 | 166553 | 22 | 133383 | 20-Pole Large Term Strip, 30A/600V | RS AMERICAS INC. | 672RZ20 | 18.18 | 18.18 | N | 18.18 | 18.18 | 18.18
67686 | 10006 | 2 | 134078 | Source 1 Flame Sensor | MARS MOTORS & ARMATURES INC | 67686 | 8.07 | 8.07 | N | 8.07 | 8.07 | 8.07
67920 | 10008 | 4 | 134078 | 41-409 HSI IGNITER | MARS MOTORS & ARMATURES INC | 67920 | 12.91 | 12.91 | N | 12.91 | 12.91 | 12.91
67925 | 10008 | 4 | 134078 | 41-406 HSI IGNITER | MARS MOTORS & ARMATURES INC | 67925 | 16.06 | 16.06 | N | 16.06 | 16.06 | 16.06
67931 | 10510 | 1 | 134078 | $Mars silicon nitride universlhot surfac | MARS MOTORS & ARMATURES INC | 67931 | 24.18 | 24.18 | Y | 24.18 | 24.18 | 24.18
68 1/4X1/4 | 173042 | 19 | 175083 | 68A-4B STR COMP ADAP | HOLYOKE FITTINGS, INC. | 68 1/4X1/4 | 0.58 | 0.58 | N | 0.58 | 0.58 | 0.58
6837112 | 173042 | 106 | 192831 | STEEL CITY OVERSIZE JUNCTION BOX | Paid with UMB Visa P-Card | 68371-1/2 | 5.37 | 7.7752 | Y | 5.37 | 7.7752 | 7.7752
68C54 | 10510 | 70 | 134219 | Parker 5/16 x 1/4 MPT adaptorcompression | PARKER HANNIFIN | 68C54 | 0.769 | 0.769 | Y | 0.769 | 0.769 | 0.769
69008 | 10510 | 7 | 187628 | Yellow Jacket sling psychrometdigital, h | CGNA/RITCHIE ENG.CO.INC. | 69008 | 106.45 | 106.45 | Y | 106.45 | 106.45 | 106.45
69012 | 173042 | 6 | 175126 | GLASS CUTTER | WHEELER MFG CORP | 69012 | 47.57 | 47.5714 | N | 47.57 | 47.5714 | 47.5714
69020 | 10510 | 4 | 187628 | Yellow Jacket digital handheld vacuum ga | CGNA/RITCHIE ENG.CO.INC. | 69020 | 137.6795 | 137.6795 | Y | 137.6795 | 137.6795 | 137.6795
69020 | 175891 | 1 | 187628 | Yellow Jacket digital handheld vacuum ga | CGNA/RITCHIE ENG.CO.INC. | 69020 | 137.6795 | 118.1 | Y | 137.6795 | 137.6795 | 137.6795
69030 | 10510 | 2 | 187628 | Yellow Jacket Vacuum GaugeCleaning Kit | CGNA/RITCHIE ENG.CO.INC. | 69030 | 18 | 18 | Y | 18 | 18 | 18
690380 | 175883 | 200 | 193716 | RES,CF,10 OHM,1/4 WATT,5Pct, | Jameco Electronics | 690380 | 0 | 0.04 | N | 0 | 0.04 | 0.04
690591 | 175883 | 649 | 193716 | RES,CF,75 OHM,1/4 WATT,5Pct, | Jameco Electronics | 690591 | 0 | 0.03 | N | 0 | 0.03 | 0.03
690620 | 175883 | 1899 | 193716 | RES,CF,100 OHM,1/4 WATT,5Pct, | Jameco Electronics | 690620 | 0 | 0.0237 | N | 0 | 0.0237 | 0.0237
690646 | 175883 | 849 | 193716 | res, Cf, 120 Ohm, 1/4 Watt, 5Pct | Jameco Electronics | 690646 | 0 | 0.011 | N | 0 | 0.011 | 0.011
690646 | 175891 | 86 | 193716 | res, Cf, 120 Ohm, 1/4 Watt, 5Pct | Jameco Electronics | 690646 | 0 | 0.011 | N | 0 | 0.011 | 0.011
690700 | 175883 | 100 | 193716 | RES,CF,220 OHM,1/4 WATT,5Pct | Jameco Electronics | 690700 | 0 | 0.04 | N | 0 | 0.04 | 0.04
690718 | 175883 | 259 | 134179 | res,cf, 240 Ohm,1/4 Watts, 5Pct | NEUCO INC. | 690718 | 0 | 0.0179 | N | 0 | 0.0179 | 0.0179
690742 | 175883 | 90 | 193716 | RES,CF,330 OHM,1/4 WATT,5Pct | Jameco Electronics | 690742 | 0 | 0.04 | N | 0 | 0.04 | 0.04
690865 | 175883 | 1369 | 193716 | RES,CF,1K OHM,1/4 WATT,5Pct, | Jameco Electronics | 690865 | 0 | 0.015 | N | 0 | 0.015 | 0.015
690881 | 175883 | 50 | 193716 | RES,CF,1.2K OHM,1/4 WATT,5Pct, | Jameco Electronics | 690881 | 0 | 0.04 | N | 0 | 0.04 | 0.04
690937 | 175883 | 70 | 193716 | RES,CF,2K OHM,1/4 WATT,5Pct, | Jameco Electronics | 690937 | 0 | 0.04 | N | 0 | 0.04 | 0.04
690961 | 175883 | 80 | 193716 | RES,CF,2.7K OHM,1/4 WATT,5Pct, | Jameco Electronics | 690961 | 0 | 0.04 | N | 0 | 0.04 | 0.04
691024 | 175883 | 509 | 193716 | RES,CF,4.7K OHM,1/4 WATT,5Pct, | Jameco Electronics | 691024 | 0 | 0.02 | N | 0 | 0.02 | 0.02
691104 | 175883 | 629 | 193716 | res, Cf, 10k Ohm, 1/4 Watt,5Pct | Jameco Electronics | 691104 | 0 | 0.0205 | N | 0 | 0.0205 | 0.0205
691147 | 175883 | 95 | 193716 | RES,CF,15K OHM,1/4 WATT,5Pct | Jameco Electronics | 691147 | 0 | 0.04 | N | 0 | 0.04 | 0.04
691180 | 175883 | 110 | 193716 | RES,CF,22K OHM,1/4 WATT,5Pct | Jameco Electronics | 691180 | 0 | 0.04 | N | 0 | 0.04 | 0.04
691585 | 175883 | 110 | 193716 | RES,CF,1.0M OHM,1/4 WATT,5Pct | Jameco Electronics | 691585 | 0 | 0.04 | N | 0 | 0.04 | 0.04
6931097901 | 175891 | 15 | 176746 | STERLING SS BELLOW FOR TRAPS | FLUID HANDLING INC. | 693.10979.01 | 52.8 | 53.35 | Y | 52.8 | 53.35 | 53.35
6941072002 | 175891 | 2 | 176746 | STERLING WATER MAKE UP ASSY. | FLUID HANDLING INC. | 694.10720.02 | 216.4252 | 175.9084 | Y | 216.4252 | 175.9084 | 216.4252
69420 | 166559 | 1 | 168933 | Heavy-duty Alligator clips for ET600 | Klein Tools, Inc. | 69420 | 10.3896 | 9.99 | N | 10.3896 | 9.99 | 10.3896
69GH126 | 10510 | 26 | 134219 | Parker male hose adaptor3/4 MH x 3/8 MPT | PARKER HANNIFIN | 69GH126 | 3.754 | 3.754 | Y | 3.754 | 3.754 | 3.754
69JG6Y | 175891 | 1 | 134179 | HUBBEL FURNACE PRESSURE SWITCH | NEUCO INC. | 69JG6Y | 57.31 | 57.31 | N | 57.31 | 57.31 | 57.31
69WA4 | 175891 | 1 | 134179 | Pressure Switch | NEUCO INC. | 69WA4 | 40.5 | 99.51 | N | 40.5 | 99.51 | 99.51
6IN397806NSF | 175891 | 1 | 130011 | Valve ButtValveerfly ABZ NSF 397 Series | ABZ Manufacturing, Inc. | 6IN397806NSF | 157.8562 | 157.8562 | N | 157.8562 | 157.8562 | 157.8562
6IN397GEAROP | 175891 | 1 | 130011 | GEAR BOX | ABZ Manufacturing, Inc. | 6IN397GEAROP | 61.2758 | 61.2758 | N | 61.2758 | 61.2758 | 61.2758
6W115 | 10510 | 6 | 176747 | Tecumseh fan motor 115V6 watt for fiberg | TECUMSEH COMPRESSOR CO | 6W115 | 53.7644 | 51.1915 | Y | 53.7644 | 51.1915 | 53.7644
6W115 | 175891 | 1 | 176747 | Tecumseh fan motor 115V6 watt for fiberg | TECUMSEH COMPRESSOR CO | 6W115 | 53.7644 | 36.793 | N | 53.7644 | 51.1915 | 53.7644
70-ASMR-24 | 175883 | 3 | 134179 | Relay Suppressor 6-24vdc/vac | NEUCO INC. | 70-ASMR-24 | 0 | 1.92 | N | 0 | 1.92 | 1.92
70.61.8.400.0000 | 175883 | 2 | 193711 | 3 Phase - Rotation And Phase Loss Monito | Finder | 70.61.8.400.0000 | 0 | 46.85 | N | 0 | 46.85 | 46.85
700061-113DA536/K | 175890 | 1 | 176595 | Electric Actuator | J T LYNNE REPRESENTATIVE | 700061-113DA536/K | 788 | 788 | N | 788 | 788 | 788
700213 | 175891 | 1 | 134319 | *RS 1/2 SNAP-ACTION GAS VALVE | ROBERTSHAW CONTROLS COMPANY | 700-213 | 174.64 | 174.64 | N | 174.64 | 174.64 | 174.64
700451 | 10510 | 2 | 133997 | Robertshaw 1/2x3/4 120V combvalve NAT/LP | ROBERTSHAW CONTROLS COMPANY | 700-451 | 89.14 | 88.23 | N | 89.14 | 88.23 | 89.14
70071405314 | 10510 | 2 | 133367 | Macurco 200ppm 34L CO bump gas | MACURCO INC. (AERIONICS, INC.) | 70-0714-0531-4 | 131.85 | 131.85 | N | 131.85 | 131.85 | 131.85
700BEBG | 175888 | 1 | 133714 | CONTROLAIR REGULATOR 0-60 PSI 1/4NPT | ControlAir, LLC | 700BEBG | 57.72 | 57.7165 | N | 57.72 | 57.7165 | 57.72
7010101 | 175891 | 11 | 177101 | 70-101-01COI | APOLLO VALVES | 70-101-01 | 15.6745 | 15.6745 | Y | 15.6745 | 15.6745 | 15.6745
7010401 | 175891 | 1 | 177101 | 3/4" APOLLO BALL VALVE | APOLLO VALVES | 7010401 | 25.8292 | 25.8292 | Y | 25.8292 | 25.8292 | 25.8292
70104HC | 175891 | 4 | 177101 | 3/4 IN BALL VALVE WITH HOSE FITTING | APOLLO VALVES | 70104HC | 21.131 | 21.131 | N | 21.131 | 21.131 | 21.131
7010501 | 175891 | 11 | 177101 | APOLLO 1 IN BALL VALVE | APOLLO VALVES | 7010501 | 30.67 | 30.6683 | Y | 30.67 | 30.6683 | 30.67
7010A4A20 | 175888 | 3 | 134141 | BW CONTROLS MECHANICAL FLOAT SWITCH | **DO NOT USE** | 7010A4A20 | 63.7 | 63.7 | N | 63.7 | 63.7 | 63.7
70200961 | 166553 | 971 | 133383 | 250 Ohm Resistor | RS AMERICAS INC. | 70200961 | 0.135 | 0.135 | N | 0.135 | 0.135 | 0.135
7020301 | 175891 | 4 | 177101 | 1/2IN BRASS BALL VALVE - MUST BUY BOX 10 | APOLLO VALVES | 7020301 | 10.1348 | 10.1348 | N | 10.1348 | 10.1348 | 10.1348
70205043 | 166553 | 300 | 133383 | 120 Ohm Resistor | RS AMERICAS INC. | 70205043 | 0.68 | 0.68 | N | 0.68 | 0.68 | 0.68
70223 | 166553 | 1 | 134078 | Locking Metal Tstat Guard 7 1/4x5-3/ | MARS MOTORS & ARMATURES INC | 70223 | 21.122 | 18.51 | N | 21.122 | 21.122 | 21.122
70223 | 166557 | 2 | 134078 | Locking Metal Tstat Guard 7 1/4x5-3/ | MARS MOTORS & ARMATURES INC | 70223 | 21.122 | 21.122 | N | 21.122 | 21.122 | 21.122
70236 | 10510 | 19 | 134078 | Mars keysfor stat guard | MARS MOTORS & ARMATURES INC | 70236 | 4.5785 | 4.1103 | Y | 4.5785 | 4.1103 | 4.5785
70236 | 175891 | 2 | 134078 | Mars keysfor stat guard | MARS MOTORS & ARMATURES INC | 70236 | 4.5785 | 1.639 | Y | 4.5785 | 4.1103 | 4.5785
703020G1 | 10510 | 2 | 176767 | INFICON SENSOR | INFICON INC | 703020G1 | 34.3 | 34.3 | Y | 34.3 | 34.3 | 34.3
70540 | 166559 | 2 | 168933 | Folding Hex Key Set, 9-Key, SAE | Klein Tools, Inc. | 70540 | 9.09 | 9.09 | N | 9.09 | 9.09 | 9.09
70540M | 166559 | 2 | 168933 | Folding Hex Key Set, 9-Key, Metric | Klein Tools, Inc. | 70540M | 9.09 | 9.09 | N | 9.09 | 9.09 | 9.09
70540T | 166559 | 2 | 168933 | Folding Hex Key Set, 9-Key, Torx | Klein Tools, Inc. | 70540T | 9.09 | 9.09 | N | 9.09 | 9.09 | 9.09
70543 | 166559 | 1 | 168933 | Hex Key Kit, 3-Piece, SAE/Metric/Torx | Klein Tools, Inc. | 70543 | 20.99 | 20.99 | N | 20.99 | 20.99 | 20.99
70550M | 166559 | 1 | 168933 | 10-pc ProFold Met Hex set, 1.5mm - 12mm | Klein Tools, Inc. | 70550M | 13.99 | 13.59 | N | 13.99 | 13.59 | 13.99
705600G1 | 10510 | 1 | 176767 | Inficon Tek-Mate tip filterkit for refri | INFICON INC | 705-600-G1 | 12.95 | 12.95 | Y | 12.95 | 12.95 | 12.95
70564 | 175891 | 2 | 176608 | Parker Solenoid Valve 1/2" NC | ALB INDUSTRIAL SUPPLIES INC | 70564 | 52.0946 | 52.0946 | N | 52.0946 | 52.0946 | 52.0946
70565 | 175891 | 2 | 176608 | 3/4 RTA125 ANGLE RAD TRAP | ALB INDUSTRIAL SUPPLIES INC | 70565 | 74.52 | 74.515 | N | 74.52 | 74.515 | 74.52
706700G1 | 10510 | 3 | 176767 | Inficon Gas-Mate sensorfor gas leak dete | INFICON INC | 706-700-G1 | 36.05 | 34.5333 | Y | 36.05 | 34.5333 | 36.05
706700G1 | 175891 | 1 | 176767 | Inficon Gas-Mate sensorfor gas leak dete | INFICON INC | 706-700-G1 | 36.05 | 31.765 | N | 36.05 | 34.5333 | 36.05
70885 | 10510 | 48 | 187625 | Blue Monster thread seal tapePTFE 1/2 Ta | REFRIGERATION HTG, INC. | 70885 | 2.796 | 2.796 | Y | 2.796 | 2.796 | 2.796
70886 | 10510 | 65 | 187625 | Blue Monster Thread Seal tapePTFE 3/4 Ta | REFRIGERATION HTG, INC. | 70886 | 3.762 | 3.762 | Y | 3.762 | 3.762 | 3.762
70886 | 175891 | 1 | 187625 | Blue Monster Thread Seal tapePTFE 3/4 Ta | REFRIGERATION HTG, INC. | 70886 | 3.762 | 3.43 | Y | 3.762 | 3.762 | 3.762
71 | 175891 | 1 | 168859 | 71 MIS | *DO NOT USE* Paid with Divvy Card | 71 | 24.5611 | 18.925 | N | 24.5611 | 18.925 | 24.5611
710STYELLOWPLACARD | 173042 | 1 | 168859 | ENGRAVED GAS SHUTOFF SIGN | *DO NOT USE* Paid with Divvy Card | 710ST YELLOW PLACARD | 24.41 | 24.41 | N | 24.41 | 24.41 | 24.41
712701G1 | 10510 | 2 | 176767 | Inficon infrared cell forD-Tek select | INFICON INC | 712-701-G1 | 60.2 | 60.2 | Y | 60.2 | 60.2 | 60.2
712701G1 | 175891 | 1 | 176767 | Inficon infrared cell forD-Tek select | INFICON INC | 712-701-G1 | 60.2 | 60.2 | Y | 60.2 | 60.2 | 60.2
712706G1 | 10510 | 2 | 176767 | Inficon filter retrofitkit | INFICON INC | 712-706-G1 | 19.6 | 19.6 | Y | 19.6 | 19.6 | 19.6
715202G1 | 10510 | 1 | 176767 | Inficon CO check carbonmonoxide meter | INFICON INC | 715-202-G1 | 174.51 | 221 | Y | 174.51 | 221 | 221
715202G1 | 175891 | 1 | 176767 | Inficon CO check carbonmonoxide meter | INFICON INC | 715-202-G1 | 174.51 | 165.1 | Y | 174.51 | 221 | 221
7173510 | 10510 | 5 | 176765 | Chandler 10 fan blade5-blade 40 degree p | HEATCRAFT REFRIGERATION PRODUCTS LLC | 7173510 | 15.151 | 15.151 | Y | 15.151 | 15.151 | 15.151
717701G1 | 10510 | 2 | 176767 | Inficon D-Tek tip filter kitfor refriger | INFICON INC | 717-701-G1 | 11.2 | 10.638 | Y | 11.2 | 11.2 | 11.2
717701G1 | 175891 | 1 | 176767 | Inficon D-Tek tip filter kitfor refriger | INFICON INC | 717-701-G1 | 11.2 | 11.2 | Y | 11.2 | 11.2 | 11.2
718202G1 | 10510 | 9 | 176767 | Inficon Gas-Mate combustiblegas leak det | INFICON INC | 718-202-G1 | 201.5 | 201.5 | Y | 201.5 | 201.5 | 201.5
718202G1 | 175891 | 1 | 176767 | Inficon Gas-Mate combustiblegas leak det | INFICON INC | 718-202-G1 | 201.5 | 201.5 | Y | 201.5 | 201.5 | 201.5
71AR464 | 175891 | 2 | 177101 | 3/4 IN APOLLO BALLVALVE | APOLLO VALVES | 71AR464 | 49.0611 | 49.0611 | Y | 49.0611 | 49.0611 | 49.0611
71AR564 | 175891 | 3 | 177101 | 1 IN APOLLO BALL VALVE | APOLLO VALVES | 71AR564 | 71.03 | 71.03 | Y | 71.03 | 71.03 | 71.03
71GH1212 | 10510 | 85 | 134219 | Parker male hose adaptor3/4 MH x 3/4 MPT | PARKER HANNIFIN | 71GH1212 | 1.55 | 1.5443 | Y | 1.55 | 1.5443 | 1.55
71GH1212 | 175891 | 4 | 134219 | Parker male hose adaptor3/4 MH x 3/4 MPT | PARKER HANNIFIN | 71GH1212 | 1.55 | 1.5335 | Y | 1.55 | 1.5443 | 1.55
721202G1 | 10510 | 5 | 176767 | Inficon D-Tek3 rechargablerefrigerant le | INFICON INC | 721-202-G1 | 442 | 442 | N | 442 | 442 | 442
727270 | 175891 | 1 | 134181 | Newark InOne decade box37N1743 RSU-280 | NEWARK INONE | 727270 | 64.77 | 67.182 | Y | 64.77 | 67.182 | 67.182
7390 | 173042 | 4 | 134523 | Braeburn Wireless Remote Indoor Sensor | BRAEBURN SYSTEMS LLC | 7390 | 31.85 | 31.85 | N | 31.85 | 31.85 | 31.85
73A10501A | 175891 | 4 | 177101 | 1INCH NPT APOLLO BALL VALVE CARBON STEEL | APOLLO VALVES | 73A10501A | 40.9858 | 40.9858 | N | 40.9858 | 40.9858 | 40.9858
74011230 | 175891 | 6 | 133540 | ASME SAFETY REL VLV 2,900,000 | WATTS REGULATOR CO | 74011230 | 347.82 | 423.1895 | Y | 347.82 | 423.1895 | 423.1895
74011250 | 175891 | 1 | 134179 | ASME SAFETY REL VLV 4,237,000 | NEUCO INC. | 74011250 | 273.702 | 273.702 | Y | 273.702 | 273.702 | 273.702
74011275 | 175891 | 2 | 134179 | WATTS 1-1/2 75LB RELIEF 5,900,000BTUS | NEUCO INC. | 74011275 | 381.39 | 381.3871 | Y | 381.39 | 381.3871 | 381.39
74011430 | 175891 | 4 | 133540 | ASME SAFETY REL VLV 2,105,000 | WATTS REGULATOR CO | F383020 | 325.6524 | 449.5181 | Y | 325.6524 | 449.5181 | 449.5181
740130 | 175891 | 1 | 134179 | 1 IN 30LB 1.3MBTU PRESSURE RELEASE VALVE | NEUCO INC. | 740130 | 178.05 | 178.05 | Y | 178.05 | 178.05 | 178.05
740175 | 175891 | 2 | 134179 | ASME SAFETY REL VLV 2,649,000 | NEUCO INC. | 740175 | 107.8889 | 107.8889 | N | 107.8889 | 107.8889 | 107.8889
740230 | 175891 | 1 | 133540 | ASME SAFETY REL VLV 5,250,000 | WATTS REGULATOR CO | 740230 | 487.1364 | 487.1364 | N | 487.1364 | 487.1364 | 487.1364
740250 | 175891 | 2 | 133540 | ASME SAFTY REL VLV 7,672,000 | WATTS REGULATOR CO | 740250 | 483.38 | 483.3794 | N | 483.38 | 483.3794 | 483.38
7403430 | 175891 | 1 | 176377 | WATTS RELIEF VALVE SET 30# | WATTS REGULATOR CO | 7403430 | 74.5425 | 74.5425 | N | 74.5425 | 74.5425 | 74.5425
7403450 | 175891 | 2 | 133540 | ASME SAFETY REL VLV 1,352.000 | WATTS REGULATOR CO | F382328 | 90.7264 | 130.0182 | Y | 90.7264 | 130.0182 | 130.0182
7482 | 175888 | 3 | 176399 | CASE LG. F/ICD-PK | FLAMBEAU INC | 7482 | 43.31 | 32.9743 | N | 43.31 | 43.31 | 43.31
7482 | 175891 | 23 | 176399 | CASE LG. F/ICD-PK | FLAMBEAU INC | 7482 | 43.31 | 43.31 | N | 43.31 | 43.31 | 43.31
75012 | 175891 | 3 | 133540 | WATTS 3/4IN FLOAT VALVE | WATTS REGULATOR CO | 75012 | 49.0229 | 49.0229 | N | 49.0229 | 49.0229 | 49.0229
7521 | 10008 | 10 | 134565 | Switch | COPELAND COMFORT CONTROL LP | 752-1 | 30.722 | 30.722 | Y | 30.722 | 30.722 | 30.722
75315 | 10510 | 4 | 134030 | Harris 5 troy oz safety silv#1200 5635 | THE HARRIS PRODUCTS GROUP | 75315 | 110.469 | 107.4202 | Y | 110.469 | 107.4202 | 110.469
75315 | 175891 | 1 | 134030 | Harris 5 troy oz safety silv#1200 5635 | THE HARRIS PRODUCTS GROUP | 75315 | 110.469 | 90.67 | Y | 110.469 | 107.4202 | 110.469
7541C44513 | 175891 | 4 | 134078 | NTJ754824-B81 JARD XFORMER | MARS MOTORS & ARMATURES INC | 7541C44513 | 27.39 | 27.39 | N | 27.39 | 27.39 | 27.39
757S | 10510 | 2 | 187620 | Parker Gold Label filter-drier7/8 sweat | PARKER HANNIFIN | 757S | 70.024 | 64.9633 | Y | 70.024 | 64.9633 | 70.024
758104 | 10008 | 1 | 134078 | 3/8" B34R ORFICE | MARS MOTORS & ARMATURES INC | 758104 | 25.95 | 25.95 | N | 25.95 | 25.95 | 25.95
758166 | 10008 | 1 | 134078 | 3/4 x 7/8 B34R ORFICE | MARS MOTORS & ARMATURES INC | 758166 | 20.6 | 20.6 | N | 20.6 | 20.6 | 20.6
76009 | 10510 | 8 | 187625 | Blue Monster Thread Sealant1/4 pint | REFRIGERATION HTG, INC. | 76009 | 5.59 | 5.8435 | Y | 5.59 | 5.8435 | 5.8435
76009 | 175891 | 2 | 187625 | Blue Monster Thread Sealant1/4 pint | REFRIGERATION HTG, INC. | 76009 | 5.59 | 5.8383 | Y | 5.59 | 5.8435 | 5.8435
760401 | 10008 | 2 | 134565 | REPLACEMENT ELCTRODE | COPELAND COMFORT CONTROL LP | 760-401 | 22.035 | 22.035 | N | 22.035 | 22.87 | 22.87
760401 | 10510 | 20 | 134565 | REPLACEMENT ELCTRODE | COPELAND COMFORT CONTROL LP | 760-401 | 22.035 | 22.87 | Y | 22.035 | 22.87 | 22.87
760401 | 175891 | 2 | 134565 | REPLACEMENT ELCTRODE | COPELAND COMFORT CONTROL LP | 760-401 | 22.035 | 18.933 | Y | 22.035 | 22.87 | 22.87
76056 | 175891 | 1 | 134565 | REPLACEMENT ELECTRODE | COPELAND COMFORT CONTROL LP | 760-56 | 50.19 | 39.2037 | N | 50.19 | 39.2037 | 50.19
760802 | 10510 | 3 | 134565 | White Rodgers flame sensorfor HSI system | COPELAND COMFORT CONTROL LP | 760-802 | 37.48 | 37.0347 | Y | 37.48 | 37.48 | 37.48
760802 | 175891 | 1 | 134565 | White Rodgers flame sensorfor HSI system | COPELAND COMFORT CONTROL LP | 760-802 | 37.48 | 37.48 | Y | 37.48 | 37.48 | 37.48
7610101A | 175891 | 2 | 177101 | 1/4 APOLLO SS BALL VALVE | APOLLO VALVES | 7610101A | 42.0815 | 42.0815 | N | 42.0815 | 42.0815 | 42.0815
7610301A | 175891 | 10 | 177101 | APOLLO 1/2 INCH NPT SS BALL VALVE | APOLLO VALVES | 7610301A | 42.0815 | 42.0815 | N | 42.0815 | 42.0815 | 42.0815
7610327A | 166559 | 0 | 192831 | 1/2"NPT Lockable SS Ball Valve | Paid with UMB Visa P-Card | 76-103-27A | 60.6 | 60.6 | N | 60.6 | 60.6 | 60.6
76253 | 173042 | 4 | 175093 | 3/4" WIRE BRUSH W/42" HANDLE | L.F. KEOUGH CO. | 76253 | 5.03 | 5.03 | N | 5.03 | 5.03 | 5.03
76310 | 10510 | 20 | 134030 | Harris 1370 1 troy oz soldersafety silv | THE HARRIS PRODUCTS GROUP | 76310 | 23.14 | 21.9521 | Y | 23.14 | 21.9521 | 23.14
76310 | 175891 | 2 | 134030 | Harris 1370 1 troy oz soldersafety silv | THE HARRIS PRODUCTS GROUP | 76310 | 23.14 | 15.346 | Y | 23.14 | 21.9521 | 23.14
76339 | 10510 | 24 | 134030 | Harris Safety-Silv 45flux-coated 3-stick | THE HARRIS PRODUCTS GROUP | 76339 | 22.04 | 20.471 | Y | 22.04 | 20.471 | 22.04
76339 | 175891 | 3 | 134030 | Harris Safety-Silv 45flux-coated 3-stick | THE HARRIS PRODUCTS GROUP | 76339 | 22.04 | 14.976 | Y | 22.04 | 20.471 | 22.04
767A -357 | 175891 | 3 | 134179 | HSI Ignitor w/9"lead | NEUCO INC. | 767A-357 | 19.05 | 19.05 | N | 19.05 | 19.05 | 19.05
767A374 | 10008 | 1 | 134565 | 767A-374 Hot Surface Ignitor with | COPELAND COMFORT CONTROL LP | 767A-374 | 20.18 | 20.18 | N | 20.18 | 20.18 | 20.18
76F10301A | 175891 | 1 | 177101 | APOLLO BALL VALVE SS 1/2 INCH NPT | APOLLO VALVES | 76F10301A | 22.892 | 22.892 | N | 22.892 | 22.892 | 22.892
76F10501A | 175891 | 1 | 177101 | Apollo 1" ss valve | APOLLO VALVES | 76F10501A | 39.17 | 39.17 | N | 39.17 | 39.17 | 39.17
7710701 | 175891 | 1 | 177101 | 1-1/2 FULLPORT BALL VLV | APOLLO VALVES | 7710701 | 54.56 | 54.56 | N | 54.56 | 54.56 | 54.56
77310 | 166561 | 7 | 176369 | PARKER COIL | MARTIN WALSHIN INC | 77310 | 78.43 | 78.43 | N | 78.43 | 78.43 | 78.43
77930 | 175891 | 4 | 187628 | YELLOW JACKET MAX-FLOW DELUXE OIL PUMP | CGNA/RITCHIE ENG.CO.INC. | 77930 | 123.16 | 126.8575 | Y | 123.16 | 126.8575 | 126.8575
77940 | 10510 | 3 | 187628 | Yellow Jacket combinationoil pump | CGNA/RITCHIE ENG.CO.INC. | 77940 | 85.231 | 85.231 | Y | 85.231 | 85.231 | 85.231
77SI1 | 175891 | 1 | 133540 | 1 Y-STRAINER - 20M 304SS | WATTS REGULATOR CO | 77SI1 | 19.3355 | 19.3355 | Y | 19.3355 | 19.3355 | 19.3355
77SM120112IN | 175891 | 3 | 133540 | WATTS STRAINER #0220206 | WATTS REGULATOR CO | 77SM120112IN | 38.29 | 38.2947 | N | 38.29 | 38.2947 | 38.2947
77SM12012IN | 175891 | 2 | 133540 | WYE STRAINER CAST IRON #0220202 NPT | WATTS REGULATOR CO | 77SM12012IN | 17.4325 | 17.4325 | N | 17.4325 | 17.4325 | 17.4325
77SM12034IN | 175891 | 1 | 133540 | WATTS STRAINER #0220203 | WATTS REGULATOR CO | 77SM12034IN | 19.84 | 19.8436 | Y | 19.84 | 19.8436 | 19.8436
78055 | 10510 | 11 | 187628 | Yellow Jacket gas pressuretest kit 0-10 | CGNA/RITCHIE ENG.CO.INC. | 78055 | 48.7955 | 48.1389 | Y | 48.7955 | 48.1389 | 48.7955
78055 | 175891 | 2 | 187628 | Yellow Jacket gas pressuretest kit 0-10 | CGNA/RITCHIE ENG.CO.INC. | 78055 | 48.7955 | 38.373 | Y | 48.7955 | 48.1389 | 48.7955
78057 | 10510 | 11 | 187628 | Yellow Jacket gauge 1/4 NPT0-10 WC | CGNA/RITCHIE ENG.CO.INC. | 78057 | 44.069 | 50.4346 | Y | 44.069 | 50.4346 | 50.4346
78060 | 10510 | 7 | 187628 | Yellow Jacket gas pressuretest kit 0-35 | CGNA/RITCHIE ENG.CO.INC. | 78060 | 49.1529 | 48.8784 | Y | 49.1529 | 50.1489 | 50.1489
78060 | 175891 | 6 | 187628 | Yellow Jacket gas pressuretest kit 0-35 | CGNA/RITCHIE ENG.CO.INC. | 78060 | 49.1529 | 50.1489 | Y | 49.1529 | 50.1489 | 50.1489
78061 | 10510 | 4 | 187628 | Yellow Jacket 0-35 gaugebarbed connectio | CGNA/RITCHIE ENG.CO.INC. | 78061 | 37.28 | 35.197 | Y | 37.28 | 37.28 | 37.28
78061 | 175891 | 1 | 187628 | Yellow Jacket 0-35 gaugebarbed connectio | CGNA/RITCHIE ENG.CO.INC. | 78061 | 37.28 | 37.28 | Y | 37.28 | 37.28 | 37.28
78064 | 10510 | 43 | 187628 | Yellow Jacket brass barbedfitting x 1/8 | CGNA/RITCHIE ENG.CO.INC. | 78064 | 3.1248 | 3.2646 | Y | 3.1248 | 3.2646 | 3.2646
78065 | 10510 | 34 | 187628 | Yellow Jacket rubber nipplefor manometer | CGNA/RITCHIE ENG.CO.INC. | 78065 | 2.57 | 2.6614 | Y | 2.57 | 2.6614 | 2.6614
78065 | 175891 | 1 | 187628 | Yellow Jacket rubber nipplefor manometer | CGNA/RITCHIE ENG.CO.INC. | 78065 | 2.57 | 2.481 | Y | 2.57 | 2.6614 | 2.6614
78066 | 10510 | 9 | 187628 | Yellow Jacket 0-35 gauge 1/4NPT gas pres | CGNA/RITCHIE ENG.CO.INC. | 78066 | 47.2484 | 48.5725 | Y | 47.2484 | 48.5725 | 48.5725
78066 | 175891 | 1 | 187628 | Yellow Jacket 0-35 gauge 1/4NPT gas pres | CGNA/RITCHIE ENG.CO.INC. | 78066 | 47.2484 | 46.626 | Y | 47.2484 | 48.5725 | 48.5725
78075 | 10510 | 9 | 187628 | Yellow Jacket 0-15 WC manometwater type | CGNA/RITCHIE ENG.CO.INC. | 78075 | 25.905 | 25.5895 | Y | 25.905 | 25.5895 | 25.905
78075 | 175891 | 2 | 187628 | Yellow Jacket 0-15 WC manometwater type | CGNA/RITCHIE ENG.CO.INC. | 78075 | 25.905 | 21.06 | N | 25.905 | 25.5895 | 25.905
78087 | 10510 | 8 | 187628 | Yellow Jacket 0-60# gas testunit 1 NPT | CGNA/RITCHIE ENG.CO.INC. | 78087 | 22.404 | 22.404 | Y | 22.404 | 22.404 | 22.404
78087 | 175891 | 1 | 187628 | Yellow Jacket 0-60# gas testunit 1 NPT | CGNA/RITCHIE ENG.CO.INC. | 78087 | 22.404 | 11.55 | Y | 22.404 | 22.404 | 22.404
781XAXM4L-120A | 175883 | 3 | 134179 | Ice Cube Relay, 120v Ac | NEUCO INC. | 781XAXM4L-120A | 0 | 4.7104 | N | 0 | 4.7104 | 4.7104
782XBXM4L-12D | 175883 | 4 | 134179 | Ice Cube Relay, Dpdt, 12vdc | NEUCO INC. | 782XBXM4L-12D | 0 | 5.97 | N | 0 | 5.97 | 5.97
78833 | 10006 | 11 | 134078 | Fin and Coil Whiskbrush 6 3/4" | MARS MOTORS & ARMATURES INC | 78833 | 1.1667 | 1.1667 | N | 1.1667 | 1.1667 | 1.1667
78835 | 10006 | 1 | 134078 | 6-in-1 Fin Combo | MARS MOTORS & ARMATURES INC | 78835 | 7.72 | 7.72 | N | 7.72 | 7.72 | 7.72
78945 | 10510 | 8 | 134078 | Mars flue & boiler brush1-1/2x1-1/8 30 W | MARS MOTORS & ARMATURES INC | 78945 | 5.72 | 5.6311 | Y | 5.72 | 5.6311 | 5.72
78946 | 10510 | 6 | 134078 | Mars flue & boiler brush1/2x1 27 OAL Col | MARS MOTORS & ARMATURES INC | 78946 | 8.4255 | 8.93 | Y | 8.4255 | 8.93 | 8.93
78947 | 10510 | 16 | 134078 | Mars flue & boiler brush2-1/2 dia 20 OAL | MARS MOTORS & ARMATURES INC | 78947 | 3.2398 | 3.2324 | Y | 3.2398 | 3.2324 | 3.2398
78948 | 10510 | 8 | 134078 | Mars flue & boiler brush1-1/8x36 Weil-Mc | MARS MOTORS & ARMATURES INC | 78948 | 7.44 | 7.405 | Y | 7.44 | 7.405 | 7.44
79 | 10510 | 36 | 187612 | 79 (401488) Hoffman Air vent | BERNARD J. MULCAHY CO.,INC. | 79 | 142.5 | 134.6766 | Y | 142.5 | 134.6766 | 142.5
79 | 175891 | 1 | 134217 | 79 (401488) Hoffman Air vent | OSLIN NATION CO. | 79 | 142.5 | 100.287 | Y | 142.5 | 134.6766 | 142.5
79032 | 10510 | 3 | 134078 | Mars safety glassesclear lens | MARS MOTORS & ARMATURES INC | 79032 | 4.354 | 4.354 | Y | 4.354 | 4.354 | 4.354
79072 | 175891 | 2 | 134078 | Mars 2 grey duct taperoll | MARS MOTORS & ARMATURES INC | 79072 | 10.645 | 10.645 | Y | 10.645 | 10.645 | 10.645
79126 | 166553 | 6 | 133992 | Pilot Burner Gas Lines 1/4" OD x 6.5 Alu | INTERMOUNTAIN FUSE SUPPLY INC | 79126 | 15.68 | 15.6834 | Y | 15.68 | 15.6834 | 15.6834
79127 | 10006 | 2 | 134078 | MARS Corrugated Condenstae Drain Line 5 | MARS MOTORS & ARMATURES INC | 79127 | 5.08 | 5.08 | N | 5.08 | 5.08 | 5.08
79132 | 10006 | 2 | 134078 | 3/8 Clear Tube 100 | MARS MOTORS & ARMATURES INC | 79132 | 9.12 | 9.12 | N | 9.12 | 9.12 | 9.12
791F80 | 10510 | 1 | 168958 | Prest-O-Lite Kangaroo Kartfor acetylene | Monti And Associates Inc. | 791F80 | 28.33 | 28.33 | N | 28.33 | 28.33 | 28.33
7F.20.8.120.1020 | 175883 | 5 | 193711 | standard Filter Fan draw-in - Size 1 (4) | Finder | 7F.20.8.120.1020 | 0 | 45.81 | N | 0 | 45.81 | 45.81
7H.51.0.230.0025 | 175883 | 8 | 193711 | Ptc Self Regulating Panel Heater 110..23 | Finder | 7H.51.0.230.0025 | 0 | 31.74 | N | 0 | 31.74 | 31.74
7T.51.0.230.4360 | 175883 | 1 | 193711 | multifunction Thermo - Hygrostat Spst 10 | Finder | 7T.51.0.230.4360 | 0 | 41.19 | N | 0 | 41.19 | 41.19
7T.81.0.000.2303 | 175883 | 11 | 193711 | thermostat, Spst-no 10a, 0*c(32*f) To +6 | Finder | 7T.81.0.000.2303 | 0 | 12.03 | N | 0 | 12.03 | 12.03
7T.81.0.000.2403 | 175883 | 1 | 193711 | thermostat, Spst-nc 10a,0*c(32*f) To +60 | Finder | 7T.81.0.000.2403 | 0 | 12.03 | N | 0 | 12.03 | 12.03
8 CABLE TIES | 175883 | 900 | 134179 | 8 Cable Ties Pack of 150 | NEUCO INC. | 8 CABLE TIES | 0 | 0.1248 | N | 0 | 0.1248 | 0.1248
800020 | 175883 | 2 | 183600 | PtSix:P6 900 Verifr | PointSix Wireless/L-Com | 800020 | 200 | 200 | N | 200 | 200 | 200
800101 | 175883 | 3 | 183600 | PtSix:P6 418 Verifr | PointSix Wireless/L-Com | 800101 | 200 | 200 | N | 200 | 200 | 200
800B2502LA15 | 10008 | 1 | 133482 | 800B2502LA15 PRESSURE GAUGE | H. O. TRERICE COMPANY | 800B2502LA15 | 6.25 | 6.25 | N | 6.25 | 6.25 | 6.25
800B4002LA060 | 175888 | 1 | 133482 | TRERICE UTILITY GAUGE | H. O. TRERICE COMPANY | 800B4002LA060 | 8.92 | 8.92 | N | 8.92 | 8.92 | 8.92
8021204002 | 10510 | 12 | 133468 | SMD SWITCH .17-6 IN WC | CROSSROADS INDUSTRIAL SERVICES | 8021204002 | 30.33 | 44.9 | Y | 30.33 | 44.9 | 44.9
8021204063 | 10008 | 9 | 130005 | DP SWITCH, "SMD", 1-SPDT, AUTO RESET, | A.J. Antunes & Co | 8021204063 | 20.3 | 20.3037 | N | 20.3 | 20.3037 | 20.3037
8024206082 | 175891 | 1 | 133468 | ANTUNES SWITCH .17" WC TO 12"WC | CROSSROADS INDUSTRIAL SERVICES | 8024206082 | 35.65 | 68.19 | N | 35.65 | 68.19 | 68.19
8024206202 | 166553 | 1 | 134179 | 17-12"wc SPDT Air Differential Pressure | NEUCO INC. | 8024206202 | 65.29 | 65.29 | N | 65.29 | 65.29 | 65.29
803112502 | 10510 | 5 | 133468 | 803112502 LGP-A 2-14" WC LOW GAS | CROSSROADS INDUSTRIAL SERVICES | 803112502 | 70.214 | 72.4685 | Y | 70.214 | 72.4685 | 72.4685
803112504 | 10510 | 4 | 133468 | Antunes LGP-A-10-50 singlegas pressure s | CROSSROADS INDUSTRIAL SERVICES | 803112504 | 62.4189 | 60.9711 | Y | 62.4189 | 60.9711 | 62.4189
803112504 | 175891 | 1 | 133468 | Antunes LGP-A-10-50 singlegas pressure s | CROSSROADS INDUSTRIAL SERVICES | 803112504 | 62.4189 | 51.86 | N | 62.4189 | 60.9711 | 62.4189
803112506 | 175891 | 1 | 134179 | 2-20"wc Manual Reset SPDT Low Gas Pressu | NEUCO INC. | 803112506 | 112.68 | 112.68 | N | 112.68 | 112.68 | 112.68
803112509 | 10510 | 3 | 134179 | Antunes Low Gas Pressure Switch, 1-35" w | NEUCO INC. | 803112509 | 85.9116 | 62.57 | Y | 85.9116 | 85.9116 | 85.9116
803112509 | 173042 | 2 | 133468 | Antunes Low Gas Pressure Switch, 1-35" w | CROSSROADS INDUSTRIAL SERVICES | 803112509 | 85.9116 | 0.01 | N | 85.9116 | 85.9116 | 85.9116
803112509 | 175891 | 4 | 134179 | Antunes Low Gas Pressure Switch, 1-35" w | NEUCO INC. | 803112509 | 85.9116 | 85.9116 | Y | 85.9116 | 85.9116 | 85.9116
803112601 | 10510 | 21 | 133468 | 803112601 HGP-A 2-16" WC HIGH GAS | CROSSROADS INDUSTRIAL SERVICES | 803112601 | 61.3635 | 61.1892 | Y | 61.3635 | 61.1892 | 61.3635
803112601 | 175891 | 4 | 133468 | 803112601 HGP-A 2-16" WC HIGH GAS | CROSSROADS INDUSTRIAL SERVICES | 803112601 | 61.3635 | 59.2403 | Y | 61.3635 | 61.1892 | 61.3635
803112702 | 10510 | 18 | 133468 | ANTUNES GAS SWITCH | CROSSROADS INDUSTRIAL SERVICES | 803112702 | 66.77 | 67.686 | Y | 66.77 | 69.793 | 69.793
803112702 | 175891 | 2 | 133468 | ANTUNES GAS SWITCH | CROSSROADS INDUSTRIAL SERVICES | 803112702 | 66.77 | 69.793 | Y | 66.77 | 69.793 | 69.793
80315 | 10510 | 5 | 133921 | 60A Non Fused Disconnect | HONEYWELL INTERNATIONAL ECC US (HOFS) | 80315 | 12.313 | 12.313 | Y | 12.313 | 12.313 | 12.313
80316 | 10510 | 4 | 134078 | Mars fused disconnect30 amp | MARS MOTORS & ARMATURES INC | 80316 | 9.623 | 9.623 | Y | 9.623 | 9.623 | 9.623
8040H7 | 175891 | 1 | 134179 | Valve,Solenoid, 2 Way Normally Closed, 1 | NEUCO INC. | 8040h7 | 79.41 | 79.41 | N | 79.41 | 79.41 | 79.41
804111701 | 10510 | 9 | 133468 | HLGP-A 2-16IN/1-6IN ANTUNES HL GP | CROSSROADS INDUSTRIAL SERVICES | 804111701 | 154.45 | 143.3778 | Y | 154.45 | 143.3778 | 154.45
804111701 | 175891 | 2 | 133468 | HLGP-A 2-16IN/1-6IN ANTUNES HL GP | CROSSROADS INDUSTRIAL SERVICES | 804111701 | 154.45 | 140.8 | Y | 154.45 | 143.3778 | 154.45
804111702 | 10510 | 4 | 133468 | ANTUNES SWITCH HLGP-A 5-28" H & 1-6" L | CROSSROADS INDUSTRIAL SERVICES | 804111702 | 116.958 | 141.488 | Y | 116.958 | 141.488 | 141.488
804111702 | 175891 | 4 | 133468 | ANTUNES SWITCH HLGP-A 5-28" H & 1-6" L | CROSSROADS INDUSTRIAL SERVICES | 804111702 | 116.958 | 121.7264 | Y | 116.958 | 141.488 | 141.488
804112106 | 175891 | 2 | 133468 | ANTUNES PRESS SWITCH | CROSSROADS INDUSTRIAL SERVICES | 804112106 | 116.65 | 139.28 | Y | 116.65 | 139.28 | 139.28
806168001 | 175888 | 1 | 176362 | 4SPRING COUPLER | THERMATIC INC | 806168001 | 15.39 | 15.39 | N | 15.39 | 15.39 | 15.39
808000100 | 175891 | 1 | 176995 | FREEZSTAT THERMISTOR 10K OHM 10' LNG" | A.J. ANTUNES & CO. | 808000100 | 24.6321 | 24.6321 | Y | 24.6321 | 24.6321 | 24.6321
808000108 | 175891 | 2 | 176995 | FREEZSTAT THERMISTOR 10K OHM 20' LNG" | A.J. ANTUNES & CO. | 808000108 | 23.4298 | 23.4298 | N | 23.4298 | 23.4298 | 23.4298
808000303 | 10510 | 10 | 133468 | MTG BARACKET FOR JD2 | CROSSROADS INDUSTRIAL SERVICES | 808000303 | 4.74 | 4.5758 | Y | 4.74 | 11.01 | 11.01
808000303 | 173042 | 1 | 133468 | MTG BARACKET FOR JD2 | CROSSROADS INDUSTRIAL SERVICES | 808000303 | 4.74 | 11.01 | N | 4.74 | 11.01 | 11.01
808000303 | 175891 | 7 | 133468 | MTG BARACKET FOR JD2 | CROSSROADS INDUSTRIAL SERVICES | 808000303 | 4.74 | 7.8661 | Y | 4.74 | 11.01 | 11.01
80AKA | 10510 | 1 | 133849 | Fluke thermocouple adaptor(for instrumen | FLUKE ELECTRONICS CORPORATION | 80AK-A | 34.0418 | 39.51 | Y | 34.0418 | 39.51 | 39.51
80AKA | 175891 | 2 | 133849 | Fluke thermocouple adaptor(for instrumen | FLUKE ELECTRONICS CORPORATION | 80AK-A | 34.0418 | 33.0856 | Y | 34.0418 | 39.51 | 39.51
80BKA | 10510 | 4 | 133849 | Fluke K temperature probeDMM | FLUKE ELECTRONICS CORPORATION | 80BK-A | 50.91 | 50.91 | Y | 50.91 | 50.91 | 50.91
80GH128 | 10510 | 20 | 134219 | Parker female hose adaptor3/4 MH x 1/2 F | PARKER HANNIFIN | 80GH128 | 1.253 | 1.2477 | Y | 1.253 | 1.2477 | 1.253
80PK1 | 10510 | 7 | 130046 | FLUKE K-TYPE THERMOCOUP. PROBE | System Sensor | 80PK-1 | 49.7848 | 46.7165 | Y | 49.7848 | 47.87 | 49.7848
80PK1 | 175891 | 1 | 130046 | FLUKE K-TYPE THERMOCOUP. PROBE | System Sensor | 80PK-1 | 49.7848 | 47.87 | Y | 49.7848 | 47.87 | 49.7848
80PK22 | 10510 | 1 | 133849 | Fluke K thermocouplesure grip imersion t | FLUKE ELECTRONICS CORPORATION | 80PK-22 | 98.79 | 98.79 | Y | 98.79 | 98.79 | 98.79
80PK8 | 10510 | 1 | 133849 | FLUKE PIPE CLAMP THERMO PROBE | FLUKE ELECTRONICS CORPORATION | 80PK8 | 167.19 | 177.3233 | Y | 167.19 | 177.3233 | 177.3233
80PK8 | 175891 | 1 | 133849 | FLUKE PIPE CLAMP THERMO PROBE | FLUKE ELECTRONICS CORPORATION | 80PK8 | 167.19 | 177.3233 | Y | 167.19 | 177.3233 | 177.3233
80TK | 10510 | 2 | 133849 | Fluke converter for DMM(digital multimet | FLUKE ELECTRONICS CORPORATION | 80TK | 151.99 | 131.6225 | Y | 151.99 | 131.6225 | 151.99
810119001 | 175888 | 1 | 176362 | BEARING ASSY W/IMP | THERMATIC INC | 810119-001 | 67.06 | 67.06 | N | 67.06 | 67.06 | 67.06
810F050B51C | 10510 | 1 | 176747 | Tecumseh fan motor 1/15 HP460V 5/16 shaf | TECUMSEH COMPRESSOR CO | 810F050B51C | 165.43 | 165.43 | Y | 165.43 | 165.43 | 165.43
8158A112X1X0000 | 10510 | 2 | 133472 | Asco 1NPT Std trimvalve body for P159 ac | ASCO L.P. | 8158A112X1X0000 | 138.35 | 119.7 | Y | 138.35 | 119.7 | 138.35
8158A113X1X0000 | 10510 | 3 | 133472 | Asco 1-1/4NPT Std trimvalve body for P15 | ASCO L.P. | 8158A113X1X0000 | 160.01 | 164.45 | Y | 160.01 | 164.45 | 164.45
8158A118X1X0000 | 10510 | 1 | 133472 | Asco 2-1/2NPT std trimvalve body for P15 | ASCO L.P. | 8158A118X1X0000 | 289.28 | 258.7 | Y | 289.28 | 258.7 | 289.28
8158A120X1X0000 | 10510 | 3 | 133472 | Asco 3NPT std trimvalve body for P159 ac | ASCO L.P. | 8158A120X1X0000 | 400.38 | 353.8333 | Y | 400.38 | 353.8333 | 400.38
8158A212X1X0100 | 10510 | 2 | 133472 | Asco 1 seal trim w/ strainerPOC valve fo | ASCO L.P. | 8158A212X1X0100 | 302.25 | 302.25 | Y | 302.25 | 302.25 | 302.25
8158A213X1X0100 | 10510 | 3 | 133472 | Asco 1-1/4 seal trim w/ strnPOC valve fo | ASCO L.P. | 8158A213X1X0100 | 277.2 | 334.75 | Y | 277.2 | 334.75 | 334.75
8158A214X1X0100 | 10510 | 2 | 133472 | Asco 1-1/2 seal trim w/ strnPOC valve fo | ASCO L.P. | 8158A214X1X0100 | 347.75 | 347.75 | Y | 347.75 | 347.75 | 347.75
8158A214X1X0100 | 175891 | 1 | 133472 | Asco 1-1/2 seal trim w/ strnPOC valve fo | ASCO L.P. | 8158A214X1X0100 | 347.75 | 299.6 | N | 347.75 | 347.75 | 347.75
8158A216X1X0100 | 10510 | 3 | 133472 | Asco 2 seal trim w/ strnPOC valve for P1 | ASCO L.P. | 8158A216X1X0100 | 352.8 | 389.35 | Y | 352.8 | 389.35 | 389.35
8158A216X1X0100 | 175891 | 1 | 133472 | Asco 2 seal trim w/ strnPOC valve for P1 | ASCO L.P. | 8158A216X1X0100 | 352.8 | 352.8 | Y | 352.8 | 389.35 | 389.35
8158A218X1X0100 | 10510 | 2 | 133472 | Asco 2-1/2 seal trim w/ strnPOC valve fo | ASCO L.P. | 8158A218X1X0100 | 423.99 | 328.0875 | Y | 423.99 | 328.0875 | 423.99
81LB14 | 173042 | 17 | 175083 | 11CC PILOT LINE NUT | HOLYOKE FITTINGS, INC. | 81LB 1/4 | 0.43 | 0.43 | N | 0.43 | 0.43 | 0.43
81LB4 | 175891 | 3 | 176751 | 1/4CC NUT & SLEEVE | J/B INDUSTRIES INC | 81LB4 | 0.5364 | 0.5364 | N | 0.5364 | 0.5364 | 0.5364
82 | 10510 | 4 | 187620 | Parker Gold Label filter-drier1/4 SAE 45 | PARKER HANNIFIN | 82 | 12.15 | 12.15 | N | 12.15 | 12.15 | 12.15
82 | 175891 | 3 | 187620 | Parker Gold Label filter-drier1/4 SAE 45 | PARKER HANNIFIN | 82 | 12.15 | 9.939 | N | 12.15 | 12.15 | 12.15
8210B05712060 | 10510 | 1 | 134179 | 2way, NO, 1" npt, 120VAC 13CV | NEUCO INC. | 8210B057-120/60 | 892.31 | 892.31 | N | 892.31 | 892.31 | 892.31
8210G0151206011050 | 175888 | 1 | 133472 | MSA 20126 1/2 IN NC BR VALVE | ASCO L.P. | 8210G0151206011050 | 98.15 | 98.15 | N | 98.15 | 98.15 | 98.15
8210G034LFAC12060 | 10510 | 2 | 133472 | Asco 1/2" N/O 120/60 solenoid valve | ASCO L.P. | 8210G034LFAC12060 | 0 | 247.65 | Y | 0 | 247.65 | 247.65
8210G0751206011050 | 10510 | 1 | 133472 | MSA 20199 VALVE | ASCO L.P. | 8210G075120/60,110/50 | 167.05 | 113.4 | N | 167.05 | 167.05 | 167.05
8210G0751206011050 | 175888 | 2 | 133472 | MSA 20199 VALVE | ASCO L.P. | 8210G075120/60,110/50 | 167.05 | 167.05 | Y | 167.05 | 167.05 | 167.05
8210G0751206011050 | 175890 | 1 | 133472 | MSA 20199 VALVE | ASCO L.P. | 8210G075120/60,110/50 | 167.05 | 164.2577 | N | 167.05 | 167.05 | 167.05
8210G09524DC | 166561 | 1 | 133472 | 3/4 IN NC BRS 2W (2026 | ASCO L.P. | 8210G09524/DC | 126.1 | 126.1 | N | 126.1 | 126.1 | 126.1
8210G100LF2460 | 175888 | 2 | 133472 | 2IN NC 24/60 LEAD FREE ASCO | ASCO L.P. | 8210G100LF24/60 | 0 | 838.5 | N | 0 | 838.5 | 838.5
8210G100LF2460 | 175890 | 0 | 133472 | 2IN NC 24/60 LEAD FREE ASCO | ASCO L.P. | 8210G100LF24/60 | 0 | 838.5 | N | 0 | 838.5 | 838.5
8210G1032460 | 175888 | 1 | 133472 | Valve, Solenoid, 2 Way Normally Open, 2" | ASCO L.P. | 8210G10324/60 | 750.1 | 750.1 | N | 750.1 | 750.1 | 750.1
8210G33-24V | 175891 | 1 | 134179 | Valve,Solenoid, 2 Way Normally Open, 3/8 | NEUCO INC. | 8210G33-24V | 247.8 | 247.8 | N | 247.8 | 247.8 | 247.8
8214063CSA12060 | 175891 | 1 | 133472 | ASCO 2 WAY NO VALVE | ASCO L.P. | 8214063CSA 120/60 | 504 | 504 | N | 504 | 504 | 504
8214285CSA | 175890 | 1 | 133472 | 2" BODY ASCO SOL VALVE 12VDC, 5 PSI MAX | ASCO L.P. | 8214285CSA | 493.92 | 493.92 | N | 493.92 | 493.92 | 493.92
8214G05412060 | 10510 | 1 | 133472 | 1in WATER TIGHT 120VAC SOLENOID | ASCO L.P. | 8214G054-120/60 | 316.89 | 316.89 | N | 316.89 | 316.89 | 316.89
8215B05012060 | 10510 | 1 | 133472 | Asco 1 2-way solenoid valveNC 0-min air | ASCO L.P. | 8215B050-120/60 | 302.25 | 297.7 | Y | 302.25 | 297.7 | 302.25
8215C053CSA1206011050 | 175891 | 3 | 133472 | 1 INCH N/OPEN FUEL GAS VALVE | ASCO L.P. | 8215C053CSA1206011050 | 312.4696 | 432.9 | Y | 312.4696 | 432.9 | 432.9
8220G40924060 | 10510 | 1 | 133472 | 3/4 NC 240V COIL BRASS | ASCO L.P. | 8220G409-240/60 | 261.3 | 261.3 | N | 261.3 | 261.3 | 261.3
8221G005HW1206011050 | 175888 | 1 | 133472 | 3/4 IN NC BR VALVE | ASCO L.P. | 8221G005HW120/60,110/50 | 277.55 | 277.55 | N | 277.55 | 277.55 | 277.55
8222G0642460 | 175891 | 2 | 133472 | 3/8 IN 2W NC 24 AC | ASCO L.P. | 8222G06424/60 | 114.03 | 114.03 | N | 114.03 | 114.03 | 114.03
8223G0031206011050 | 173042 | 1 | 133472 | 1/2 X 3/8 2WAY NC VALVE MSA 20359 | ASCO L.P. | 8223G003120/60,110/50 | 467.91 | 467.91 | N | 467.91 | 467.91 | 467.91
8223G0231206011050 | 173042 | 1 | 133472 | MSA 20374 3/8 IN NC BR VALVE | ASCO L.P. | 8223G023120/60,110/50 | 93.87 | 93.87 | N | 93.87 | 93.87 | 93.87
8262C00212060 | 10510 | 1 | 133472 | ASCO VALVE | ASCO L.P. | 8262H002120/60,110/50 | 0 | 162.5 | N | 0 | 162.5 | 162.5
8262H0021206011050 | 10510 | 2 | 133472 | ASCO VALVE | ASCO L.P. | 8262H0021206011050 | 39.48 | 39.48 | Y | 39.48 | 39.48 | 39.48
8262H01312060 | 10510 | 1 | 133472 | Asco 1/4 2-way solenoid valveNC 50# wate | ASCO L.P. | 8262H013-120/60 | 47.25 | 47.25 | Y | 47.25 | 47.25 | 47.25
8262H114LT1206011050 | 173042 | 1 | 133472 | CRYOGENIC 2 WAY VALVE NC 120/60 VAC | ASCO L.P. | 8262H114LT120/60,110/50 | 181.44 | 181.44 | N | 181.44 | 181.44 | 181.44
8262H2021206011050 | 10510 | 1 | 133472 | MSA 22002 1/4IN NC VALVE | ASCO L.P. | 8262H2021206011050 | 57.85 | 50.715 | Y | 57.85 | 57.85 | 57.85
8262H2021206011050 | 175888 | 1 | 133472 | MSA 22002 1/4IN NC VALVE | ASCO L.P. | 8262H2021206011050 | 57.85 | 57.85 | Y | 57.85 | 57.85 | 57.85
8262H2081206011050 | 166561 | 3 | 133472 | ASCO 1/4IN NC VALVE | ASCO L.P. | 8262H2081206011050 | 33.81 | 33.81 | N | 33.81 | 33.81 | 33.81
83 | 10510 | 4 | 187620 | Parker Gold Label filter-drier3/8 SAE 45 | PARKER HANNIFIN | 83 | 11.47 | 11.4358 | N | 11.47 | 11.4358 | 11.47
83 | 175891 | 1 | 187620 | Parker Gold Label filter-drier3/8 SAE 45 | PARKER HANNIFIN | 83 | 11.47 | 10.161 | N | 11.47 | 11.4358 | 11.47
83063 | 166561 | 6 | 133921 | 3-POLE 30A MIGET FUSE BLOCK | HONEYWELL INTERNATIONAL ECC US (HOFS) | 83063 | 15.56 | 15.56 | Y | 15.56 | 15.56 | 15.56
8320G0011206011050 | 175888 | 1 | 133472 | 1/8IN BR VALVE | ASCO L.P. | 8320G001120/60,110/50 | 85.15 | 85.15 | N | 85.15 | 85.15 | 85.15
8320G1741206011050 | 173042 | 2 | 133472 | 1/4IN BR VALVE | ASCO L.P. | 8320G174120/60,110/50 | 107.25 | 85.68 | N | 107.25 | 107.25 | 107.25
8320G1741206011050 | 175891 | 1 | 133472 | 1/4IN BR VALVE | ASCO L.P. | 8320G174120/60,110/50 | 107.25 | 107.25 | Y | 107.25 | 107.25 | 107.25
8320G1861206011050 | 175888 | 1 | 133472 | MSA 20760 1/4 IN NC BR VALVE | ASCO L.P. | 8320G186120/60,110/50 | 111.8 | 111.8 | Y | 111.8 | 111.8 | 111.8
8340G1 | 175883 | 1 | 134179 | ASCO 4-way solenoid valve 120v | NEUCO INC. | 8340G1 | 131.75 | 131.75 | N | 131.75 | 131.75 | 131.75
83416 | 166553 | 29 | 170127 | Drain Pan Switch | RECTOR SEAL | 83416 | 10.91 | 10.91 | N | 10.91 | 10.91 | 10.91
8342G00112060 | 10510 | 1 | 133472 | 1/4IN 4WAY BR VALVE | ASCO L.P. | 8342G001120/60 | 289.9 | 280.98 | Y | 289.9 | 289.9 | 289.9
8342G00112060 | 175888 | 2 | 133472 | 1/4IN 4WAY BR VALVE | ASCO L.P. | 8342G001120/60 | 289.9 | 289.9 | N | 289.9 | 289.9 | 289.9
835 | 10510 | 2 | 133849 | Fluke multimeterhigh performance model | FLUKE ELECTRONICS CORPORATION | 83-5 | 364.79 | 364.79 | Y | 364.79 | 383.03 | 383.03
835 | 175891 | 1 | 133849 | Fluke multimeterhigh performance model | FLUKE ELECTRONICS CORPORATION | 83-5 | 364.79 | 383.03 | Y | 364.79 | 383.03 | 383.03
8360G077120 | 166561 | 1 | 134179 | 1/4" 3/2-WAY SOLENOID VALVE, 120 | NEUCO INC. | 8360G077-120 | 53.41 | 53.41 | N | 53.41 | 53.41 | 53.41
8360G07724 | 166561 | 1 | 134179 | 1/4" 3/2-WAY SOLENOID VALVE, 24V | NEUCO INC. | 8360G077-24 | 53.41 | 53.41 | N | 53.41 | 53.41 | 53.41
83900 | 175891 | 1 | 134078 | Mars -surge protector120/240v | MARS MOTORS & ARMATURES INC | 83900 | 35 | 35 | Y | 35 | 35 | 35
83905 | 10006 | 1 | 134078 | Mars Surge Protective Device | MARS MOTORS & ARMATURES INC | 83905 | 41.67 | 33.61 | N | 41.67 | 33.61 | 41.67
84 | 10510 | 9 | 187620 | Parker Gold Label filter-drier1/2 SAE 45 | PARKER HANNIFIN | 84 | 12.23 | 12.0573 | N | 12.23 | 12.0573 | 12.23
84 | 175891 | 3 | 187620 | Parker Gold Label filter-drier1/2 SAE 45 | PARKER HANNIFIN | 84 | 12.23 | 11.005 | N | 12.23 | 12.0573 | 12.23
8401340002 | 166561 | 2 | 168882 | USB to DIC Converter Programming Kit | DATA INDUSTRIAL ** | 8401340002 | 164.25 | 164.25 | N | 164.25 | 164.25 | 164.25
84201 | 10006 | 3 | 134065 | Mars 18/2 Thermostat wire | SIEMENS INDUSTRY, INC. | 84201 | 49.718 | 35.1275 | N | 49.718 | 49.718 | 49.718
84201 | 10008 | 4 | 134065 | Mars 18/2 Thermostat wire | SIEMENS INDUSTRY, INC. | 84201 | 49.718 | 49.718 | Y | 49.718 | 49.718 | 49.718
84349 | 166561 | 1 | 134078 | BLUE WIRE 100 STRANDED | MARS MOTORS & ARMATURES INC | 84349 | 24.7 | 24.7 | N | 24.7 | 24.7 | 24.7
84679 | 166553 | 46 | 134078 | Replacement Power Cord | MARS MOTORS & ARMATURES INC | 84679 | 5.95 | 5.95 | N | 5.95 | 5.95 | 5.95
8512130013 | 175891 | 1 | 176995 | ANTUNES HLC/HI LIMIT 24V 100-220 | A.J. ANTUNES & CO. | 8512130013 | 150.9272 | 150.9272 | N | 150.9272 | 150.9272 | 150.9272
853 | 175890 | 88 | 176439 | TUBING LATEX 11/32O.D.X5/32I.D, 100FT | W.A. BAUM CO INC | 853 | 0.678 | 0.678 | N | 0.678 | 0.678 | 0.678
853 | 175891 | 100 | 176439 | TUBING LATEX 11/32O.D.X5/32I.D, 100FT | W.A. BAUM CO INC | 853 | 0.678 | 0.678 | N | 0.678 | 0.678 | 0.678
85397 | 10006 | 10 | 134078 | Elec Fitting BX/Rommex/Armored 3/8" Sque | MARS MOTORS & ARMATURES INC | 85397 | 1.155 | 1.155 | N | 1.155 | 1.155 | 1.155
8562120010 | 175891 | 1 | 176995 | Antunes Digital Freeze Stat | A.J. ANTUNES & CO. | 8562120010 | 80.4296 | 80.4296 | N | 80.4296 | 80.4296 | 80.4296
8562140020 | 175891 | 1 | 176995 | DIGITAL FREEZESTAT 24V 20FT W/O CVR | A.J. ANTUNES & CO. | 8562140020 | 83.76 | 83.7571 | N | 83.76 | 83.7571 | 83.76
8562140081 | 10510 | 3 | 176995 | DIGITAL FRZSTAT 24V20FT W/CVR | A.J. ANTUNES & CO. | 8562140081 | 89.267 | 85.0385 | Y | 89.267 | 85.0385 | 89.267
8563140061 | 10510 | 11 | 176995 | Antunes freezestat digital115V with cove | A.J. ANTUNES & CO. | 8563140061 | 131.95 | 113.4955 | Y | 131.95 | 113.4955 | 131.95
85PR370F32 | 10510 | 3 | 176747 | Tecumseh run capacitor70 MFD 370 VAC | TECUMSEH COMPRESSOR CO | 85PR370F32 | 16.278 | 16.278 | Y | 16.278 | 16.278 | 16.278
85PR440E90 | 175891 | 1 | 176747 | Tecumseh run capacitor55 MFD 440 VAC | TECUMSEH COMPRESSOR CO | 85PR440E90 | 26.142 | 26.142 | N | 26.142 | 26.142 | 26.142
85PS250C19 | 10510 | 3 | 176747 | Tecumseh 88-108MFD 250VACcapacitor | TECUMSEH COMPRESSOR CO | 85PS250C19 | 9.126 | 9.126 | N | 9.126 | 9.126 | 9.126
85PS250C30 | 10510 | 1 | 176747 | Tecumseh 77-88 MFD 250VACcapacitor | TECUMSEH COMPRESSOR CO | 85PS250C30 | 9.82 | 9.82 | N | 9.82 | 9.82 | 9.82
85PS250D19 | 10510 | 2 | 176747 | Tecumseh 124-149MFD 250VACcapacitor | TECUMSEH COMPRESSOR CO | 85PS250D19 | 9.653 | 9.653 | Y | 9.653 | 9.653 | 9.653
85PS330D18 | 10510 | 2 | 176747 | Tecumseh 176-216MFD 330VACcapacitor | TECUMSEH COMPRESSOR CO | 85PS330D18 | 24.024 | 24.024 | Y | 24.024 | 24.024 | 24.024
85PS330D23 | 10510 | 5 | 176747 | Tecumseh 161-193MFD 330VACcapacitor for | TECUMSEH COMPRESSOR CO | 85PS330D23 | 22.873 | 22.873 | N | 22.873 | 22.873 | 22.873
86.00.0.240.0000 | 175883 | 2 | 193711 | multi-function Timer Module 12v-240v Ac/ | Finder | 86.00.0.240.0000 | 0 | 36.25 | N | 0 | 36.25 | 36.25
86.30.0.024.0000 | 175883 | 7 | 193711 | plug-in Multi-voltage On Pulse/on Delay | Finder | 86.30.0.024.0000 | 0 | 18.1 | N | 0 | 18.1 | 18.1
86.30.8.120.0000 | 175883 | 3 | 193711 | plug-in On Pulse/on Delay Timer Module, | Finder | 86.30.8.120.0000 | 0 | 20.35 | N | 0 | 20.35 | 20.35
860D20 | 175890 | 1 | 130018 | Pressure Sensor 1V to 10 VV 0.25 to 5in | Controller Sensors | 860D-20 | 88 | 88 | N | 88 | 88 | 88
86109 | 10006 | 3 | 134078 | Nylon Wire Ties, 100/Pk 11" Black STD 3" | MARS MOTORS & ARMATURES INC | 86109 | 6.09 | 6.09 | N | 6.09 | 6.09 | 6.09
86187 | 10510 | 3 | 134078 | Mars white electrical tapePVC 3/4 x 66' | MARS MOTORS & ARMATURES INC | 86187 | 2.16 | 2.1579 | N | 2.16 | 2.1579 | 2.16
86208 | 10006 | 2 | 134078 | QDs Insulated | MARS MOTORS & ARMATURES INC | 86208 | 2.2717 | 2.2717 | N | 2.2717 | 2.2717 | 2.2717
8621204001 | 10008 | 3 | 133468 | SMR Antunes Differential Pressue Swith w | CROSSROADS INDUSTRIAL SERVICES | 8621204001 | 130.46 | 119.8633 | N | 130.46 | 119.8633 | 130.46
8652AFEP4JA000N | 10510 | 1 | 187618 | Numatics 1/2 in coalescing1/2 coalescing | (DO NOT USE) ASCO, L.P. (Use Supplier ID 133472) | 8652AFEP4JA000N | 50.99 | 50.99 | N | 50.99 | 50.99 | 50.99
86632 | 10510 | 9 | 170127 | Rectorseal R410 Locking CapGas Guard 1/4 | RECTOR SEAL | 86632 | 9.12 | 9.12 | N | 9.12 | 9.12 | 9.12
86632 | 175891 | 3 | 170127 | Rectorseal R410 Locking CapGas Guard 1/4 | RECTOR SEAL | 86632 | 9.12 | 9.12 | Y | 9.12 | 9.12 | 9.12
86642 | 10510 | 4 | 170127 | Rectorseal Universal lockingcap 1/4 | RECTOR SEAL | 86642 | 9.35 | 9.35 | N | 9.35 | 9.35 | 9.35
86692 | 10510 | 9 | 170127 | Rectorseal Universal lockingcap 2-pk | RECTOR SEAL | 86692 | 10.495 | 10.495 | Y | 10.495 | 10.495 | 10.495
86692 | 175891 | 5 | 170127 | Rectorseal Universal lockingcap 2-pk | RECTOR SEAL | 86692 | 10.495 | 10.495 | N | 10.495 | 10.495 | 10.495
86698 | 10510 | 14 | 170127 | Rectorseal Multi Key | RECTOR SEAL | 86698 | 7.867 | 7.867 | N | 7.867 | 7.867 | 7.867
86698 | 175891 | 5 | 170127 | Rectorseal Multi Key | RECTOR SEAL | 86698 | 7.867 | 7.867 | N | 7.867 | 7.867 | 7.867
868STRBAQE | 10008 | 5 | 133665 | Outdoor Strobe Horn Blue 24 AC/DC | CONTROL CONSULTANTS INC | 868STR-B-AQ-E | 182.52 | 229.1314 | Y | 182.52 | 229.1314 | 229.1314
871173 | 10510 | 4 | 133849 | Fluke fuses5 pack 630 MA250V | FLUKE ELECTRONICS CORPORATION | 871173 | 7.84 | 7.436 | Y | 7.84 | 7.84 | 7.84
871173 | 175891 | 1 | 133849 | Fluke fuses5 pack 630 MA250V | FLUKE ELECTRONICS CORPORATION | 871173 | 7.84 | 7.84 | Y | 7.84 | 7.84 | 7.84
871207 | 10510 | 1 | 133849 | Fluke 1 amp fuse5 pack 600V | FLUKE ELECTRONICS CORPORATION | 871207 | 24.32 | 24.32 | Y | 24.32 | 24.32 | 24.32
871207 | 175891 | 1 | 133849 | Fluke 1 amp fuse5 pack 600V | FLUKE ELECTRONICS CORPORATION | 871207 | 24.32 | 12.53 | Y | 24.32 | 24.32 | 24.32
8722 | 10008 | 2 | 133482 | TRERICE SNUBBER 1/4 IN (D352) | H. O. TRERICE COMPANY | 872-2 | 4.82 | 4.82 | N | 4.82 | 4.82 | 4.82
874G5 | 10510 | 2 | 133541 | Edwards 24VAC HornUnited Electric | WESCO DISTRIBUTION, INC. | 874-G5 | 90.564 | 90.564 | N | 90.564 | 90.564 | 90.564
874N5 | 175891 | 1 | 133541 | Edwards 120VAC HornUnited Electric | WESCO DISTRIBUTION, INC. | 874-N5 | 120.718 | 120.718 | N | 120.718 | 120.718 | 120.718
875 | 10510 | 3 | 133849 | Fluke multimeter W/true RMShigh performa | FLUKE ELECTRONICS CORPORATION | 87-5 | 396.71 | 388.68 | Y | 396.71 | 388.68 | 396.71
875 | 175891 | 1 | 133849 | Fluke multimeter W/true RMShigh performa | FLUKE ELECTRONICS CORPORATION | 87-5 | 396.71 | 372.62 | Y | 396.71 | 388.68 | 396.71
875000800 | 175888 | 2 | 176362 | 3J WOODS CPLG INSERT | THERMATIC INC | 875000-800 | 8.9725 | 8.9725 | N | 8.9725 | 8.9725 | 8.9725
88061264 | 166553 | 1 | 134384 | s88061264 FITTING ADAPTER | INDUSTRIAL TECHNOLOGIES & SERVICES AMERICAS, INC | 88061264 | 2.45 | 2.45 | N | 2.45 | 2.45 | 2.45
88061264 | 166559 | 1 | 134384 | s88061264 FITTING ADAPTER | INDUSTRIAL TECHNOLOGIES & SERVICES AMERICAS, INC | 88061264 | 2.45 | 2.45 | N | 2.45 | 2.45 | 2.45
88061265 | 166553 | 1 | 134384 | 88061265 JAM NUT | INDUSTRIAL TECHNOLOGIES & SERVICES AMERICAS, INC | 88061265 | 3.34 | 3.34 | N | 3.34 | 3.34 | 3.34
88061265 | 166559 | 2 | 134384 | 88061265 JAM NUT | INDUSTRIAL TECHNOLOGIES & SERVICES AMERICAS, INC | 88061265 | 3.34 | 3.34 | N | 3.34 | 3.34 | 3.34
880D4303P | 10010 | 1 | 130034 | DP transmitter, 0-3 PSI, 24V 4-20m/a, 2 | Marshall's | 880D-43-03P | 51.5 | 51.5 | N | 51.5 | 51.5 | 51.5
88132030 | 166561 | 0 | 130019 | ball valve assembly for insertion | Badger Meter, Inc. | 8813203-0 | 253.5 | 0 | N | 253.5 | 0 | 253.5
8904T2 | 175891 | 21.2 | 150962 | MCMASTER CLAMP-ON 3 WIRE CNNCTR (5 PAK) | MCMASTER-CARR | 8904T2 | 3.65 | 3.6486 | N | 3.65 | 3.6486 | 3.65
892583 | 10510 | 3 | 133849 | Fluke 15 amp fuse600V | FLUKE ELECTRONICS CORPORATION | 892583 | 8.335 | 8.2233 | Y | 8.335 | 8.2233 | 8.335
892583 | 175891 | 1 | 133849 | Fluke 15 amp fuse600V | FLUKE ELECTRONICS CORPORATION | 892583 | 8.335 | 8 | Y | 8.335 | 8.2233 | 8.335
8950480 | 166553 | 29 | 133383 | 249 ohm Resistor | RS AMERICAS INC. | 8950480 | 0.12 | 0.1009 | N | 0.12 | 0.1009 | 0.12
8950497 | 166553 | 436 | 133383 | 499 ohm RESISTOR | RS AMERICAS INC. | 8950497 | 0.3969 | 0.094 | Y | 0.3969 | 0.3969 | 0.3969
8950497 | 166559 | 43 | 133383 | 499 ohm RESISTOR | RS AMERICAS INC. | 8950497 | 0.3969 | 0.3969 | Y | 0.3969 | 0.3969 | 0.3969
8950521 | 166553 | 430 | 133383 | 1 K ohm RESISTOR | RS AMERICAS INC. | 8950521 | 0.101 | 0.101 | N | 0.101 | 0.101 | 0.101
8C34 | 175888 | 2 | 134582 | STEAM TRAP 3/4IN ANGLE | NICHOLS CONTROLS & SUPPLY INC | 8C34 | 84.38 | 84.38 | N | 84.38 | 84.38 | 84.38
90-340 | 10006 | 12 | 134565 | DPDT RELAY, TYPE 91, 24V COIL | COPELAND COMFORT CONTROL LP | 90-340 | 10.124 | 6.3958 | N | 10.124 | 11.055 | 11.055
90-340 | 10510 | 8 | 134565 | DPDT RELAY, TYPE 91, 24V COIL | COPELAND COMFORT CONTROL LP | 90-340 | 10.124 | 7.6695 | Y | 10.124 | 11.055 | 11.055
90-340 | 166553 | 10 | 134565 | DPDT RELAY, TYPE 91, 24V COIL | COPELAND COMFORT CONTROL LP | 90-340 | 10.124 | 10.0208 | N | 10.124 | 11.055 | 11.055
90-340 | 166559 | 1 | 134565 | DPDT RELAY, TYPE 91, 24V COIL | COPELAND COMFORT CONTROL LP | 90-340 | 10.124 | 10.0552 | Y | 10.124 | 11.055 | 11.055
90-340 | 166561 | 4 | 134565 | DPDT RELAY, TYPE 91, 24V COIL | COPELAND COMFORT CONTROL LP | 90-340 | 10.124 | 11.055 | N | 10.124 | 11.055 | 11.055
90-340 | 173042 | 24 | 134078 | DPDT RELAY, TYPE 91, 24V COIL | MARS MOTORS & ARMATURES INC | 90-340 | 10.124 | 10.2707 | Y | 10.124 | 11.055 | 11.055
90-340 | 175891 | 3 | 134565 | DPDT RELAY, TYPE 91, 24V COIL | COPELAND COMFORT CONTROL LP | 90-340 | 10.124 | 5.6753 | Y | 10.124 | 11.055 | 11.055
900260XX | 173042 | 1 | 173238 | MPC- CPU REPLACEMENT | HEAT-TIMER CORP | 900260-XX | 286.88 | 286.88 | N | 286.88 | 286.88 | 286.88
90112 | 10510 | 1 | 187647 | RBM transformer/relay DPDT120/24V second | COPELAND (DO NOT USE) | 90-112 | 30.08 | 30.08 | Y | 30.08 | 30.08 | 30.08
90113 | 10008 | 1 | 134565 | Fan Control Center | COPELAND COMFORT CONTROL LP | 90-113 | 17.48 | 17.48 | N | 17.48 | 17.48 | 17.48
901GH12 | 10510 | 39 | 134219 | Parker 3/4 rubber washerfor hose adaptor | PARKER HANNIFIN | 901GH12 | 0.11 | 0.10929 | Y | 0.11 | 0.10929 | 0.11
901GH12 | 175891 | 4 | 134219 | Parker 3/4 rubber washerfor hose adaptor | PARKER HANNIFIN | 901GH12 | 0.11 | 0.10929 | Y | 0.11 | 0.10929 | 0.11
90290Q | 10510 | 17 | 134565 | RELAY 24V | COPELAND COMFORT CONTROL LP | 90290Q | 5.76 | 6.8914 | Y | 5.76 | 6.8914 | 6.8914
90290Q | 175891 | 2 | 134565 | RELAY 24V | COPELAND COMFORT CONTROL LP | 90290Q | 5.76 | 5.377 | Y | 5.76 | 6.8914 | 6.8914
90291Q | 10510 | 3 | 134565 | White Rodgers/RBM fan relay120V 60hz SPN | COPELAND COMFORT CONTROL LP | 90-291Q | 6.03 | 6.03 | N | 6.03 | 6.03 | 6.03
90291Q | 173042 | 110 | 134565 | White Rodgers/RBM fan relay120V 60hz SPN | COPELAND COMFORT CONTROL LP | 90-291Q | 6.03 | 4.95 | N | 6.03 | 6.03 | 6.03
90293Q | 10510 | 5 | 134565 | RELAY 24V | COPELAND COMFORT CONTROL LP | 90293Q | 6.1 | 5.8324 | Y | 6.1 | 5.8324 | 6.1
90293Q | 175891 | 1 | 134565 | RELAY 24V | COPELAND COMFORT CONTROL LP | 90293Q | 6.1 | 5.4975 | Y | 6.1 | 5.8324 | 6.1
90294Q | 10510 | 5 | 134565 | RELAY SPDT 120V COIL 8 AMP | COPELAND COMFORT CONTROL LP | 90294Q | 7.11 | 7.063 | Y | 7.11 | 7.063 | 7.11
902FC | 10510 | 2 | 133849 | Clamp Meter | FLUKE ELECTRONICS CORPORATION | 902FC | 294.93 | 296.3438 | Y | 294.93 | 296.3438 | 296.3438
902FC | 175891 | 2 | 133390 | Clamp Meter | AMAZON.COM, INC. | 902FC | 294.93 | 296.0293 | Y | 294.93 | 296.3438 | 296.3438
90341 | 10510 | 1 | 134565 | GENERAL PURPOSE RELAY, DPDT, 120V COIL | COPELAND COMFORT CONTROL LP | 90-341 | 11.63 | 5.667 | N | 11.63 | 12.091 | 12.091
90341 | 166553 | 8 | 134078 | GENERAL PURPOSE RELAY, DPDT, 120V COIL | MARS MOTORS & ARMATURES INC | 90341 | 11.63 | 10.418 | Y | 11.63 | 12.091 | 12.091
90341 | 166557 | 8 | 134078 | GENERAL PURPOSE RELAY, DPDT, 120V COIL | MARS MOTORS & ARMATURES INC | 90341 | 11.63 | 11.6676 | Y | 11.63 | 12.091 | 12.091
90341 | 166559 | 2 | 134078 | GENERAL PURPOSE RELAY, DPDT, 120V COIL | MARS MOTORS & ARMATURES INC | 90341 | 11.63 | 11.63 | Y | 11.63 | 12.091 | 12.091
90341 | 166561 | 3 | 134078 | GENERAL PURPOSE RELAY, DPDT, 120V COIL | MARS MOTORS & ARMATURES INC | 90341 | 11.63 | 12.091 | N | 11.63 | 12.091 | 12.091
90341 | 173042 | 2 | 134565 | GENERAL PURPOSE RELAY, DPDT, 120V COIL | COPELAND COMFORT CONTROL LP | 90-341 | 11.63 | 11.63 | Y | 11.63 | 12.091 | 12.091
90341 | 175883 | 4 | 134565 | GENERAL PURPOSE RELAY, DPDT, 120V COIL | COPELAND COMFORT CONTROL LP | 90-341 | 11.63 | 9.7856 | N | 11.63 | 12.091 | 12.091
90342 | 10008 | 5 | 134078 | 90342 POWER-POWER 240V | MARS MOTORS & ARMATURES INC | 90342 | 4.1 | 4.1 | N | 4.1 | 7.95 | 7.95
90342 | 173042 | 4 | 134078 | 90342 POWER-POWER 240V | MARS MOTORS & ARMATURES INC | 90342 | 4.1 | 6.23 | N | 4.1 | 7.95 | 7.95
90342 | 175883 | 1 | 134078 | 90342 POWER-POWER 240V | MARS MOTORS & ARMATURES INC | 90342 | 4.1 | 7.95 | N | 4.1 | 7.95 | 7.95
90370 | 10510 | 20 | 134565 | SPDT 24V RELAY | COPELAND COMFORT CONTROL LP | 90370 | 7.2951 | 7.6113 | Y | 7.2951 | 7.6113 | 7.6113
90370 | 166561 | 1 | 134565 | SPDT 24V RELAY | COPELAND COMFORT CONTROL LP | 90370 | 7.2951 | 7.1038 | N | 7.2951 | 7.6113 | 7.6113
90370 | 175891 | 1 | 134565 | SPDT 24V RELAY | COPELAND COMFORT CONTROL LP | 90370 | 7.2951 | 4.18 | Y | 7.2951 | 7.6113 | 7.6113
90372 | 10510 | 1 | 133921 | 120V SPDT HvyDutyEnclosedRelay | HONEYWELL INTERNATIONAL ECC US (HOFS) | 90372 | 9.94 | 9.94 | N | 9.94 | 9.94 | 9.94
90372 | 166553 | 15 | 133921 | 120V SPDT HvyDutyEnclosedRelay | HONEYWELL INTERNATIONAL ECC US (HOFS) | 90372 | 9.94 | 6.8346 | Y | 9.94 | 9.94 | 9.94
90377 | 10008 | 1 | 134078 | 90377 SPDT 277V RELAY | MARS MOTORS & ARMATURES INC | 90377 | 13.142 | 9.02 | N | 13.142 | 21.4112 | 21.4112
90377 | 166553 | 12 | 134078 | 90377 SPDT 277V RELAY | MARS MOTORS & ARMATURES INC | 90377 | 13.142 | 21.4112 | Y | 13.142 | 21.4112 | 21.4112
90377 | 166559 | 1 | 134078 | 90377 SPDT 277V RELAY | MARS MOTORS & ARMATURES INC | 90377 | 13.142 | 13.142 | Y | 13.142 | 21.4112 | 21.4112
90380 | 10510 | 6 | 134565 | FAN RELAY, SPNO/SPNC, 24 VAC COIL | COPELAND COMFORT CONTROL LP | 90380 | 11.34 | 7.1844 | Y | 11.34 | 12.3795 | 12.3795
90380 | 166553 | 1 | 134078 | FAN RELAY, SPNO/SPNC, 24 VAC COIL | MARS MOTORS & ARMATURES INC | 90380 | 11.34 | 12.3795 | Y | 11.34 | 12.3795 | 12.3795
90380 | 166561 | 1 | 134078 | FAN RELAY, SPNO/SPNC, 24 VAC COIL | MARS MOTORS & ARMATURES INC | 90380 | 11.34 | 10.7526 | Y | 11.34 | 12.3795 | 12.3795
90382 | 166561 | 4 | 133896 | RELAY, SPNO-SPNC, 120V | GRITTON & ASSOCIATES | 90382 | 9.53 | 9.53 | N | 9.53 | 9.53 | 9.53
90501500 | 173042 | 1 | 173238 | HEAT TIMER MOTOR, | HEAT-TIMER CORP | 90501500 | 702 | 675 | N | 702 | 675 | 702
90T40F3 | 166559 | 1 | 134565 | WHITE RODGERS TRANSFORMER | COPELAND COMFORT CONTROL LP | 90T40F3 | 13.92 | 79.64 | N | 13.92 | 79.64 | 79.64
91003 | 166553 | 12 | 134395 | SILICONE DIELECTRIC GREASE 3 OZ | SUPCO SEALED UNIT PARTS CO., INC. / NSI | 91003 | 15.5 | 10.45 | N | 15.5 | 10.45 | 15.5
911M3 | 175891 | 4 | 177097 | WATTS BFP & FILL VALVE | WATTS C/O STICKLER DO NOT USE | 911M3 | 73.13 | 73.13 | N | 73.13 | 73.13 | 73.13
91321 | 10006 | 10 | 134078 | 91321 MARS 30A 2P 24V | MARS MOTORS & ARMATURES INC | 91321 | 7.616 | 7.616 | N | 7.616 | 7.616 | 7.616
91323 | 166553 | 8 | 134078 | 91323 MARS 30A 2P 240V | MARS MOTORS & ARMATURES INC | 91323 | 11.3796 | 11.3796 | Y | 11.3796 | 11.3796 | 11.3796
91432 | 10006 | 10 | 134078 | 91432 MARS 40A 3P 120V | MARS MOTORS & ARMATURES INC | 91432 | 29.73 | 29.73 | N | 29.73 | 29.73 | 29.73
92290 | 10006 | 12 | 134078 | Relay, SPST | MARS MOTORS & ARMATURES INC | 92290 | 4.92 | 4.1533 | N | 4.92 | 4.1533 | 4.92
92342 | 166553 | 17 | 134179 | DPDT 208/240V Coil (90342) | NEUCO INC. | 92342 | 6.662 | 6.662 | Y | 6.662 | 6.662 | 6.662
92360 | 10008 | 4 | 134078 | SPST relay, 24VAC coil | MARS MOTORS & ARMATURES INC | 92360 | 9.08 | 9.0967 | Y | 9.08 | 9.0967 | 9.0967
92362 | 10008 | 3 | 134065 | SPST relay, 120VAC Coil | SIEMENS INDUSTRY, INC. | 92362 | 9.21 | 9.206 | Y | 9.21 | 9.206 | 9.21
926XXX MOD-4 FACTORY REBUILT | 173042 | 1 | 173238 | MOD-4 CHASSIS ONLY (90 DAY WARRANTY) | HEAT-TIMER CORP | 926XXX MOD-4 FACTORY REBUILT | 50 | 50 | N | 50 | 50 | 50
926XXX MULTI-MOD135 FACTORY REBUILT | 173042 | 1 | 173238 | MULTI-MOD CHASSIS ONLY (90 DAY WARRANTY) | HEAT-TIMER CORP | 926XXX MULTI-MOD135 FACTORY REBUILT | 50 | 50 | N | 50 | 50 | 50
93014 | 10510 | 5 | 134078 | Mars small oval capacitormounting bracke | MARS MOTORS & ARMATURES INC | 93014 | 0.757 | 0.75325 | Y | 0.757 | 0.75325 | 0.757
93058 | 166559 | 6 | 133921 | 93058 11 PIN RELAY BASE | HONEYWELL INTERNATIONAL ECC US (HOFS) | 93058 | 18.4767 | 18.4767 | N | 18.4767 | 18.4767 | 18.4767
93106 | 10510 | 37 | 134078 | Mars resistor for startcapacitors | MARS MOTORS & ARMATURES INC | 93106 | 0.721 | 0.72 | Y | 0.721 | 0.721 | 0.721
93106 | 175891 | 5 | 134078 | Mars resistor for startcapacitors | MARS MOTORS & ARMATURES INC | 93106 | 0.721 | 0.721 | Y | 0.721 | 0.721 | 0.721
93205459 | 166553 | 1 | 134384 | 93205459 FLOAT MECH ORING (3228107) | INDUSTRIAL TECHNOLOGIES & SERVICES AMERICAS, INC | 93205459 | 3.34 | 3.34 | N | 3.34 | 3.34 | 3.34
93205459 | 166559 | 3 | 134384 | 93205459 FLOAT MECH ORING (3228107) | INDUSTRIAL TECHNOLOGIES & SERVICES AMERICAS, INC | 93205459 | 3.34 | 3.34 | N | 3.34 | 3.34 | 3.34
93205518 | 166559 | 7 | 134384 | 93205518 FOR SEALING DRAIN MEC | INDUSTRIAL TECHNOLOGIES & SERVICES AMERICAS, INC | 93205518 | 3 | 3 | N | 3 | 3 | 3
93293 | 10510 | 12 | 134078 | Mars Fire Stop Caulk | MARS MOTORS & ARMATURES INC | 93293 | 21.103 | 19.621 | Y | 21.103 | 19.621 | 21.103
93350 | 10510 | 1 | 134078 | Mars heavy duty grease gunW/pistol grip | MARS MOTORS & ARMATURES INC | 93350 | 47.12 | 47.1185 | Y | 47.12 | 47.1185 | 47.12
93350 | 175891 | 1 | 134078 | Mars heavy duty grease gunW/pistol grip | MARS MOTORS & ARMATURES INC | 93350 | 47.12 | 30.83 | Y | 47.12 | 47.1185 | 47.12
93581 | 10510 | 7 | 134078 | Mars motor rain shield6 7/8 X 1/2 | MARS MOTORS & ARMATURES INC | 93581 | 8.075 | 7.6224 | Y | 8.075 | 7.6224 | 8.075
93582 | 10510 | 3 | 134078 | Mars motor rain shield6 3/4 X 5/8 | MARS MOTORS & ARMATURES INC | 93582 | 9.923 | 9.271 | Y | 9.923 | 9.271 | 9.923
93600 | 10510 | 2 | 187628 | Yellow Jacket vacuum pumpBullet 115V 2-s | CGNA/RITCHIE ENG.CO.INC. | 93600 | 374.68 | 374.68 | Y | 374.68 | 374.68 | 374.68
93600 | 175891 | 1 | 187628 | Yellow Jacket vacuum pumpBullet 115V 2-s | CGNA/RITCHIE ENG.CO.INC. | 93600 | 374.68 | 374.68 | Y | 374.68 | 374.68 | 374.68
93844 | 10510 | 10 | 187628 | Yellow Jacket vacuum/charging1/4 SAE M x | CGNA/RITCHIE ENG.CO.INC. | 93844 | 17.9297 | 17.7975 | Y | 17.9297 | 17.7975 | 17.9297
93870 | 175891 | 1 | 187628 | Vacuum Pump 7 CFM DC A2L | CGNA/RITCHIE ENG.CO.INC. | 93870 | 463.43 | 463.43 | Y | 463.43 | 463.43 | 463.43
945THBPD | 10510 | 5 | 134219 | Parker one-pc flaringtool 1/8-3/4 | PARKER HANNIFIN | 945THBPD | 82 | 82 | Y | 82 | 82 | 82
94A10101 | 175888 | 16 | 177101 | 1/4 IN BRASS APOLLO BALL VALVE | APOLLO VALVES | 94A10101 | 4.66 | 3.2971 | Y | 4.66 | 4.6615 | 4.6615
94A10101 | 175890 | 17 | 177101 | 1/4 IN BRASS APOLLO BALL VALVE | APOLLO VALVES | 94A10101 | 4.66 | 4.6615 | Y | 4.66 | 4.6615 | 4.6615
94A10201 | 10510 | 20 | 177052 | Conbraco 3/8 brass ball valveApollo full | AALBERTS IPS AMERICAS,INC | 94A-102-01 | 0 | 18.92 | Y | 0 | 18.92 | 18.92
94A10301 | 166561 | 42 | 177101 | APOLLO FULL PORT 1/2 NPT BALL VALVE | APOLLO VALVES | 94A10301 | 4.94 | 4.94 | N | 4.94 | 4.94 | 4.94
94A10301 | 175890 | 3 | 177101 | APOLLO FULL PORT 1/2 NPT BALL VALVE | APOLLO VALVES | 94A10301 | 4.94 | 4.94 | N | 4.94 | 4.94 | 4.94
94A10801 | 175891 | 4 | 177101 | 2 IN NPT, BRONZE BALL VALVE, 600 PSI WOG | APOLLO VALVES | 94A10801 | 27.78 | 27.7811 | N | 27.78 | 27.7811 | 27.7811
94A10901 | 175891 | 3 | 177101 | 2 1/2 IN FULL PORT BALL VLV | APOLLO VALVES | 94A10901 | 76.46 | 76.4634 | N | 76.46 | 76.4634 | 76.4634
95462 | 10006 | 24 | 134078 | Visu-Glow Leak Detector Floursecent Gas | MARS MOTORS & ARMATURES INC | 95462 | 4.3071 | 4.3071 | N | 4.3071 | 4.3071 | 4.3071
95780 | 175891 | 1 | 187628 | Refrigerant Recovery Brushless | CGNA/RITCHIE ENG.CO.INC. | 95780 | 699.04 | 699.04 | Y | 699.04 | 699.04 | 699.04
958 | 175888 | 3 | 133359 | 2-3/8" GAP SPST OH DOOR L-BRKT REED SWIT | ADI | 958 | 18.33 | 18.33 | Y | 18.33 | 18.33 | 18.33
958 | 175890 | 2 | 133359 | 2-3/8" GAP SPST OH DOOR L-BRKT REED SWIT | ADI | 958 | 18.33 | 17.5 | Y | 18.33 | 18.33 | 18.33
96.02 | 175883 | 1 | 193711 | Din -rail/panel Mount Screw Terminal (bo | Finder | 96.02 | 0 | 3.2 | N | 0 | 3.2 | 3.2
96106 | 166553 | 25 | 170127 | Rector Seal AG1200+ Switch Metal/Plastic | RECTOR SEAL | 96106 | 14.25 | 14.25 | N | 14.25 | 14.25 | 14.25
9690217 | 10008 | 2 | 133596 | 9690217 1 1/2" 30PSI 1/8" CBM | BASO GAS PRODUCTS LLC | 9690217 | 9.58 | 9.58 | Y | 9.58 | 9.58 | 9.58
96GH12 | 10510 | 49 | 134219 | Parker female hose adaptor3/4 hose cap | PARKER HANNIFIN | 96GH12 | 0.7866 | 0.78567 | Y | 0.7866 | 0.78567 | 0.7866
96GH12 | 175891 | 4 | 134219 | Parker female hose adaptor3/4 hose cap | PARKER HANNIFIN | 96GH12 | 0.7866 | 0.763 | Y | 0.7866 | 0.78567 | 0.7866
97.01 | 175883 | 25 | 193711 | Din -rail/panel Mount Screw Terminal (bo | Finder | 97.01 | 0 | 3.15 | N | 0 | 3.15 | 3.15
97.01SPA | 175883 | 17 | 193711 | din -rail/panel Mount Screw Terminal (bo | Finder | 97.01SPA | 0 | 3.32 | N | 0 | 3.32 | 3.32
971000-90700523 | 175891 | 3 | 134012 | BRAY CRANK ARM | JOHNSON CONTROLS NORTH AMERICAN PRODUCTS (JCI) | 971000-90700523 | 12 | 12 | N | 12 | 12 | 12
9722 | 166559 | 1 | 168859 | Condenser Fan Motor: Stud Mount, | *DO NOT USE* Paid with Divvy Card | 9722 | 235 | 235 | N | 235 | 235 | 235
973S | 175891 | 6 | 176746 | 3/4IN STRAIGHT WAY TRAP | FLUID HANDLING INC. | 973S | 77.43 | 77.4266 | N | 77.43 | 77.4266 | 77.43
97612 | 10510 | 3 | 134565 | Alco TL series TXV flangestraight 1/2 x | COPELAND COMFORT CONTROL LP | 9761-2 | 5.967 | 5.967 | N | 5.967 | 5.967 | 5.967
97647 | 175883 | 13 | 134179 | Safe-T-Switch Ss3 | NEUCO INC. | 97647 | 0 | 12.38 | N | 0 | 12.38 | 12.38
97693 | 10510 | 21 | 170127 | RECTROLSEAL SS500EPELECTRONIC CONDENSATE | RECTOR SEAL | 97693 | 26.464 | 26.464 | Y | 26.464 | 26.464 | 26.464
97693 | 175891 | 2 | 170127 | RECTROLSEAL SS500EPELECTRONIC CONDENSATE | RECTOR SEAL | 97693 | 26.464 | 26.464 | Y | 26.464 | 26.464 | 26.464
97695 | 10510 | 17 | 170127 | Rectorseal - SS700E condensateoverflow s | RECTOR SEAL | 97695 | 18.546 | 18.4243 | Y | 18.546 | 18.4243 | 18.546
98152413 | 166561 | 2 | 133737 | 2 1/2" 0-300 PSI, 1/4" NPT LIQUID F | DAUGHTRIDGE SALES CO | 98152413 | 6.8 | 6.8 | N | 6.8 | 6.8 | 6.8
984M-4X3714 | 10008 | 8 | 185447 | Air Diff. Pressure Transmitter; | BECK SENSORTECHNIK GMBH | 984M-4X3714 | 61.89 | 63.9058 | N | 61.89 | 63.9058 | 63.9058
98700 | 10510 | 9 | 187602 | Lucas - 1/4 Sil-Fos Rings# 15 | LUCAS MILHAUPT | 98700 | 6 | 6 | N | 6 | 6 | 6
98701 | 10510 | 1 | 187602 | Lucas - 3/8 Sil-Fos Rings# 15 | LUCAS MILHAUPT | 98701 | 7 | 7 | N | 7 | 7 | 7
98702 | 10510 | 3 | 187602 | Lucas - 1/2 Sil-Fos Rings# 15 | LUCAS MILHAUPT | 98702 | 8 | 8 | N | 8 | 8 | 8
98704 | 10510 | 3 | 187602 | Lucas - 3/4 Sil-Fos Rings# 15 | LUCAS MILHAUPT | 98704 | 12 | 12 | N | 12 | 12 | 12
98705 | 10510 | 8 | 187602 | Lucas - 7/8 Sil-Fos Rings# 15 | LUCAS MILHAUPT | 98705 | 13 | 13 | N | 13 | 13 | 13
98706 | 10510 | 8 | 187602 | Lucas - 1 - 1/8 Sil-Fos Rings# 15 | LUCAS MILHAUPT | 98706 | 12 | 12 | N | 12 | 12 | 12
99.02.0.024.98 | 175883 | 38 | 193711 | Varistor & Led Indicator Module 6-24v Ac | Finder | 99.02.0.024.98 | 0 | 2.4 | N | 0 | 2.4 | 2.4
99.02.0.230.98 | 175883 | 6 | 193711 | Varistor & Led Indicator Module 110-240v | Finder | 99.02.0.230.98 | 0 | 2.4 | N | 0 | 2.4 | 2.4
99301411 | 166559 | 8 | 141619 | PRESSURE GAUGE 0-30 PSI,1-1/2" DIAMETER, | Smart Guestrooms | 99301411 | 4.43 | 4.43 | Y | 4.43 | 4.43 | 4.43
99301411 | 166560 | 3 | 141619 | PRESSURE GAUGE 0-30 PSI,1-1/2" DIAMETER, | Smart Guestrooms | 99301411 | 4.43 | 4.43 | Y | 4.43 | 4.43 | 4.43
99301411 | 166561 | 2 | 141619 | PRESSURE GAUGE 0-30 PSI,1-1/2" DIAMETER, | Smart Guestrooms | 99301411 | 4.43 | 4.43 | Y | 4.43 | 4.43 | 4.43
99301459 | 166557 | 10 | 133737 | PRESSURE GAUGE 0-30 PSI,2", 1/8" NPT C | DAUGHTRIDGE SALES CO | 99301459 | 2.7 | 2.7 | N | 2.7 | 2.7 | 2.7
99301475 | 166560 | 1 | 133921 | PRESSURE GAUGE 0-30, 2", 1/4"MPT ON BACK | HONEYWELL INTERNATIONAL ECC US (HOFS) | 99301475 | 2.55 | 2.55 | N | 2.55 | 2.55 | 2.55
99301621 | 166561 | 1 | 133737 | 4 1/2" 0-30 PSI, 1/4" NPT LM | DAUGHTRIDGE SALES CO | 99301621 | 8.15 | 8.15 | N | 8.15 | 8.15 | 8.15
9DM234 | 10510 | 4 | 133540 | WATTS BACKFLOW PREVENTER | WATTS REGULATOR CO | 9DM234 | 37.029 | 0 | N | 37.029 | 35.9893 | 37.029
9DM234 | 175891 | 2 | 133540 | WATTS BACKFLOW PREVENTER | WATTS REGULATOR CO | 9DM234 | 37.029 | 35.9893 | N | 37.029 | 35.9893 | 37.029
9DM312 | 175891 | 5 | 133540 | WATTS BACKFLOW PREVENTER | WATTS REGULATOR CO | 61935 | 47.19 | 91.38 | Y | 47.19 | 91.38 | 91.38
9VU35120 | 166553 | 6 | 134583 | Weiss Industrial Glass Vari-Angle Thermo | MILJOCO-WEISS LLC | 9VU35-120 | 28.2625 | 29.0729 | Y | 28.2625 | 29.7483 | 29.7483
9VU35120 | 166559 | 2 | 134583 | Weiss Industrial Glass Vari-Angle Thermo | MILJOCO-WEISS LLC | 9VU35-120 | 28.2625 | 29.7483 | N | 28.2625 | 29.7483 | 29.7483
9VU35120 | 166561 | 1 | 134583 | Weiss Industrial Glass Vari-Angle Thermo | MILJOCO-WEISS LLC | 9VU35-120 | 28.2625 | 28.2625 | Y | 28.2625 | 29.7483 | 29.7483
9VU35160 | 166553 | 8 | 134583 | 3-1/2 " Stem 30-160f Thermometer | MILJOCO-WEISS LLC | 9VU35160 | 26.9025 | 26.9025 | Y | 26.9025 | 26.9025 | 26.9025
9VU35160 | 166557 | 1 | 134583 | 3-1/2 " Stem 30-160f Thermometer | MILJOCO-WEISS LLC | 9VU35160 | 26.9025 | 20 | N | 26.9025 | 26.9025 | 26.9025
9VU35160 | 166561 | 5 | 134583 | 3-1/2 " Stem 30-160f Thermometer | MILJOCO-WEISS LLC | 9VU35160 | 26.9025 | 26.9025 | Y | 26.9025 | 26.9025 | 26.9025
9VU35240 | 10510 | 3 | 134583 | Vari angle thermometer 30-240 degrees | MILJOCO-WEISS LLC | 9VU35-240 | 29 | 27.3361 | Y | 29 | 29 | 29
9VU35240 | 166553 | 3 | 134583 | Vari angle thermometer 30-240 degrees | MILJOCO-WEISS LLC | 9VU35-240 | 29 | 26.9025 | Y | 29 | 29 | 29
9VU35240 | 166559 | 2 | 134583 | Vari angle thermometer 30-240 degrees | MILJOCO-WEISS LLC | 9VU35-240 | 29 | 29 | N | 29 | 29 | 29
9VU35240 | 166561 | 6 | 134583 | Vari angle thermometer 30-240 degrees | MILJOCO-WEISS LLC | 9VU35-240 | 29 | 26.9025 | Y | 29 | 29 | 29
9VU35300 | 166553 | 8 | 134583 | 0/300 Ind Thermometer | MILJOCO-WEISS LLC | 9VU35-300 | 22.99 | 20.8485 | N | 22.99 | 22.9918 | 22.9918
9VU35300 | 166557 | 4 | 134583 | 0/300 Ind Thermometer | MILJOCO-WEISS LLC | 9VU35-300 | 22.99 | 20 | Y | 22.99 | 22.9918 | 22.9918
9VU35300 | 166561 | 5 | 134583 | 0/300 Ind Thermometer | MILJOCO-WEISS LLC | 9VU35-300 | 22.99 | 22.9918 | Y | 22.99 | 22.9918 | 22.9918
9VU6120 | 166557 | 1 | 134583 | 9" industrial therm 0-120 6" inserti | MILJOCO-WEISS LLC | 9VU6120 | 23.5 | 23.5 | N | 23.5 | 23.5 | 23.5
9W115 | 10510 | 4 | 176747 | Tecumseh fan motor 115V9 watt for fiberg | TECUMSEH COMPRESSOR CO | 9W115 | 50.667 | 49.5102 | Y | 50.667 | 49.5102 | 50.667
A-14 | 10510 | 1 | 187643 | UNIWELD Acetylene TwisterTip-Quick Conne | UNIWELD PRODUCTS INC. | A-14 | 79.79 | 79.79 | Y | 79.79 | 79.79 | 79.79
A-34 | 10510 | 5 | 134078 | V-Belt 36" belt 4L360A type belt | MARS MOTORS & ARMATURES INC | A-34 | 7.379 | 6.5343 | Y | 7.379 | 6.5343 | 7.379
A-34 | 175891 | 2 | 134078 | V-Belt 36" belt 4L360A type belt | MARS MOTORS & ARMATURES INC | A-34 | 7.379 | 3.633 | Y | 7.379 | 6.5343 | 7.379
A/1035-D-8-PB | 175883 | 4 | 130004 | Made for JCI system, 1035 RTB, 8 probe, | Automation Components Inc (ACI) | A/1035-D-8-PB | 0 | 11.34 | N | 0 | 11.34 | 11.34
A/1035-I-2.5-PB | 175883 | 1 | 130004 | Made for JCI system, 1035 RTB, 2.5 immer | Automation Components Inc (ACI) | A/1035-I-2.5-PB | 0 | 18.63 | N | 0 | 18.63 | 18.63
A/1K-NI-FA-12FT-EH | 175883 | 1 | 130004 | Flexible Cable Averaging 12FT, with Euro | Automation Components Inc (ACI) | A/1K-NI-FA-12FT-EH | 0 | 95.85 | N | 0 | 95.85 | 95.85
A/CP-FA-24-EH | 175883 | 1 | 130004 | flexible Averaging 24ft, Eh | Automation Components Inc (ACI) | A/CP-FA-24-EH | 0 | 83.16 | N | 0 | 83.16 | 83.16
A/DP-9-20 | 175883 | 1 | 130004 | Pressure Sensor Pressure Transmitter 0-5 | Automation Components Inc (ACI) | A/DP-9-20 | 121.84 | 121.84 | N | 121.84 | 121.84 | 121.84
A01203 | 10510 | 76 | 187614 | NDL 1/4 OD copper tubestrap WS-1100 | NDL INDUSTRIES INC | A 01203 | 0.226 | 0.167 | Y | 0.226 | 0.226 | 0.226
A01203 | 175891 | 10 | 187614 | NDL 1/4 OD copper tubestrap WS-1100 | NDL INDUSTRIES INC | A 01203 | 0.226 | 0.226 | Y | 0.226 | 0.226 | 0.226
A01211 | 10510 | 7 | 187614 | NDL 25' perf copperstrap WS-1101 | NDL INDUSTRIES INC | A 01211 | 17.601 | 17.1633 | Y | 17.601 | 17.1633 | 17.601
A01211 | 175891 | 1 | 187614 | NDL 25' perf copperstrap WS-1101 | NDL INDUSTRIES INC | A 01211 | 17.601 | 15.475 | Y | 17.601 | 17.1633 | 17.601
A01278 | 10510 | 103 | 187614 | NDL 3/8 OD copper tubestrap WS-1100 | NDL INDUSTRIES INC | A 01278 | 0.275 | 0.26657 | Y | 0.275 | 0.26657 | 0.275
A01278 | 175891 | 15 | 187614 | NDL 3/8 OD copper tubestrap WS-1100 | NDL INDUSTRIES INC | A 01278 | 0.275 | 0.191 | Y | 0.275 | 0.26657 | 0.275
A01366 | 10510 | 49 | 187614 | NDL 1/2 OD copper tubestrap WS-1100 | NDL INDUSTRIES INC | A 01366 | 0.174 | 0.16386 | Y | 0.174 | 0.16386 | 0.174
A01366 | 175891 | 8 | 187614 | NDL 1/2 OD copper tubestrap WS-1100 | NDL INDUSTRIES INC | A 01366 | 0.174 | 0.111 | Y | 0.174 | 0.16386 | 0.174
A01467 | 10510 | 59 | 187614 | NDL 3/4 OD copper tubestrap WS-1100 | NDL INDUSTRIES INC | A 01467 | 0.174 | 0.16485 | Y | 0.174 | 0.16485 | 0.174
A02529 | 10510 | 133 | 187614 | NDL 5/8 OD copper tubestrap WS-1100 | NDL INDUSTRIES INC | A 02529 | 0.246 | 0.21758 | Y | 0.246 | 0.21758 | 0.246
A02529 | 175891 | 35 | 187614 | NDL 5/8 OD copper tubestrap WS-1100 | NDL INDUSTRIES INC | A 02529 | 0.246 | 0.084 | Y | 0.246 | 0.21758 | 0.246
A02574 | 10510 | 29 | 187614 | NDL 7/8 OD copper tubestrap WS-1100 | NDL INDUSTRIES INC | A 02574 | 0.344 | 0.29889 | Y | 0.344 | 0.29889 | 0.344
A02574 | 175891 | 9 | 187614 | NDL 7/8 OD copper tubestrap WS-1100 | NDL INDUSTRIES INC | A 02574 | 0.344 | 0.136 | Y | 0.344 | 0.29889 | 0.344
A02614 | 10510 | 50 | 187614 | NDL 1 1/8 OD copper tubestrap WS-1100 | NDL INDUSTRIES INC | A 02614 | 0.488 | 0.41833 | Y | 0.488 | 0.41833 | 0.488
A02614 | 175891 | 22 | 187614 | NDL 1 1/8 OD copper tubestrap WS-1100 | NDL INDUSTRIES INC | A 02614 | 0.488 | 0.148 | Y | 0.488 | 0.41833 | 0.488
A02650 | 10510 | 207 | 187614 | NDL 1 3/8 OD copper tubestrap WS-1100 | NDL INDUSTRIES INC | A 02650 | 0.253 | 0.25251 | Y | 0.253 | 0.25251 | 0.253
A02650 | 175891 | 20 | 187614 | NDL 1 3/8 OD copper tubestrap WS-1100 | NDL INDUSTRIES INC | A 02650 | 0.253 | 0.192 | Y | 0.253 | 0.25251 | 0.253
A02675 | 10510 | 16 | 187614 | NDL 1 5/8 OD copper tubestrap WS-1100 | NDL INDUSTRIES INC | A 02675 | 0.474 | 0.448 | Y | 0.474 | 0.448 | 0.474
A02675 | 175891 | 21 | 187614 | NDL 1 5/8 OD copper tubestrap WS-1100 | NDL INDUSTRIES INC | A 02675 | 0.474 | 0.213 | Y | 0.474 | 0.448 | 0.474
A06SB6 | 10510 | 4 | 133766 | Dongan 6,000V 120V primarygas burner ign | DONGAN ELECTRIC MFG CO | A06-SB6 | 175 | 175 | Y | 175 | 175 | 175
A08SA1 | 10510 | 1 | 133766 | DONGAN IGN TRANSFORMER 120/8500 | DONGAN ELECTRIC MFG CO | A08SA1 | 168 | 172.4646 | Y | 168 | 179.2609 | 179.2609
A08SA1 | 175891 | 5 | 133766 | DONGAN IGN TRANSFORMER 120/8500 | DONGAN ELECTRIC MFG CO | A08SA1 | 168 | 179.2609 | Y | 168 | 179.2609 | 179.2609
A1 | 10510 | 16 | 134395 | Watsco line tap valve1/4, 5/16, 3/8 | SUPCO SEALED UNIT PARTS CO., INC. / NSI | A-1 | 1.939 | 1.9144 | Y | 1.939 | 1.939 | 1.939
A1 | 175891 | 2 | 134395 | Watsco line tap valve1/4, 5/16, 3/8 | SUPCO SEALED UNIT PARTS CO., INC. / NSI | A-1 | 1.939 | 1.939 | Y | 1.939 | 1.939 | 1.939
A10-LA2 | 173042 | 4 | 134393 | DONGAN IGNITION TRANSFORMER | STROMQUIST & COMPANY, INC. | A10-LA2 | 285.35 | 285.35 | Y | 285.35 | 285.35 | 285.35
A1027 | 166557 | 1 | 168882 | Brass Tapping Adapter SDI Hot Tap Me | DATA INDUSTRIAL ** | A1027 | 42.4 | 42.4 | N | 42.4 | 42.4 | 42.4
A105 | 10006 | 2 | 169000 | Sensocon Air Filter Kit | SENSOCON, INC. | A105 | 24.5 | 5.9 | N | 24.5 | 24.5 | 24.5
A105 | 166559 | 1 | 169000 | Sensocon Air Filter Kit | SENSOCON, INC. | A105 | 24.5 | 24.5 | N | 24.5 | 24.5 | 24.5
A10971 | 10510 | 2 | 176751 | JBI cap tube gaugetube gauge | J/B INDUSTRIES INC | A10971 | 23.75 | 22.835 | Y | 23.75 | 23.75 | 23.75
A10971 | 175891 | 1 | 176751 | JBI cap tube gaugetube gauge | J/B INDUSTRIES INC | A10971 | 23.75 | 23.75 | N | 23.75 | 23.75 | 23.75
A10KCPIXX | 175883 | 1 | 130004 | Immersion 10k type II w/well | Automation Components Inc (ACI) | A10KCPIXX | 14.58 | 14.58 | N | 14.58 | 14.58 | 14.58
A10KCPSX | 175883 | 1 | 130004 | Strap On Sensor 10K Type II | Automation Components Inc (ACI) | A10KCPSX | 11.07 | 11.07 | N | 11.07 | 11.07 | 11.07
A10LA2 | 173042 | 1 | 175067 | SONGAN TRANS | CHAS.F.CONNOLLY DIST.CO | A10LA2 | 278.5 | 0.1 | N | 278.5 | 0.1 | 278.5
A10LA22 | 10510 | 10 | 133766 | 10,000 V. SEC XFMR | DONGAN ELECTRIC MFG CO | A10LA22 | 190.275 | 202.9493 | Y | 190.275 | 202.9493 | 202.9493
A12126T1PP | 10510 | 1 | 133541 | Hoffman lock enclosure 12x12(UNI) with p | WESCO DISTRIBUTION, INC. | A12126T1PP | 141.65 | 137.44 | Y | 141.65 | 137.44 | 141.65
A12301084 | 175888 | 7 | 176554 | ABB CONTACTOR 120V COIL | GLOMAR INTERNATIONAL INC | A12301084 | 69.2609 | 69.2609 | N | 69.2609 | 69.2609 | 69.2609
A15725 | 10510 | 46 | 187611 | Mueller 1/4 fem flare x solderextension | MUELLER STREAMLINE CO. | A 15725 | 1.414 | 1.2969 | Y | 1.414 | 1.2969 | 1.414
A15725 | 175891 | 4 | 187611 | Mueller 1/4 fem flare x solderextension | MUELLER STREAMLINE CO. | A 15725 | 1.414 | 0.977 | Y | 1.414 | 1.2969 | 1.414
A15726 | 10510 | 32 | 187611 | Mueller 3/8 fem flare x solderextension | MUELLER STREAMLINE CO. | A 15726 | 1.944 | 1.9279 | Y | 1.944 | 1.9279 | 1.944
A15726 | 175891 | 3 | 187611 | Mueller 3/8 fem flare x solderextension | MUELLER STREAMLINE CO. | A 15726 | 1.944 | 1.788 | Y | 1.944 | 1.9279 | 1.944
A15727 | 10510 | 25 | 187611 | Mueller 1/2 fem flare x solderextension | MUELLER STREAMLINE CO. | A 15727 | 3.596 | 2.5206 | Y | 3.596 | 2.5206 | 3.596
A15727 | 175891 | 5 | 187611 | Mueller 1/2 fem flare x solderextension | MUELLER STREAMLINE CO. | A 15727 | 3.596 | 1.956 | Y | 3.596 | 2.5206 | 3.596
A15728 | 10510 | 40 | 187611 | Mueller 5/8 fem flare x solderextension | MUELLER STREAMLINE CO. | A 15728 | 3.018 | 2.9581 | Y | 3.018 | 2.9581 | 3.018
A15728 | 175891 | 2 | 187611 | Mueller 5/8 fem flare x solderextension | MUELLER STREAMLINE CO. | A 15728 | 3.018 | 2.177 | Y | 3.018 | 2.9581 | 3.018
A16040084 | 175883 | 2 | 134039 | ABB 4 pole NC contactor | KELE & ASSOCIATES | A16040084 | 55.38 | 55.38 | N | 55.38 | 55.38 | 55.38
A16400084 | 175883 | 2 | 134039 | ABB 4 pole NO contactor | KELE & ASSOCIATES | A16400084 | 49.99 | 49.99 | N | 49.99 | 49.99 | 49.99
A19AAC1C | 175888 | 1 | 134012 | AQUASTAT | JOHNSON CONTROLS NORTH AMERICAN PRODUCTS (JCI) | A19AAC-1C | 73.6654 | 73.6654 | N | 73.6654 | 73.6654 | 73.6654
A19ACA17C | 175891 | 1 | 134012 | 20FT CAP, -30/100F | JOHNSON CONTROLS NORTH AMERICAN PRODUCTS (JCI) | A19ACA-17C | 75.82 | 75.82 | N | 75.82 | 75.82 | 75.82
A1K2WI4INGD | 175891 | 3 | 130004 | ACI 1K IMMERSION SENSOR W/WELL | Automation Components Inc (ACI) | A1K2WI4INGD | 18.63 | 18.63 | N | 18.63 | 18.63 | 18.63
A1K2WRSO | 175891 | 1 | 130004 | Room Sensor, 1K RTD, w/Setpoint & Overr | Automation Components Inc (ACI) | A1K2WRSO | 14.18 | 14.18 | N | 14.18 | 14.18 | 14.18
A2 | 10510 | 14 | 134395 | Watsco line tap valve1/2, 5/8 | SUPCO SEALED UNIT PARTS CO., INC. / NSI | A-2 | 4.398 | 4.3906 | Y | 4.398 | 4.3906 | 4.398
A2 | 175891 | 4 | 134395 | Watsco line tap valve1/2, 5/8 | SUPCO SEALED UNIT PARTS CO., INC. / NSI | A-2 | 4.398 | 4.0403 | Y | 4.398 | 4.3906 | 4.398
A204200 | 175891 | 4 | 177101 | SPRING 0.131ID.0.022WD,1.235FL WHITE SS | APOLLO VALVES | A204200 | 2.5 | 2.5 | N | 2.5 | 2.5 | 2.5
A24 | 10510 | 3 | 134078 | V-Belt 26 belt 74328A type belt | MARS MOTORS & ARMATURES INC | A24 | 6.29 | 6.29 | Y | 6.29 | 6.29 | 6.29
A2420AT1PP | 10510 | 2 | 133541 | Hoffman per. panel for 24x20(UNI) fpr en | WESCO DISTRIBUTION, INC. | A2420AT1PP | 204.38 | 204.38 | N | 204.38 | 204.38 | 204.38
A24R248HCRQTH | 166553 | 0 | 133920 | Hinged Cover Type 3R Medium/Sm | HOFFMAN ENCLOSURES INC. | A24R248HCRQTH | 403.2001 | 0 | N | 403.2001 | 0 | 403.2001
A25 | 10510 | 1 | 187605 | V-BELT 27” 74329 TYPE A BELT | CGNA/MOTOR & ARMATURES, INC. | A25 | 5.3988 | 5.2944 | N | 5.3988 | 5.3988 | 5.3988
A25 | 166561 | 3 | 187605 | V-BELT 27” 74329 TYPE A BELT | CGNA/MOTOR & ARMATURES, INC. | A25 | 5.3988 | 5.3988 | N | 5.3988 | 5.3988 | 5.3988
A258B480 | 10008 | 5 | 134452 | A258B-480 3-Phase Power Monitor | TIME MARK CORPORATION | A258B-480 | 59.88 | 60.312 | Y | 59.88 | 60.312 | 60.312
A26 | 10510 | 11 | 187605 | V-BELT 28” 4L280 TYPE A BELT | CGNA/MOTOR & ARMATURES, INC. | A26 | 3.694 | 3.6938 | N | 3.694 | 3.6938 | 3.694
A26 | 175891 | 2 | 134342 | V-BELT 28” 4L280 TYPE A BELT | SCHNEIDER ELECTRIC BUILDINGS AMERICAS, INC | A26 | 3.694 | 3.2 | N | 3.694 | 3.6938 | 3.694
A26301084 | 166561 | 1 | 133344 | ABB CONTACTOR | ABB INC. | A26301084 | 172.26 | 172.26 | N | 172.26 | 172.26 | 172.26
A27 | 10510 | 1 | 134078 | V-Belt 29 belt 4L290A type belt | MARS MOTORS & ARMATURES INC | A27 | 5.33 | 5.33 | N | 5.33 | 5.33 | 5.33
A28 | 10510 | 7 | 134078 | V-Belt 30 belt 4L300A type belt | MARS MOTORS & ARMATURES INC | A28 | 4.857 | 4.6684 | Y | 4.857 | 4.6684 | 4.857
A28 | 175891 | 1 | 134078 | V-Belt 30 belt 4L300A type belt | MARS MOTORS & ARMATURES INC | A28 | 4.857 | 2.883 | Y | 4.857 | 4.6684 | 4.857
A29 | 10510 | 8 | 134078 | V-Belt 31 belt 4L310A type belt | MARS MOTORS & ARMATURES INC | A29 | 5.158 | 4.3635 | Y | 5.158 | 4.3635 | 5.158
A29 | 175891 | 1 | 134078 | V-Belt 31 belt 4L310A type belt | MARS MOTORS & ARMATURES INC | A29 | 5.158 | 3.317 | Y | 5.158 | 4.3635 | 5.158
A30 | 10510 | 5 | 134078 | V-Belt 32 belt 4L320A type belt | MARS MOTORS & ARMATURES INC | A30 | 6.71 | 6.2704 | Y | 6.71 | 6.2704 | 6.71
A30 | 175891 | 1 | 134078 | V-Belt 32 belt 4L320A type belt | MARS MOTORS & ARMATURES INC | A30 | 6.71 | 1.56 | Y | 6.71 | 6.2704 | 6.71
A306K | 173042 | 1 | 134012 | Outdoor Air Static | JOHNSON CONTROLS NORTH AMERICAN PRODUCTS (JCI) | A-306-K | 51.48 | 50.47 | N | 51.48 | 50.47 | 51.48
A31 | 10510 | 5 | 134078 | V-Belt 33 belt 4L330A type belt | MARS MOTORS & ARMATURES INC | A31 | 6.6124 | 6.6124 | Y | 6.6124 | 6.6124 | 6.6124
A31 | 175891 | 2 | 134078 | V-Belt 33 belt 4L330A type belt | MARS MOTORS & ARMATURES INC | A31 | 6.6124 | 3.021 | Y | 6.6124 | 6.6124 | 6.6124
A31002 | 10510 | 7 | 176751 | JBI 1/8 OD access valve5-pack | J/B INDUSTRIES INC | A31002 | 8.629 | 8.4547 | Y | 8.629 | 8.59 | 8.629
A31002 | 175891 | 3 | 176751 | JBI 1/8 OD access valve5-pack | J/B INDUSTRIES INC | A31002 | 8.629 | 8.59 | Y | 8.629 | 8.59 | 8.629
A31003 | 10510 | 10 | 176751 | JBI 3/16 OD access valve5-pack | J/B INDUSTRIES INC | A31003 | 10.3319 | 10.3094 | Y | 10.3319 | 10.3094 | 10.3319
A31003 | 175891 | 2 | 176751 | JBI 3/16 OD access valve5-pack | J/B INDUSTRIES INC | A31003 | 10.3319 | 6.706 | Y | 10.3319 | 10.3094 | 10.3319
A31004 | 10510 | 26 | 176751 | JBI 1/4 OD access valve5-pack | J/B INDUSTRIES INC | A31004 | 10.1 | 10.099 | Y | 10.1 | 10.099 | 10.1
A31004 | 175891 | 3 | 176751 | JBI 1/4 OD access valve5-pack | J/B INDUSTRIES INC | A31004 | 10.1 | 9.652 | Y | 10.1 | 10.099 | 10.1
A31005 | 10510 | 5 | 176751 | JBI 5/16 OD access valve5-pack | J/B INDUSTRIES INC | A31005 | 10.018 | 8.9263 | Y | 10.018 | 10.018 | 10.018
A31005 | 175891 | 1 | 176751 | JBI 5/16 OD access valve5-pack | J/B INDUSTRIES INC | A31005 | 10.018 | 10.018 | Y | 10.018 | 10.018 | 10.018
A31006 | 10510 | 6 | 176751 | JBI 3/8 OD access valve5-pack | J/B INDUSTRIES INC | A31006 | 11.7691 | 11.7691 | Y | 11.7691 | 11.7691 | 11.7691
A31006 | 175891 | 1 | 176751 | JBI 3/8 OD access valve5-pack | J/B INDUSTRIES INC | A31006 | 11.7691 | 8.962 | Y | 11.7691 | 11.7691 | 11.7691
A31008 | 10510 | 3 | 176751 | JBI 1/2 OD access valve3-pack | J/B INDUSTRIES INC | A31008 | 17.536 | 17.536 | Y | 17.536 | 17.536 | 17.536
A31008 | 175891 | 4 | 176751 | JBI 1/2 OD access valve3-pack | J/B INDUSTRIES INC | A31008 | 17.536 | 15.331 | Y | 17.536 | 17.536 | 17.536
A31134 | 10510 | 10 | 176751 | JBI 1/4 ODS solder accesstee 3-pack | J/B INDUSTRIES INC | A31134 | 9.908 | 9.908 | Y | 9.908 | 9.908 | 9.908
A31136 | 10510 | 5 | 176751 | JBI 3/8 ODS solder accesstee 3-pack | J/B INDUSTRIES INC | A31136 | 11.9 | 11.9 | Y | 11.9 | 11.9 | 11.9
A31138 | 10510 | 5 | 176751 | JBI 1/2 ODS solder accesstee 3-pack | J/B INDUSTRIES INC | A31138 | 13.01 | 11.7267 | Y | 13.01 | 11.7267 | 13.01
A31140 | 175891 | 2 | 176751 | JBI 5/8 ODS solderaccess tee | J/B INDUSTRIES INC | A31140 | 5.788 | 5.5586 | Y | 5.788 | 5.5586 | 5.788
A31142 | 10510 | 7 | 176751 | JBI 3/4 ODS solderaccess tee | J/B INDUSTRIES INC | A31142 | 5.959 | 5.959 | Y | 5.959 | 5.959 | 5.959
A31142 | 175891 | 1 | 176751 | JBI 3/4 ODS solderaccess tee | J/B INDUSTRIES INC | A31142 | 5.959 | 3.618 | Y | 5.959 | 5.959 | 5.959
A31144 | 10510 | 7 | 176751 | JBI 7/8 ODS solder accesstee | J/B INDUSTRIES INC | A31144 | 7.3 | 7.1498 | Y | 7.3 | 7.1498 | 7.3
A31144 | 175891 | 2 | 176751 | JBI 7/8 ODS solder accesstee | J/B INDUSTRIES INC | A31144 | 7.3 | 7.1498 | Y | 7.3 | 7.1498 | 7.3
A31424 | 10510 | 2 | 176751 | JBI 1/4 SAE access unionwith flare nut | J/B INDUSTRIES INC | A31424 | 6.92 | 6.92 | Y | 6.92 | 6.92 | 6.92
A31452 | 10510 | 3 | 176751 | JBI 1/8 MPT assess tee3 pack | J/B INDUSTRIES INC | A31452 | 10.083 | 9.2123 | Y | 10.083 | 9.2123 | 10.083
A31452 | 175891 | 2 | 176751 | JBI 1/8 MPT assess tee3 pack | J/B INDUSTRIES INC | A31452 | 10.083 | 8.263 | Y | 10.083 | 9.2123 | 10.083
A31454 | 10510 | 6 | 176751 | JBI 1/4 MPT access tee3 pack | J/B INDUSTRIES INC | A31454 | 13.793 | 13.1285 | Y | 13.793 | 13.793 | 13.793
A31454 | 175891 | 3 | 176751 | JBI 1/4 MPT access tee3 pack | J/B INDUSTRIES INC | A31454 | 13.793 | 13.793 | Y | 13.793 | 13.793 | 13.793
A31482 | 10510 | 10 | 176751 | JBI 1/8 MPT x 1/4 OD accessvalve half un | J/B INDUSTRIES INC | A31482 | 7.77 | 7.547 | Y | 7.77 | 7.547 | 7.77
A31482 | 175891 | 10 | 176751 | JBI 1/8 MPT x 1/4 OD accessvalve half un | J/B INDUSTRIES INC | A31482 | 7.77 | 7.46 | Y | 7.77 | 7.547 | 7.77
A31484 | 10510 | 11 | 176751 | JBI 1/4 MPT x 1/4 flare accessvalve half | J/B INDUSTRIES INC | A31484 | 8.145 | 7.9532 | Y | 8.145 | 7.9532 | 8.145
A31484 | 175891 | 1 | 176751 | JBI 1/4 MPT x 1/4 flare accessvalve half | J/B INDUSTRIES INC | A31484 | 8.145 | 6.676 | Y | 8.145 | 7.9532 | 8.145
A31512 | 10510 | 5 | 176751 | JBI 1/8 MPT access tee3 pack | J/B INDUSTRIES INC | A31512 | 8.331 | 8.2284 | Y | 8.331 | 8.2284 | 8.331
A31512 | 175891 | 2 | 176751 | JBI 1/8 MPT access tee3 pack | J/B INDUSTRIES INC | A31512 | 8.331 | 8.036 | Y | 8.331 | 8.2284 | 8.331
A31656 | 175891 | 20 | 176751 | J/B 1/4IN M FLAREx5/16 F FLARE STRT CONN | J/B INDUSTRIES INC | A31656 | 6.93 | 7.0696 | Y | 6.93 | 7.0696 | 7.0696
A3166 | 10510 | 17 | 168933 | Klein screwdriver 3/16 x 6flat blade | Klein Tools, Inc. | A316-6 | 5.35 | 5.35 | N | 5.35 | 5.35 | 5.35
A31720 | 10510 | 6 | 176751 | JBI 3-way multi step access5-pack | J/B INDUSTRIES INC | A31720 | 5.82 | 5.571 | Y | 5.82 | 5.639 | 5.82
A31720 | 175891 | 1 | 176751 | JBI 3-way multi step access5-pack | J/B INDUSTRIES INC | A31720 | 5.82 | 5.639 | Y | 5.82 | 5.639 | 5.82
A31729 | 10510 | 8 | 176751 | JBI 3-way access valve3 pack | J/B INDUSTRIES INC | A31729 | 5.092 | 4.8447 | Y | 5.092 | 5.089 | 5.092
A31729 | 175891 | 1 | 176751 | JBI 3-way access valve3 pack | J/B INDUSTRIES INC | A31729 | 5.092 | 5.089 | Y | 5.092 | 5.089 | 5.092
A31851 | 10510 | 19 | 176751 | FITTING | J/B INDUSTRIES INC | A31851 | 17.83 | 17.5791 | Y | 17.83 | 17.8293 | 17.83
A31851 | 175891 | 4 | 176751 | FITTING | J/B INDUSTRIES INC | A31851 | 17.83 | 17.8293 | Y | 17.83 | 17.8293 | 17.83
A31852 | 10510 | 16 | 176751 | JBI 1/4 SAE access tee 3-packswivel W/de | J/B INDUSTRIES INC | A31852 | 14.939 | 14.5547 | Y | 14.939 | 14.939 | 14.939
A31852 | 175891 | 3 | 176751 | JBI 1/4 SAE access tee 3-packswivel W/de | J/B INDUSTRIES INC | A31852 | 14.939 | 14.939 | Y | 14.939 | 14.939 | 14.939
A31854 | 10510 | 17 | 176751 | JBI 1/4 SAE access tee 3-pack1/4 FEM fla | J/B INDUSTRIES INC | A31854 | 15.088 | 13.3279 | Y | 15.088 | 15.088 | 15.088
A31854 | 175891 | 2 | 176751 | JBI 1/4 SAE access tee 3-pack1/4 FEM fla | J/B INDUSTRIES INC | A31854 | 15.088 | 15.088 | Y | 15.088 | 15.088 | 15.088
A31864 | 10510 | 14 | 176751 | JBI 1/4 SAE access tee 3-pack1/4 FEM fla | J/B INDUSTRIES INC | A31864 | 14.811 | 14.5993 | Y | 14.811 | 14.811 | 14.811
A31864 | 175891 | 2 | 176751 | JBI 1/4 SAE access tee 3-pack1/4 FEM fla | J/B INDUSTRIES INC | A31864 | 14.811 | 14.811 | Y | 14.811 | 14.811 | 14.811
A31997 | 175891 | 2 | 176751 | JBI 1/4 core remover-sealcap10-pack | J/B INDUSTRIES INC | A31997 | 14.197 | 14.197 | Y | 14.197 | 14.197 | 14.197
A31999 | 10510 | 29 | 176751 | JBI replacement valve cores5-pack | J/B INDUSTRIES INC | A31999 | 2.7 | 2.6701 | Y | 2.7 | 2.6701 | 2.7
A31999 | 175891 | 1 | 176751 | JBI replacement valve cores5-pack | J/B INDUSTRIES INC | A31999 | 2.7 | 2.6521 | Y | 2.7 | 2.6701 | 2.7
A32 | 10510 | 13 | 134078 | V-Belt 34 belt 4L340A type belt | MARS MOTORS & ARMATURES INC | A32 | 6.02 | 5.7838 | Y | 6.02 | 5.7838 | 6.02
A32 | 175891 | 1 | 134078 | V-Belt 34 belt 4L340A type belt | MARS MOTORS & ARMATURES INC | A32 | 6.02 | 3.769 | Y | 6.02 | 5.7838 | 6.02
A32004 | 10510 | 12 | 176751 | JBI 1/4 core removal toolfor access valv | J/B INDUSTRIES INC | A32004 | 6.892 | 6.89 | Y | 6.892 | 6.89 | 6.892
A32904 | 10510 | 5 | 176751 | JBI 1/4 saddle valvebraze/tapper style | J/B INDUSTRIES INC | A32904 | 14.151 | 14.1206 | Y | 14.151 | 14.1206 | 14.151
A32904 | 175891 | 2 | 176751 | JBI 1/4 saddle valvebraze/tapper style | J/B INDUSTRIES INC | A32904 | 14.151 | 13.771 | Y | 14.151 | 14.1206 | 14.151
A32905 | 10510 | 5 | 176751 | JBI 5/16 saddle valvebraze/tapper style | J/B INDUSTRIES INC | A32905 | 15.145 | 15.145 | Y | 15.145 | 15.145 | 15.145
A32905 | 175891 | 1 | 176751 | JBI 5/16 saddle valvebraze/tapper style | J/B INDUSTRIES INC | A32905 | 15.145 | 12.07 | Y | 15.145 | 15.145 | 15.145
A32910 | 10510 | 4 | 176751 | JBI 5/8 saddle valvebraze/tapper style | J/B INDUSTRIES INC | A32910 | 11.79 | 11.6244 | Y | 11.79 | 11.6244 | 11.79
A32910 | 175891 | 1 | 176751 | JBI 5/8 saddle valvebraze/tapper style | J/B INDUSTRIES INC | A32910 | 11.79 | 11.5693 | Y | 11.79 | 11.6244 | 11.79
A33 | 10510 | 6 | 134078 | V-Belt 35 belt 4L350A type belt | MARS MOTORS & ARMATURES INC | A33 | 7.236 | 5.9049 | Y | 7.236 | 5.9049 | 7.236
A33 | 175891 | 1 | 134078 | V-Belt 35 belt 4L350A type belt | MARS MOTORS & ARMATURES INC | A33 | 7.236 | 5.9049 | Y | 7.236 | 5.9049 | 7.236
A33004 | 10510 | 8 | 176751 | JBI permanent depressorcoupler | J/B INDUSTRIES INC | A33004 | 4.352 | 4.2965 | Y | 4.352 | 4.2965 | 4.352
A33004 | 175891 | 1 | 176751 | JBI permanent depressorcoupler | J/B INDUSTRIES INC | A33004 | 4.352 | 3.93 | Y | 4.352 | 4.2965 | 4.352
A34000 | 175891 | 12 | 176751 | J/B ACCESS TEE W/ CAP | J/B INDUSTRIES INC | A34000 | 11.426 | 11.655 | Y | 11.426 | 11.655 | 11.655
A35 | 10510 | 3 | 134078 | V-Belt 37 belt 4L370A type belt | MARS MOTORS & ARMATURES INC | A35 | 6.37 | 6.333 | Y | 6.37 | 6.333 | 6.37
A35 | 175891 | 2 | 134078 | V-Belt 37 belt 4L370A type belt | MARS MOTORS & ARMATURES INC | A35 | 6.37 | 4.728 | Y | 6.37 | 6.333 | 6.37
A36 | 10510 | 6 | 187605 | V-Belt 38 belt 4L380A type belt | CGNA/MOTOR & ARMATURES, INC. | A36 | 6.096 | 7.435 | Y | 6.096 | 7.435 | 7.435
A36 | 175891 | 1 | 134078 | V-Belt 38 belt 4L380A type belt | MARS MOTORS & ARMATURES INC | A36 | 6.096 | 4.359 | Y | 6.096 | 7.435 | 7.435
A3624AT1PP | 175891 | 1 | 176774 | HOFFMAN NEMA1 ENCL W/PERFORATED PANEL | NELSON ELECTRIC SUPPLY CO INC | A3624AT1PP | 230.475 | 230.475 | Y | 230.475 | 230.475 | 230.475
A37 | 10510 | 3 | 134078 | V-Belt 39 belt 4L390A type belt | MARS MOTORS & ARMATURES INC | A37 | 6.202 | 6.202 | Y | 6.202 | 6.202 | 6.202
A37 | 175891 | 2 | 134078 | V-Belt 39 belt 4L390A type belt | MARS MOTORS & ARMATURES INC | A37 | 6.202 | 5.073 | Y | 6.202 | 6.202 | 6.202
A38 | 10510 | 14 | 134078 | V-Belt 40 belt 4L400A type belt | MARS MOTORS & ARMATURES INC | A38 | 7.4 | 6.991 | Y | 7.4 | 6.991 | 7.4
A39 | 10510 | 37 | 134078 | V-Belt 41 belt 4L410A type belt | MARS MOTORS & ARMATURES INC | A39 | 7.44 | 7.062 | Y | 7.44 | 7.062 | 7.44
A40 | 10510 | 34 | 134078 | V-Belt 42 belt 4L420A type belt | MARS MOTORS & ARMATURES INC | A40 | 7.41 | 7.3022 | Y | 7.41 | 7.3022 | 7.41
A40 | 175891 | 1 | 134078 | V-Belt 42 belt 4L420A type belt | MARS MOTORS & ARMATURES INC | A40 | 7.41 | 6.262 | Y | 7.41 | 7.3022 | 7.41
A41 | 10510 | 10 | 134078 | V-Belt 43" belt 4L430 "A" type belt | MARS MOTORS & ARMATURES INC | A41 | 8.2491 | 8.3044 | Y | 8.2491 | 8.3044 | 8.3044
A41 | 175891 | 1 | 134078 | V-Belt 43" belt 4L430 "A" type belt | MARS MOTORS & ARMATURES INC | A41 | 8.2491 | 4.496 | Y | 8.2491 | 8.3044 | 8.3044
A42 | 10510 | 18 | 134078 | V-Belt 44 belt 4L440A type belt | MARS MOTORS & ARMATURES INC | A42 | 7.96 | 7.7507 | Y | 7.96 | 7.7507 | 7.96
A42 | 175891 | 2 | 134078 | V-Belt 44 belt 4L440A type belt | MARS MOTORS & ARMATURES INC | A42 | 7.96 | 5.546 | Y | 7.96 | 7.7507 | 7.96
A43 | 10510 | 11 | 134078 | V-Belt 45 belt 4L450A type belt | MARS MOTORS & ARMATURES INC | 74347 | 8.3475 | 8.03 | Y | 8.3475 | 8.03 | 8.3475
A43 | 175891 | 2 | 134078 | V-Belt 45 belt 4L450A type belt | MARS MOTORS & ARMATURES INC | 74347 | 8.3475 | 4.733 | Y | 8.3475 | 8.03 | 8.3475
A44 | 10510 | 7 | 134078 | V-Belt 46 belt 4L460A type belt | MARS MOTORS & ARMATURES INC | A44 | 8.06 | 8.0456 | Y | 8.06 | 8.0456 | 8.06
A45 | 10510 | 20 | 134078 | V-Belt 47 belt 4L470A type belt | MARS MOTORS & ARMATURES INC | 74349 | 6.646 | 7.5784 | Y | 6.646 | 7.5784 | 7.5784
A45 | 175891 | 1 | 134078 | V-Belt 47 belt 4L470A type belt | MARS MOTORS & ARMATURES INC | 74349 | 6.646 | 4.457 | Y | 6.646 | 7.5784 | 7.5784
A46 | 10510 | 12 | 134078 | V-Belt 48 belt 4L480A type belt | MARS MOTORS & ARMATURES INC | A46 | 8.826 | 8.826 | Y | 8.826 | 8.826 | 8.826
A46 | 175891 | 1 | 134078 | V-Belt 48 belt 4L480A type belt | MARS MOTORS & ARMATURES INC | A46 | 8.826 | 4.503 | Y | 8.826 | 8.826 | 8.826
A47 | 10510 | 13 | 134078 | V-Belt 49 belt 4L490A type belt | MARS MOTORS & ARMATURES INC | A47 | 8.9088 | 8.7954 | Y | 8.9088 | 8.7954 | 8.9088
A48 | 10510 | 19 | 134078 | V-Belt 50 belt 4L500A type belt | MARS MOTORS & ARMATURES INC | A48 | 8.57 | 8.5109 | Y | 8.57 | 8.5109 | 8.57
A49 | 10510 | 20 | 134078 | V-Belt 51" belt 4L510 | MARS MOTORS & ARMATURES INC | A49 | 11.5841 | 8.1371 | Y | 11.5841 | 8.1371 | 11.5841
A49 | 175891 | 1 | 134078 | V-Belt 51" belt 4L510 | MARS MOTORS & ARMATURES INC | A49 | 11.5841 | 6.065 | N | 11.5841 | 8.1371 | 11.5841
A4BK | 166561 | 2 | 172914 | Warthog V Sharp Knife Sharpener Blk | Warthog USA | A4BK | 54.9 | 54.9 | N | 54.9 | 54.9 | 54.9
A4E450-AP01-01 | 166561 | 1 | 130035 | EBM-PAPST Fan Blade | Mouser Electronics, Inc. | a4e450ap0101 | 350.83 | 386.07 | N | 350.83 | 386.07 | 386.07
A4J60 | 166561 | 3 | 168903 | Merson 60A Fuse Class J | FUSECO, INC. | A4J60 | 34.7672 | 33.43 | N | 34.7672 | 33.43 | 34.7672
A50 | 10510 | 12 | 134078 | V-Belt 52 belt 4L520 74354A type belt | MARS MOTORS & ARMATURES INC | A50 | 8.455 | 7.93 | Y | 8.455 | 7.93 | 8.455
A50 | 175891 | 1 | 134078 | V-Belt 52 belt 4L520 74354A type belt | MARS MOTORS & ARMATURES INC | A50 | 8.455 | 4.453 | N | 8.455 | 7.93 | 8.455
A5001A1 | 175883 | 4 | 134145 | 4" BRASS THERMOWELL 3/4" EXT 1/2" INT | MAMAC SYSTEMS, INC. | A-500-1-A-1 | 9 | 10.59 | N | 9 | 10.59 | 10.59
A5001A2 | 10008 | 5 | 133665 | Mamac 4" Stainless Immersion Sensor Well | CONTROL CONSULTANTS INC | A-500-1-A-2 | 18.16 | 19.7194 | Y | 18.16 | 19.7194 | 19.7194
A5002A1 | 10008 | 7 | 134012 | 6" BRASS THERMOWELL 3/4" EXT 1/2" INT | JOHNSON CONTROLS NORTH AMERICAN PRODUCTS (JCI) | A-500-2-A-1 | 30.83 | 13.1653 | N | 30.83 | 13.1653 | 30.83
A51 | 10510 | 13 | 134078 | V-Belt 53 belt 4L530A type belt | MARS MOTORS & ARMATURES INC | A51 | 8.73 | 7.5952 | Y | 8.73 | 7.5952 | 8.73
A52 | 10510 | 11 | 134078 | V-Belt 54 belt 4L540A type belt | MARS MOTORS & ARMATURES INC | A52 | 8.7835 | 8.7625 | Y | 8.7835 | 8.7625 | 8.7835
A5201A1 | 10008 | 8 | 133665 | PROBE STATIC PRESSURE 4 | CONTROL CONSULTANTS INC | A-520-1-A-1 | 10.532 | 13.81 | Y | 10.532 | 13.81 | 13.81
A5201A1 | 166557 | 11 | 134145 | PROBE STATIC PRESSURE 4 | MAMAC SYSTEMS, INC. | A-520-1-A-1 | 10.532 | 9 | Y | 10.532 | 13.81 | 13.81
A5201A1 | 175883 | 5 | 134145 | PROBE STATIC PRESSURE 4 | MAMAC SYSTEMS, INC. | A-520-1-A-1 | 10.532 | 5.6 | N | 10.532 | 13.81 | 13.81
A5201A1 | 175890 | 6 | 134145 | PROBE STATIC PRESSURE 4 | MAMAC SYSTEMS, INC. | A-520-1-A-1 | 10.532 | 9 | Y | 10.532 | 13.81 | 13.81
A5202A1 | 10008 | 9 | 133665 | 8" MAMAC ALUMINUM STATISC PRESSURE PROBE | CONTROL CONSULTANTS INC | A-520-2-A-1 | 10.7 | 10.7567 | Y | 10.7 | 10.7567 | 10.7567
A5202A1 | 166557 | 19 | 134145 | 8" MAMAC ALUMINUM STATISC PRESSURE PROBE | MAMAC SYSTEMS, INC. | A-520-2-A-1 | 10.7 | 9 | Y | 10.7 | 10.7567 | 10.7567
A5202A1 | 175883 | 5 | 134145 | 8" MAMAC ALUMINUM STATISC PRESSURE PROBE | MAMAC SYSTEMS, INC. | A-520-2-A-1 | 10.7 | 8.2692 | N | 10.7 | 10.7567 | 10.7567
A5202A1 | 175888 | 8 | 134145 | 8" MAMAC ALUMINUM STATISC PRESSURE PROBE | MAMAC SYSTEMS, INC. | A-520-2-A-1 | 10.7 | 7.9367 | Y | 10.7 | 10.7567 | 10.7567
A5202A1 | 175890 | 9 | 134145 | 8" MAMAC ALUMINUM STATISC PRESSURE PROBE | MAMAC SYSTEMS, INC. | A-520-2-A-1 | 10.7 | 8.5822 | Y | 10.7 | 10.7567 | 10.7567
A5202A1 | 175891 | 4 | 134145 | 8" MAMAC ALUMINUM STATISC PRESSURE PROBE | MAMAC SYSTEMS, INC. | A-520-2-A-1 | 10.7 | 10.7567 | Y | 10.7 | 10.7567 | 10.7567
A53 | 10510 | 14 | 134078 | V-Belt 55 belt 4L550A type belt | MARS MOTORS & ARMATURES INC | A53 | 8.81 | 8.359 | Y | 8.81 | 8.359 | 8.81
A53 | 175891 | 1 | 134078 | V-Belt 55 belt 4L550A type belt | MARS MOTORS & ARMATURES INC | A53 | 8.81 | 4.035 | Y | 8.81 | 8.359 | 8.81
A54 | 10510 | 1 | 187605 | V-BELT 56” 4L560 TYPE A BELT | CGNA/MOTOR & ARMATURES, INC. | A54 | 7.725 | 7.329 | N | 7.725 | 7.329 | 7.725
A54 | 175891 | 1 | 187605 | V-BELT 56” 4L560 TYPE A BELT | CGNA/MOTOR & ARMATURES, INC. | A54 | 7.725 | 5.89 | N | 7.725 | 7.329 | 7.725
A55 | 10510 | 14 | 134078 | V-Belt 57 belt 4L570A type belt | MARS MOTORS & ARMATURES INC | A55 | 8.4 | 8.0707 | Y | 8.4 | 8.0707 | 8.4
A55 | 175891 | 2 | 134078 | V-Belt 57 belt 4L570A type belt | MARS MOTORS & ARMATURES INC | A55 | 8.4 | 6.086 | N | 8.4 | 8.0707 | 8.4
A56 | 10510 | 7 | 134078 | V-Belt 58 belt 4L580A type belt | MARS MOTORS & ARMATURES INC | A56 | 8.114 | 7.0529 | Y | 8.114 | 7.0529 | 8.114
A56 | 175891 | 2 | 134078 | V-Belt 58 belt 4L580A type belt | MARS MOTORS & ARMATURES INC | A56 | 8.114 | 4.915 | Y | 8.114 | 7.0529 | 8.114
A57 | 10510 | 10 | 134078 | V-Belt 59 belt 4L590A type belt | MARS MOTORS & ARMATURES INC | A57 | 7.668 | 7.492 | Y | 7.668 | 7.492 | 7.668
A57 | 175891 | 1 | 134078 | V-Belt 59 belt 4L590A type belt | MARS MOTORS & ARMATURES INC | A57 | 7.668 | 2.595 | Y | 7.668 | 7.492 | 7.668
A58 | 10510 | 10 | 134078 | V-Belt 60 belt 4L600A type belt | MARS MOTORS & ARMATURES INC | A58 | 7.839 | 6.8436 | Y | 7.839 | 6.8436 | 7.839
A58 | 175891 | 2 | 134078 | V-Belt 60 belt 4L600A type belt | MARS MOTORS & ARMATURES INC | A58 | 7.839 | 5.202 | Y | 7.839 | 6.8436 | 7.839
A60 | 10510 | 21 | 134078 | V-Belt 62 belt 4L620A type belt | MARS MOTORS & ARMATURES INC | A60 | 8.8958 | 8.8958 | Y | 8.8958 | 8.8958 | 8.8958
A60 | 175891 | 2 | 134078 | V-Belt 62 belt 4L620A type belt | MARS MOTORS & ARMATURES INC | A60 | 8.8958 | 5.885 | Y | 8.8958 | 8.8958 | 8.8958
A64 | 10510 | 21 | 134078 | V-Belt 66 belt 4L660Gates | MARS MOTORS & ARMATURES INC | A64 | 9.334 | 9.2767 | Y | 9.334 | 9.2767 | 9.334
A64 | 175891 | 2 | 134078 | V-Belt 66 belt 4L660Gates | MARS MOTORS & ARMATURES INC | A64 | 9.334 | 4.98 | Y | 9.334 | 9.2767 | 9.334
A664PHCW | 10510 | 1 | 133541 | Hoffman poly enclosurefor E-Stop | WESCO DISTRIBUTION, INC. | A664PHCW | 135.8 | 135.8 | Y | 135.8 | 135.8 | 135.8
A77 | 10510 | 5 | 134078 | V-Belt 4L79074383 | MARS MOTORS & ARMATURES INC | A77 | 7.35 | 7.05 | Y | 7.35 | 7.05 | 7.35
A8 | 10510 | 1 | 187643 | UNIWELD Acetylene TwisterTip-Quick Conne | UNIWELD PRODUCTS INC. | A-8 | 64.16 | 64.16 | Y | 64.16 | 64.16 | 64.16
AA1FS | 166559 | 5 | 168961 | Float Switch w/Clean Out Device | MSD Research | AA1-FS | 8.75 | 8.75 | N | 8.75 | 8.75 | 8.75
AA1FS | 166560 | 9 | 168961 | Float Switch w/Clean Out Device | MSD Research | AA1-FS | 8.75 | 8.75 | Y | 8.75 | 8.75 | 8.75
AA1FS | 166561 | 1 | 168961 | Float Switch w/Clean Out Device | MSD Research | AA1-FS | 8.75 | 8.75 | N | 8.75 | 8.75 | 8.75
AA4P | 166553 | 55 | 169634 | Rectorseal Drain Pan Switch | SOUTH SIDE CONTROL SUPPLY | AA4P | 12.793 | 12.7916 | Y | 12.793 | 12.7916 | 12.793
AAD520002 | 10510 | 12 | 187555 | Armacell 1/2 pint adhesivein brush-top c | ARMACELL | AAD520002 | 6.696 | 7.733 | Y | 6.696 | 7.733 | 7.733
AAD520002 | 175891 | 2 | 187555 | Armacell 1/2 pint adhesivein brush-top c | ARMACELL | AAD520002 | 6.696 | 6.696 | Y | 6.696 | 7.733 | 7.733
AANRSOLCD10KCWDAF | 175891 | 1 | 130004 | ACI 10K III SENSOR W/ LCD,0-10K SETPOINT | Automation Components Inc (ACI) | AANRSOLCD10KCWDAF | 39.7177 | 39.7177 | N | 39.7177 | 39.7177 | 39.7177
AATOOLS | 166553 | 2 | 168961 | Nitrogen & Water Flush Tools | MSD Research | AATOOLS | 4.75 | 4.75 | N | 4.75 | 4.75 | 4.75
AATOOLS | 166560 | 5 | 168961 | Nitrogen & Water Flush Tools | MSD Research | AATOOLS | 4.75 | 4.75 | Y | 4.75 | 4.75 | 4.75
ABB-AF26300014 | 166561 | 3 | 133383 | 26 AMP NO AUX 200-500V AC/DC Coil | RS AMERICAS INC. | AF26-30-00-14 | 116.65 | 81.69 | N | 116.65 | 81.69 | 116.65
ABC1 | 10510 | 3 | 187580 | Edison 1 amp fuse 5-packnon-time delay 2 | CGNA/EDISON FUSEGEAR | ABC-1 | 6.787 | 6.503 | Y | 6.787 | 6.503 | 6.787
ABC1 | 175891 | 1 | 187580 | Edison 1 amp fuse 5-packnon-time delay 2 | CGNA/EDISON FUSEGEAR | ABC-1 | 6.787 | 6.432 | Y | 6.787 | 6.503 | 6.787
ABC10 | 10510 | 8 | 187580 | Edison 10 amp fuse 5-packnon-time delay | CGNA/EDISON FUSEGEAR | ABC-10 | 7.661 | 7.6046 | Y | 7.661 | 7.6046 | 7.661
ABC10 | 175891 | 18 | 187580 | Edison 10 amp fuse 5-packnon-time delay | CGNA/EDISON FUSEGEAR | ABC-10 | 7.661 | 5.05 | Y | 7.661 | 7.6046 | 7.661
ABC12 | 10510 | 30 | 187580 | 1/2 amp fusenon-time delay 250V | CGNA/EDISON FUSEGEAR | ABC-1/2 | 7.983 | 7.7902 | Y | 7.983 | 7.7902 | 7.983
ABC12 | 175891 | 5 | 187580 | 1/2 amp fusenon-time delay 250V | CGNA/EDISON FUSEGEAR | ABC-1/2 | 7.983 | 7.45 | Y | 7.983 | 7.7902 | 7.983
ABC15 | 10510 | 5 | 187580 | Edison 15 amp fuse 5-packnon-time delay | CGNA/EDISON FUSEGEAR | ABC-15 | 8.189 | 7.9506 | Y | 8.189 | 7.9506 | 8.189
ABC15 | 175891 | 2 | 187580 | Edison 15 amp fuse 5-packnon-time delay | CGNA/EDISON FUSEGEAR | ABC-15 | 8.189 | 4.877 | Y | 8.189 | 7.9506 | 8.189
ABC2 | 10510 | 8 | 187580 | Edison 2 amp fuse 5-packnon-time delay 2 | CGNA/EDISON FUSEGEAR | ABC-2 | 7.96 | 7.6683 | Y | 7.96 | 7.6683 | 7.96
ABC2 | 175891 | 1 | 187580 | Edison 2 amp fuse 5-packnon-time delay 2 | CGNA/EDISON FUSEGEAR | ABC-2 | 7.96 | 7.376 | Y | 7.96 | 7.6683 | 7.96
ABC3 | 10510 | 19 | 187580 | Edison 3 amp fuse 5-packnon-time delay 2 | CGNA/EDISON FUSEGEAR | ABC-3 | 6.289 | 6.2779 | Y | 6.289 | 6.2779 | 6.289
ABC3 | 175891 | 1 | 187580 | Edison 3 amp fuse 5-packnon-time delay 2 | CGNA/EDISON FUSEGEAR | ABC-3 | 6.289 | 6.276 | Y | 6.289 | 6.2779 | 6.289
ABC4 | 10510 | 17 | 187580 | Edison 4 amp fuse 5-packnon-time delay 2 | CGNA/EDISON FUSEGEAR | ABC-4 | 8.5 | 8.375 | Y | 8.5 | 8.375 | 8.5
ABC4 | 175891 | 1 | 187580 | Edison 4 amp fuse 5-packnon-time delay 2 | CGNA/EDISON FUSEGEAR | ABC-4 | 8.5 | 6.125 | Y | 8.5 | 8.375 | 8.5
ABC5 | 10510 | 15 | 187580 | Edison 5 amp fuse 5-packnon-time delay 2 | CGNA/EDISON FUSEGEAR | ABC-5 | 7.657 | 7.4229 | Y | 7.657 | 7.638 | 7.657
ABC5 | 175891 | 2 | 187580 | Edison 5 amp fuse 5-packnon-time delay 2 | CGNA/EDISON FUSEGEAR | ABC-5 | 7.657 | 7.638 | Y | 7.657 | 7.638 | 7.657
ABC8 | 10510 | 9 | 187580 | Edison 8 amp fuse 5-packnon-time delay 2 | CGNA/EDISON FUSEGEAR | ABC-8 | 8.177 | 7.8994 | Y | 8.177 | 7.8994 | 8.177
ABC8 | 175891 | 1 | 187580 | Edison 8 amp fuse 5-packnon-time delay 2 | CGNA/EDISON FUSEGEAR | ABC-8 | 8.177 | 7.83 | Y | 8.177 | 7.8994 | 8.177
ABP108 | 166553 | 16 | 168924 | 10 x 8 Alum Subpanel | Integra Enclosures Inc. | ABP108 | 12.9701 | 15.8013 | Y | 12.9701 | 18.55 | 18.55
ABP108 | 166557 | 5 | 168924 | 10 x 8 Alum Subpanel | Integra Enclosures Inc. | ABP108 | 12.9701 | 18.55 | Y | 12.9701 | 18.55 | 18.55
ABP108 | 166559 | 2 | 168924 | 10 x 8 Alum Subpanel | Integra Enclosures Inc. | ABP108 | 12.9701 | 8.05 | N | 12.9701 | 18.55 | 18.55
ABP108 | 166561 | 5 | 168924 | 10 x 8 Alum Subpanel | Integra Enclosures Inc. | ABP108 | 12.9701 | 15.8013 | Y | 12.9701 | 18.55 | 18.55
ABP1210 | 10008 | 2 | 168924 | Aluminum Panel for 12"x10" | Integra Enclosures Inc. | ABP1210 | 20.825 | 20.5625 | Y | 20.825 | 20.5625 | 20.825
ABP1210 | 166553 | 15 | 168924 | Aluminum Panel for 12"x10" | Integra Enclosures Inc. | ABP1210 | 20.825 | 20.023 | Y | 20.825 | 20.5625 | 20.825
ABP1210 | 166557 | 4 | 168924 | Aluminum Panel for 12"x10" | Integra Enclosures Inc. | ABP1210 | 20.825 | 20.023 | Y | 20.825 | 20.5625 | 20.825
ABP1210 | 166559 | 5 | 168924 | Aluminum Panel for 12"x10" | Integra Enclosures Inc. | ABP1210 | 20.825 | 20.1285 | N | 20.825 | 20.5625 | 20.825
ABP1210 | 166561 | 2 | 168924 | Aluminum Panel for 12"x10" | Integra Enclosures Inc. | ABP1210 | 20.825 | 12.305 | N | 20.825 | 20.5625 | 20.825
ABP1412 | 10008 | 5 | 168924 | Aluminum Panel for 14"x12" | Integra Enclosures Inc. | ABP1412 | 26.78 | 27.3 | Y | 26.78 | 27.3 | 27.3
ABP1412 | 166553 | 15 | 168924 | Aluminum Panel for 14"x12" | Integra Enclosures Inc. | ABP1412 | 26.78 | 26.069 | Y | 26.78 | 27.3 | 27.3
ABP1412 | 166559 | 2 | 168924 | Aluminum Panel for 14"x12" | Integra Enclosures Inc. | ABP1412 | 26.78 | 27.3 | N | 26.78 | 27.3 | 27.3
ABP1614 | 166557 | 6 | 168924 | Aluminum Back Panel 16X14 | Integra Enclosures Inc. | ABP1614 | 30.8 | 32.965 | Y | 30.8 | 32.965 | 32.965
ABP1614 | 166559 | 2 | 168924 | Aluminum Back Panel 16X14 | Integra Enclosures Inc. | ABP1614 | 30.8 | 32.2 | Y | 30.8 | 32.965 | 32.965
ABP1816 | 166553 | 3 | 168924 | Aluminum Panel for 18"x16" enclosure | Integra Enclosures Inc. | ABP1816 | 43.05 | 43.05 | Y | 43.05 | 46.9 | 46.9
ABP1816 | 166561 | 2 | 168924 | Aluminum Panel for 18"x16" enclosure | Integra Enclosures Inc. | ABP1816 | 43.05 | 46.9 | Y | 43.05 | 46.9 | 46.9
ABP66 | 166553 | 24 | 168924 | Aluminum Panel for 6"x6" enclosure | Integra Enclosures Inc. | ABP66 | 6.99 | 6.9931 | Y | 6.99 | 6.9931 | 6.9931
ABP86 | 166553 | 1 | 168924 | 8 x 6 Alum Subpanel | Integra Enclosures Inc. | ABP-86 | 13.6938 | 11.9 | Y | 13.6938 | 13.6938 | 13.6938
ABP86 | 166559 | 2 | 168924 | 8 x 6 Alum Subpanel | Integra Enclosures Inc. | ABP-86 | 13.6938 | 11.9 | N | 13.6938 | 13.6938 | 13.6938
ABP86 | 166561 | 12 | 168924 | 8 x 6 Alum Subpanel | Integra Enclosures Inc. | ABP-86 | 13.6938 | 13.6938 | N | 13.6938 | 13.6938 | 13.6938
ABP88 | 166553 | 12 | 168924 | 8 x 8 Alum Subpanel | Integra Enclosures Inc. | ABP88 | 12.58 | 12.5781 | Y | 12.58 | 12.5781 | 12.58
ABV9A | 10510 | 1 | 134565 | Alco 1-1/8 ODF ball valvewith access val | COPELAND COMFORT CONTROL LP | ABV9A | 38.201 | 38.201 | N | 38.201 | 38.201 | 38.201
ABW101BGR | 175883 | 2 | 183588 | NC Momentary Push Button | Hoffman Building Technologies | ABW101BGR | 0.005 | 0.005 | N | 0.005 | 0.005 | 0.005
ABW110-R | 10510 | 1 | 187590 | PUSH BUTTON | HALLOCK COMPANY INC. | ABW110-R | 9.3704 | 9.562 | Y | 9.3704 | 9.562 | 9.562
ABW110G | 10510 | 3 | 187590 | Idec momentary pushbuttongreen | HALLOCK COMPANY INC. | ABW110-G | 9.862 | 9.862 | Y | 9.862 | 9.862 | 9.862
ABW110G | 175891 | 2 | 187590 | Idec momentary pushbuttongreen | HALLOCK COMPANY INC. | ABW110-G | 9.862 | 9.548 | Y | 9.862 | 9.862 | 9.862
AC175 | 10510 | 7 | 133849 | Fluke alligator clip setfor Fluke meter | FLUKE ELECTRONICS CORPORATION | AC175 | 36.1499 | 35.2403 | Y | 36.1499 | 35.2403 | 36.1499
AC175 | 175891 | 2 | 133849 | Fluke alligator clip setfor Fluke meter | FLUKE ELECTRONICS CORPORATION | AC175 | 36.1499 | 29.3246 | Y | 36.1499 | 35.2403 | 36.1499
AC220 | 10510 | 5 | 133849 | Fluke SureGrip alligatorclip | FLUKE ELECTRONICS CORPORATION | AC220 | 46.2359 | 44.3326 | Y | 46.2359 | 44.3326 | 46.2359
AC220 | 175891 | 2 | 133849 | Fluke SureGrip alligatorclip | FLUKE ELECTRONICS CORPORATION | AC220 | 46.2359 | 43.973 | Y | 46.2359 | 44.3326 | 46.2359
AC24BK | 166557 | 4 | 148259 | WRENCH,CHROME,ADJ,4" | Apex Tool Group, LLC | AC24BK | 9.91 | 9.91 | N | 9.91 | 9.91 | 9.91
ACH180-04S-17A5-2 | 175890 | 1 | 176664 | 5HP 208 VAC THREE PHASE | MECHANICAL TECHNOLOGIES | ACH180-04S-17A5-2 | 645 | 645 | N | 645 | 645 | 645
ACI-55000328APO | 166557 | 5 | 130004 | REPLACEMENT HEAD FOR SL-2000-P | Automation Components Inc (ACI) | 55000-328APO | 67.6 | 51.2 | N | 67.6 | 51.2 | 67.6
ACI-6N1ISO | 10510 | 1 | 130004 | Analog Input, Analog Output, Six Analog | Automation Components Inc (ACI) | 6N1-ISO | 128.45 | 128.45 | Y | 128.45 | 128.45 | 128.45
ACI-6N1ISO | 166553 | 1 | 130004 | Analog Input, Analog Output, Six Analog | Automation Components Inc (ACI) | 6N1-ISO | 128.45 | 67.9 | N | 128.45 | 128.45 | 128.45
ACI-85930006000 | 10006 | 1 | 130004 | Q5/B5/Q6/B6 Pump Kit/Cal Adapter | Automation Components Inc (ACI) | 85930-006-000 | 71.06 | 63.46 | N | 71.06 | 63.46 | 71.06
ACI-85930018001 | 10006 | 1 | 130004 | Smart Sensor replacement, Carbon Monoxid | Automation Components Inc (ACI) | 85930-018-001 | 155.04 | 138.7 | N | 155.04 | 138.7 | 155.04
ACI-A01ANO4XAS | 10770 | 2 | 130004 | High Accuracy 10,000 Ohm Thermistor (Typ | Automation Components Inc (ACI) | A/0.1AN-O-4X-AS | 31.05 | 22.68 | Y | 31.05 | 22.68 | 31.05
ACI-A01CPPO4 | 166561 | 6 | 130004 | High Accuracy 10,000 Ohm Thermistor (Typ | Automation Components Inc (ACI) | A/0.1CP-PO-4" | 12.69 | 8.91 | N | 12.69 | 8.91 | 12.69
ACI-A025SNUBBERWTR | 166561 | 9 | 130004 | Snubber (0.25in), 1/4inNPT, 316SS, Water | Automation Components Inc (ACI) | A/0.25" SNUBBER WTR | 14.21 | 10.25 | N | 14.21 | 10.25 | 14.21
ACI-A1002WBP | 166557 | 2 | 130004 | 100 Ohm (Two Wires) RTD, Bullet Probe, 1 | Automation Components Inc (ACI) | A/100-2W-BP | 15.39 | 9.18 | N | 15.39 | 11.2832 | 15.39
ACI-A1002WBP | 173042 | 17 | 130004 | 100 Ohm (Two Wires) RTD, Bullet Probe, 1 | Automation Components Inc (ACI) | A/100-2W-BP | 15.39 | 11.2832 | N | 15.39 | 11.2832 | 15.39
ACI-A1002WI4GD | 173042 | 4 | 130004 | 100 Ohm (Two Wires) RTD, Immersion, Weld | Automation Components Inc (ACI) | A/100-2W-I-4"-GD | 31.32 | 31.32 | N | 31.32 | 31.32 | 31.32
ACI-A1003WI254X | 166553 | 1 | 130004 | 100 Ohm (Three Wires) RTD, Immersion, We | Automation Components Inc (ACI) | A/100-3W-I-2.5"-4X | 44.82 | 27.54 | N | 44.82 | 27.54 | 44.82
ACI-A1003WI25PB | 175891 | 10 | 130004 | 100 Ohm (Three Wires) RTD, Immersion, We | Automation Components Inc (ACI) | A/100-3W-I-2.5"-PB | 31.32 | 31.2032 | Y | 31.32 | 31.2032 | 31.32
ACI-A1003WI4PB | 175891 | 18 | 130004 | 100 Ohm (Three Wires) RTD, Immersion, We | Automation Components Inc (ACI) | A/100-3W-I-4"-PB | 31.32 | 23.49 | Y | 31.32 | 23.49 | 31.32
ACI-A1003WI6PB | 175891 | 14 | 130004 | 100 Ohm (Three Wires) RTD, Immersion, We | Automation Components Inc (ACI) | A/100-3W-I-6"-PB | 31.32 | 30.3647 | Y | 31.32 | 30.3647 | 31.32
ACI-A1003WINW25BB | 166553 | 1 | 130004 | 100 Ohm (Three Wires) RTD, Immersion, No | Automation Components Inc (ACI) | A/100-3W-INW-2.5"-BB | 25.11 | 15.8 | N | 25.11 | 15.8 | 25.11
ACI-A1003WINW6GD | 166557 | 1 | 130004 | 100 Ohm (Three Wires) RTD, Immersion, No | Automation Components Inc (ACI) | A/100-3W-INW-6"-GD | 18.09 | 94.95 | N | 18.09 | 94.95 | 94.95
ACI-A100KSBP6CL2P | 166561 | 5 | 130004 | 100,000 Ohm Thermistor, Bullet Probe, 1i | Automation Components Inc (ACI) | A/100KS-BP-6'CL2P | 14.58 | 10.1373 | N | 14.58 | 10.1373 | 14.58
ACI-A100LTS10 | 175891 | 1 | 130004 | 100 Ohm (Three Wires) RTD, 2in Freezer P | Automation Components Inc (ACI) | A/100-LTS-10' | 66.69 | 40.5 | N | 66.69 | 40.5 | 66.69
ACI-A100TUBE | 175883 | 9 | 130004 | Clear Tubing, 1/4inOD X 100ft PVC Tubing | Automation Components Inc (ACI) | A/100' TUBE | 26.1 | 21.46 | Y | 26.1 | 21.46 | 26.1
ACI-A1035BP | 166561 | 7 | 130004 | Bullet Probe Only 1035 Ohm | Automation Components Inc (ACI) | A/1035BP-BCS | 14.58 | 14.43 | Y | 14.58 | 14.43 | 14.58
ACI-A1035BP15 | 166557 | 3 | 130004 | Temp Sens Probe 1.5", 1035Ohm (JCI s | Automation Components Inc (ACI) | A/1035BP15-BCS | 9.18 | 9.18 | N | 9.18 | 9.18 | 9.18
ACI-A1035D8GD | 166559 | 13 | 130004 | Duct, 1035 Silicon, 8" w/Galv Jbox | Automation Components Inc (ACI) | A/1035D8GD-BCS | 12.3643 | 12.3643 | Y | 12.3643 | 12.3643 | 12.3643
ACI-A1035D8GD | 166561 | 1 | 130004 | Duct, 1035 Silicon, 8" w/Galv Jbox | Automation Components Inc (ACI) | A/1035D8GD-BCS | 12.3643 | 11.34 | N | 12.3643 | 12.3643 | 12.3643
ACI-A1035I4NWPB | 166559 | 1 | 130004 | 4" immer 1035 Ohm NW PB | Automation Components Inc (ACI) | A/1035I4NWPB | 12.6 | 12.6 | Y | 12.6 | 12.6 | 12.6
ACI-A1035OEH | 166559 | 2 | 130004 | 1035 OHM, OA-T, NEMA4X | Automation Components Inc (ACI) | A/1035OEH-BCS | 14.85 | 14.85 | N | 14.85 | 14.85 | 14.85
ACI-A1035PO46CL2P | 166561 | 14 | 130004 | 4" Probe Only 1035 Ohm, 6 Plenum Ca | Automation Components Inc (ACI) | A/1035PO46CL2P-BCS | 8 | 8 | N | 8 | 8 | 8
ACI-A1035R2 | 166559 | 9 | 130004 | Room sensor 1035 ohm(for JCI 350/450 | Automation Components Inc (ACI) | A/1035R2-BCS | 10.38 | 10.38 | N | 10.38 | 10.38 | 10.38
ACI-A10KE1D6GD | 166553 | 2 | 130004 | 10,000 Ohm Thermistor (E1), | Automation Components Inc (ACI) | A/10K-E1-D-6"-GD | 11.61 | 8.7 | N | 11.61 | 8.7 | 11.61
ACI-A10KEPBS | 166557 | 3 | 130004 | Plastic Button Sensor 10kOhm @77F | Automation Components Inc (ACI) | A/10KEPBS-BCS | 13.5 | 13.5 | Y | 13.5 | 13.5 | 13.5
ACI-A10TUBE | 173042 | 6 | 130004 | Clear Tubing, 1/4inOD X 10ft PVC Tubing | Automation Components Inc (ACI) | A/10' TUBE | 3.77 | 3.19 | Y | 3.77 | 3.19 | 3.77
ACI-A12 | 166557 | 4 | 130004 | 12IN thermowell | Automation Components Inc (ACI) | A/12 | 24.8 | 24.8 | Y | 24.8 | 24.8 | 24.8
ACI-A1K2WA244X | 166553 | 1 | 130004 | 1,000 Ohm (Two Wires) RTD, Copper Averag | Automation Components Inc (ACI) | A/1K-2W-A-24'-4X | 130.41 | 114.21 | Y | 130.41 | 114.21 | 130.41
ACI-A1K2WBP | 166553 | 4 | 130004 | 1,000 Ohm (Two Wires) RTD, Bullet Probe, | Automation Components Inc (ACI) | A/1K-2W-BP | 15.93 | 9.18 | Y | 15.93 | 15.93 | 15.93
ACI-A1K2WBP | 166557 | 3 | 130004 | 1,000 Ohm (Two Wires) RTD, Bullet Probe, | Automation Components Inc (ACI) | A/1K-2W-BP | 15.93 | 10.6527 | N | 15.93 | 15.93 | 15.93
ACI-A1K2WBP | 166559 | 2 | 130004 | 1,000 Ohm (Two Wires) RTD, Bullet Probe, | Automation Components Inc (ACI) | A/1K-2W-BP | 15.93 | 14.1805 | Y | 15.93 | 15.93 | 15.93
ACI-A1K2WBP | 173042 | 9 | 130004 | 1,000 Ohm (Two Wires) RTD, Bullet Probe, | Automation Components Inc (ACI) | A/1K-2W-BP | 15.93 | 12.69 | Y | 15.93 | 15.93 | 15.93
ACI-A1K2WBP | 175891 | 1 | 130004 | 1,000 Ohm (Two Wires) RTD, Bullet Probe, | Automation Components Inc (ACI) | A/1K-2W-BP | 15.93 | 15.93 | Y | 15.93 | 15.93 | 15.93
ACI-A1K2WD12PB | 10510 | 2 | 130004 | 1,000 Ohm (Two Wires) RTD, Duct, 12in, P | Automation Components Inc (ACI) | A/1K-2W-D-12"-PB | 17.55 | 17.55 | Y | 17.55 | 17.55 | 17.55
ACI-A1K2WD12PB | 166553 | 11 | 130004 | 1,000 Ohm (Two Wires) RTD, Duct, 12in, P | Automation Components Inc (ACI) | A/1K-2W-D-12"-PB | 17.55 | 13.7012 | Y | 17.55 | 17.55 | 17.55
ACI-A1K2WD12PB | 166559 | 1 | 130004 | 1,000 Ohm (Two Wires) RTD, Duct, 12in, P | Automation Components Inc (ACI) | A/1K-2W-D-12"-PB | 17.55 | 11.2796 | N | 17.55 | 17.55 | 17.55
ACI-A1K2WD12PB | 175891 | 2 | 130004 | 1,000 Ohm (Two Wires) RTD, Duct, 12in, P | Automation Components Inc (ACI) | A/1K-2W-D-12"-PB | 17.55 | 13.159 | N | 17.55 | 17.55 | 17.55
ACI-A1K2WD18PB | 175891 | 3 | 130004 | 1,000 Ohm (Two Wires) RTD, Duct, 18in, P | Automation Components Inc (ACI) | A/1K-2W-D-18"-PB | 19.44 | 16.74 | Y | 19.44 | 16.74 | 19.44
ACI-A1K2WD4GD | 166559 | 4 | 130004 | 1,000 Ohm (Two Wires) RTD, Duct, 4in, Ga | Automation Components Inc (ACI) | A/1K-2W-D-4"-GD | 17.55 | 14.04 | N | 17.55 | 14.04 | 17.55
ACI-A1K2WD4PB | 175891 | 6 | 130004 | 1,000 Ohm (Two Wires) RTD, Duct, 4in, Pl | Automation Components Inc (ACI) | A/1K-2W-D-4"-PB | 17.55 | 13.0851 | Y | 17.55 | 13.0851 | 17.55
ACI-A1K2WD6PB | 166553 | 14 | 130004 | 1,000 Ohm (Two Wires) RTD, Duct, 6in, Pl | Automation Components Inc (ACI) | A/1K-2W-D-6"-PB | 17.55 | 13.2463 | Y | 17.55 | 17.55 | 17.55
ACI-A1K2WD6PB | 166557 | 25 | 130004 | 1,000 Ohm (Two Wires) RTD, Duct, 6in, Pl | Automation Components Inc (ACI) | A/1K-2W-D-6"-PB | 17.55 | 11.0973 | N | 17.55 | 17.55 | 17.55
ACI-A1K2WD6PB | 166560 | 6 | 130004 | 1,000 Ohm (Two Wires) RTD, Duct, 6in, Pl | Automation Components Inc (ACI) | A/1K-2W-D-6"-PB | 17.55 | 5.8591 | N | 17.55 | 17.55 | 17.55
ACI-A1K2WD6PB | 166561 | 4 | 130004 | 1,000 Ohm (Two Wires) RTD, Duct, 6in, Pl | Automation Components Inc (ACI) | A/1K-2W-D-6"-PB | 17.55 | 17.55 | Y | 17.55 | 17.55 | 17.55
ACI-A1K2WD8GD | 166559 | 4 | 130004 | 1,000 Ohm (Two Wires) RTD, Duct, 8in, Ga | Automation Components Inc (ACI) | A/1K-2W-D-8"-GD | 17.55 | 14.04 | Y | 17.55 | 14.04 | 17.55
ACI-A1K2WD8GD | 175888 | 1 | 130004 | 1,000 Ohm (Two Wires) RTD, Duct, 8in, Ga | Automation Components Inc (ACI) | A/1K-2W-D-8"-GD | 17.55 | 11.5044 | N | 17.55 | 14.04 | 17.55
ACI-A1K2WD8PB | 10510 | 4 | 130004 | 1,000 Ohm (Two Wires) RTD, Duct, 8in, Pl | Automation Components Inc (ACI) | A/1K-2W-D-8"-PB | 17.28 | 17.28 | Y | 17.28 | 17.28 | 17.28
ACI-A1K2WD8PB | 166553 | 9 | 130004 | 1,000 Ohm (Two Wires) RTD, Duct, 8in, Pl | Automation Components Inc (ACI) | A/1K-2W-D-8"-PB | 17.28 | 11.9186 | Y | 17.28 | 17.28 | 17.28
ACI-A1K2WD8PB | 175891 | 2 | 130004 | 1,000 Ohm (Two Wires) RTD, Duct, 8in, Pl | Automation Components Inc (ACI) | A/1K-2W-D-8"-PB | 17.28 | 12.9312 | N | 17.28 | 17.28 | 17.28
ACI-A1K2WDO6 | 166553 | 26 | 130004 | 1,000 Ohm (Two Wires) RTD, Duct, Without | Automation Components Inc (ACI) | A/1K-2W-DO-6" | 17.01 | 11.2362 | Y | 17.01 | 12.0796 | 17.01
ACI-A1K2WDO6 | 166557 | 4 | 130004 | 1,000 Ohm (Two Wires) RTD, Duct, Without | Automation Components Inc (ACI) | A/1K-2W-DO-6" | 17.01 | 9.9264 | Y | 17.01 | 12.0796 | 17.01
ACI-A1K2WDO6 | 166561 | 21 | 130004 | 1,000 Ohm (Two Wires) RTD, Duct, Without | Automation Components Inc (ACI) | A/1K-2W-DO-6" | 17.01 | 12.0796 | Y | 17.01 | 12.0796 | 17.01
ACI-A1K2WFA24PB | 166553 | 2 | 130004 | 1,000 Ohm (Two Wires) RTD, Flexible Cabl | Automation Components Inc (ACI) | A/1K-2W-FA-24'-PB | 159.3 | 99.36 | N | 159.3 | 99.36 | 159.3
ACI-A1K2WI25GD | 166553 | 1 | 130004 | 1,000 Ohm (Two Wires) RTD, Immersion, We | Automation Components Inc (ACI) | A/1K-2W-I-2.5"-GD | 32.13 | 19.9718 | N | 32.13 | 19.9718 | 32.13
ACI-A1K2WI25PB | 175891 | 2 | 130004 | 1,000 Ohm (Two Wires) RTD, Immersion, We | Automation Components Inc (ACI) | A/1K-2W-I-2.5"-PB | 32.13 | 23.58 | N | 32.13 | 23.58 | 32.13
ACI-A1K2WI4BB | 175890 | 1 | 130004 | 1,000 Ohm (Two Wires) RTD, Immersion, We | Automation Components Inc (ACI) | A/1K-2W-I-4"-BB | 37.8 | 24.1056 | N | 37.8 | 24.1056 | 37.8
ACI-A1K2WI4GD | 166561 | 1 | 130004 | 1,000 Ohm (Two Wires) RTD, Immersion, We | Automation Components Inc (ACI) | A/1K-2W-I-4"-GD | 31.32 | 31.32 | Y | 31.32 | 31.32 | 31.32
ACI-A1K2WI4PB | 173042 | 3 | 130004 | 1,000 Ohm (Two Wires) RTD, Immersion, We | Automation Components Inc (ACI) | A/1K-2W-I-4"-PB | 32.13 | 19.71 | N | 32.13 | 19.71 | 32.13
ACI-A1K2WI6GD | 166561 | 4 | 130004 | 1,000 Ohm (Two Wires) RTD, Immersion, We | Automation Components Inc (ACI) | A/1K-2W-I-6"-GD | 31.32 | 21.6 | N | 31.32 | 21.6 | 31.32
ACI-A1K2WINW44X | 166559 | 5 | 130004 | 1,000 Ohm (Two Wires) RTD, immersion, No | Automation Components Inc (ACI) | A/1K-2W-INW-4"-4X | 32.67 | 26.01 | Y | 32.67 | 26.01 | 32.67
ACI-A1K2WINW4PB | 166559 | 1 | 130004 | 1,000 Ohm (Two Wires) RTD, Immersion, No | Automation Components Inc (ACI) | A/1K-2W-INW-4"-PB | 18.36 | 9.25 | Y | 18.36 | 9.25 | 18.36
ACI-A1K2WINW64X | 166559 | 2 | 130004 | 1,000 Ohm (Two Wires) RTD, immersion, No | Automation Components Inc (ACI) | A/1K-2W-INW-6"-4X | 32.13 | 22.275 | Y | 32.13 | 22.275 | 32.13
ACI-A1K2WINW6PB | 166559 | 1 | 130004 | 1,000 Ohm (Two Wires) RTD, Immersion, No | Automation Components Inc (ACI) | A/1K-2W-INW-6"-PB | 18.09 | 14.85 | N | 18.09 | 14.85 | 18.09
ACI-A1K2WOEH | 10510 | 4 | 130004 | 1,000 Ohm (Two Wires) RTD, Outside Air, | Automation Components Inc (ACI) | A/1K-2W-O-EH | 31.32 | 31.32 | Y | 31.32 | 31.32 | 31.32
ACI-A1K2WOEH | 166557 | 4 | 130004 | 1,000 Ohm (Two Wires) RTD, Outside Air, | Automation Components Inc (ACI) | A/1K-2W-O-EH | 31.32 | 22.95 | N | 31.32 | 31.32 | 31.32
ACI-A1K2WOEH | 166559 | 2 | 130004 | 1,000 Ohm (Two Wires) RTD, Outside Air, | Automation Components Inc (ACI) | A/1K-2W-O-EH | 31.32 | 22.95 | Y | 31.32 | 31.32 | 31.32
ACI-A1K2WOEH | 173042 | 1 | 130004 | 1,000 Ohm (Two Wires) RTD, Outside Air, | Automation Components Inc (ACI) | A/1K-2W-O-EH | 31.32 | 20.52 | N | 31.32 | 31.32 | 31.32
ACI-A1K2WOEH | 175883 | 4 | 130004 | 1,000 Ohm (Two Wires) RTD, Outside Air, | Automation Components Inc (ACI) | A/1K-2W-O-EH | 31.32 | 25.38 | N | 31.32 | 31.32 | 31.32
ACI-A1K2WPO12 | 166553 | 5 | 130004 | 1,000 Ohm (Two Wires) RTD, Probe Only, 1 | Automation Components Inc (ACI) | A/1K-2W-PO-12" | 15.39 | 5.35 | N | 15.39 | 5.35 | 15.39
ACI-A1K2WPO18 | 166561 | 2 | 130004 | 1,000 Ohm (Two Wires) RTD, Probe Only, 1 | Automation Components Inc (ACI) | A/1K-2W-PO-18" | 17.28 | 12.15 | N | 17.28 | 12.15 | 17.28
ACI-A1K2WPO2 | 166553 | 7 | 130004 | 1,000 Ohm (Two Wires) RTD, Probe Only, 2 | Automation Components Inc (ACI) | A/1K-2W-PO-2" | 15.93 | 5.6182 | Y | 15.93 | 10.8 | 15.93
ACI-A1K2WPO2 | 166557 | 4 | 130004 | 1,000 Ohm (Two Wires) RTD, Probe Only, 2 | Automation Components Inc (ACI) | A/1K-2W-PO-2" | 15.93 | 9.8386 | N | 15.93 | 10.8 | 15.93
ACI-A1K2WPO2 | 166561 | 18 | 130004 | 1,000 Ohm (Two Wires) RTD, Probe Only, 2 | Automation Components Inc (ACI) | A/1K-2W-PO-2" | 15.93 | 10.8 | N | 15.93 | 10.8 | 15.93
ACI-A1K2WPO4 | 10008 | 7 | 130004 | 1,000 Ohm (Two Wires) RTD, Probe Only, 4 | Automation Components Inc (ACI) | A/1K-2W-PO-4" | 15.39 | 13.23 | N | 15.39 | 15.39 | 15.39
ACI-A1K2WPO4 | 166553 | 10 | 130004 | 1,000 Ohm (Two Wires) RTD, Probe Only, 4 | Automation Components Inc (ACI) | A/1K-2W-PO-4" | 15.39 | 11.7409 | Y | 15.39 | 15.39 | 15.39
ACI-A1K2WPO4 | 166559 | 9 | 130004 | 1,000 Ohm (Two Wires) RTD, Probe Only, 4 | Automation Components Inc (ACI) | A/1K-2W-PO-4" | 15.39 | 15.39 | Y | 15.39 | 15.39 | 15.39
ACI-A1K2WPO4 | 166561 | 4 | 130004 | 1,000 Ohm (Two Wires) RTD, Probe Only, 4 | Automation Components Inc (ACI) | A/1K-2W-PO-4" | 15.39 | 10.8 | N | 15.39 | 15.39 | 15.39
ACI-A1K2WPO6 | 166553 | 16 | 130004 | 1,000 Ohm (Two Wires) RTD, Probe Only, 6 | Automation Components Inc (ACI) | A/1K-2W-PO-6" | 15.39 | 5.35 | Y | 15.39 | 15.39 | 15.39
ACI-A1K2WPO6 | 166559 | 7 | 130004 | 1,000 Ohm (Two Wires) RTD, Probe Only, 6 | Automation Components Inc (ACI) | A/1K-2W-PO-6" | 15.39 | 15.39 | Y | 15.39 | 15.39 | 15.39
ACI-A1K2WPO6 | 166561 | 2 | 130004 | 1,000 Ohm (Two Wires) RTD, Probe Only, 6 | Automation Components Inc (ACI) | A/1K-2W-PO-6" | 15.39 | 10.62 | N | 15.39 | 15.39 | 15.39
ACI-A1K2WR | 175891 | 3 | 130004 | 1,000 Ohm (Two Wires) RTD, Room (R) | Automation Components Inc (ACI) | A/1K-2W-R | 17.01 | 15.066 | Y | 17.01 | 15.066 | 17.01
ACI-A1K2WR2 | 10510 | 2 | 130004 | 1,000 Ohm (Two Wires) RTD, Room (R2) | Automation Components Inc (ACI) | A/1K-2W-R2 | 17.28 | 17.28 | Y | 17.28 | 17.28 | 17.28
ACI-A1K2WR2 | 166553 | 7 | 130004 | 1,000 Ohm (Two Wires) RTD, Room (R2) | Automation Components Inc (ACI) | A/1K-2W-R2 | 17.28 | 11.4022 | Y | 17.28 | 17.28 | 17.28
ACI-A1K2WR2 | 166557 | 1 | 130004 | 1,000 Ohm (Two Wires) RTD, Room (R2) | Automation Components Inc (ACI) | A/1K-2W-R2 | 17.28 | 11.8739 | N | 17.28 | 17.28 | 17.28
ACI-A1K2WR2 | 166559 | 8 | 130004 | 1,000 Ohm (Two Wires) RTD, Room (R2) | Automation Components Inc (ACI) | A/1K-2W-R2 | 17.28 | 14.1923 | Y | 17.28 | 17.28 | 17.28
ACI-A1K2WR2 | 166561 | 5 | 130004 | 1,000 Ohm (Two Wires) RTD, Room (R2) | Automation Components Inc (ACI) | A/1K-2W-R2 | 17.28 | 16.875 | Y | 17.28 | 17.28 | 17.28
ACI-A1K2WR2O | 166561 | 8 | 130004 | 1k Platinum R2 Enclosure,Override | Automation Components Inc (ACI) | A/1K-2W-R2O | 23.22 | 15.894 | N | 23.22 | 15.894 | 23.22
ACI-A1K2WSP | 166553 | 10 | 130004 | 1,000 Ohm (Two Wires) RTD, Wall Plate, S | Automation Components Inc (ACI) | A/1K-2W-SP | 20.25 | 16.74 | Y | 20.25 | 17.55 | 20.25
ACI-A1K2WSP | 166557 | 6 | 130004 | 1,000 Ohm (Two Wires) RTD, Wall Plate, S | Automation Components Inc (ACI) | A/1K-2W-SP | 20.25 | 15.12 | N | 20.25 | 17.55 | 20.25
ACI-A1K2WSP | 166559 | 2 | 130004 | 1,000 Ohm (Two Wires) RTD, Wall Plate, S | Automation Components Inc (ACI) | A/1K-2W-SP | 20.25 | 17.55 | Y | 20.25 | 17.55 | 20.25
ACI-A1K2WSP | 166561 | 6 | 130004 | 1,000 Ohm (Two Wires) RTD, Wall Plate, S | Automation Components Inc (ACI) | A/1K-2W-SP | 20.25 | 15.3846 | N | 20.25 | 17.55 | 20.25
ACI-A1K2WSP | 175891 | 13 | 130004 | 1,000 Ohm (Two Wires) RTD, Wall Plate, S | Automation Components Inc (ACI) | A/1K-2W-SP | 20.25 | 16.67 | Y | 20.25 | 17.55 | 20.25
ACI-A1K2WSPB | 166559 | 2 | 130004 | 1,000 Ohm (Two Wires) RTD, Strap On, Pla | Automation Components Inc (ACI) | A/1K-2W-S-PB | 21.33 | 19.3133 | N | 21.33 | 19.3133 | 21.33
ACI-A1K2WW | 166561 | 9 | 130004 | 1K PT RAW SENSOR | Automation Components Inc (ACI) | A/1K-2W-W | 13.23 | 9.5792 | N | 13.23 | 9.5792 | 13.23
ACI-A1K2WW | 175891 | 11 | 130004 | 1K PT RAW SENSOR | Automation Components Inc (ACI) | A/1K-2W-W | 13.23 | 7.9699 | N | 13.23 | 9.5792 | 13.23
ACI-A1K3WSP | 10008 | 1 | 130004 | 1,000 Ohm (Three Wires) RTD, Wall Plates | Automation Components Inc (ACI) | A/1K-3W-SP | 20.25 | 14.31 | N | 20.25 | 14.31 | 20.25
ACI-A1KNIA12GD | 166559 | 1 | 130004 | 1,000 Ohm Nickel RTD, Copper Averaging, | Automation Components Inc (ACI) | A/1K-NI-A-12'-GD | 109.62 | 109.62 | Y | 109.62 | 109.62 | 109.62
ACI-A1KNIBP | 10510 | 2 | 130004 | 1,000 Ohm Nickel RTD, Bullet Probe, 1in | Automation Components Inc (ACI) | A/1K-NI-BP | 15.39 | 11.6132 | Y | 15.39 | 13.23 | 15.39
ACI-A1KNIBP | 166557 | 8 | 130004 | 1,000 Ohm Nickel RTD, Bullet Probe, 1in | Automation Components Inc (ACI) | A/1K-NI-BP | 15.39 | 12.258 | Y | 15.39 | 13.23 | 15.39
ACI-A1KNIBP | 166559 | 1 | 130004 | 1,000 Ohm Nickel RTD, Bullet Probe, 1in | Automation Components Inc (ACI) | A/1K-NI-BP | 15.39 | 12.06 | Y | 15.39 | 13.23 | 15.39
ACI-A1KNIBP | 166560 | 5 | 130004 | 1,000 Ohm Nickel RTD, Bullet Probe, 1in | Automation Components Inc (ACI) | A/1K-NI-BP | 15.39 | 12.42 | Y | 15.39 | 13.23 | 15.39
ACI-A1KNIBP | 166561 | 8 | 130004 | 1,000 Ohm Nickel RTD, Bullet Probe, 1in | Automation Components Inc (ACI) | A/1K-NI-BP | 15.39 | 11.07 | N | 15.39 | 13.23 | 15.39
ACI-A1KNIBP | 173042 | 5 | 130004 | 1,000 Ohm Nickel RTD, Bullet Probe, 1in | Automation Components Inc (ACI) | A/1K-NI-BP | 15.39 | 12.0109 | Y | 15.39 | 13.23 | 15.39
ACI-A1KNIBP | 175883 | 7 | 130004 | 1,000 Ohm Nickel RTD, Bullet Probe, 1in | Automation Components Inc (ACI) | A/1K-NI-BP | 15.39 | 13.23 | N | 15.39 | 13.23 | 15.39
ACI-A1KNID12GD | 166559 | 8 | 130004 | 1,000 Ohm Nickel RTD, Duct, 12in, Galvan | Automation Components Inc (ACI) | A/1K-NI-D-12"-GD | 14.58 | 13.8086 | Y | 14.58 | 13.8086 | 14.58
ACI-A1KNID12PB | 166553 | 6 | 130004 | 1,000 Ohm Nickel RTD, Duct, 12in, Plasti | Automation Components Inc (ACI) | A/1K-NI-D-12"-PB | 14.58 | 10.9055 | Y | 14.58 | 13.446 | 14.58
ACI-A1KNID12PB | 166560 | 5 | 130004 | 1,000 Ohm Nickel RTD, Duct, 12in, Plasti | Automation Components Inc (ACI) | A/1K-NI-D-12"-PB | 14.58 | 10.908 | Y | 14.58 | 13.446 | 14.58
ACI-A1KNID12PB | 166561 | 1 | 130004 | 1,000 Ohm Nickel RTD, Duct, 12in, Plasti | Automation Components Inc (ACI) | A/1K-NI-D-12"-PB | 14.58 | 13.446 | Y | 14.58 | 13.446 | 14.58
ACI-A1KNID18GD | 166559 | 3 | 130004 | 1,000 Ohm Nickel RTD, Duct, 18in, Galvan | Automation Components Inc (ACI) | A/1K-NI-D-18"-GD | 16.74 | 14.5125 | Y | 16.74 | 14.5125 | 16.74
ACI-A1KNID18PB | 175883 | 4 | 130004 | 1,000 Ohm Nickel RTD, Duct, 18in, Plasti | Automation Components Inc (ACI) | A/1K-NI-D-18"-PB | 17.01 | 14.58 | N | 17.01 | 14.58 | 17.01
ACI-A1KNID4GD | 10770 | 2 | 130004 | 1,000 Ohm Nickel RTD, Duct, 4in, Galvani | Automation Components Inc (ACI) | A/1K-NI-D-4"-GD | 14.31 | 10.8 | Y | 14.31 | 14.31 | 14.31
ACI-A1KNID4GD | 166559 | 14 | 130004 | 1,000 Ohm Nickel RTD, Duct, 4in, Galvani | Automation Components Inc (ACI) | A/1K-NI-D-4"-GD | 14.31 | 14.31 | Y | 14.31 | 14.31 | 14.31
ACI-A1KNID4GD | 166561 | 2 | 130004 | 1,000 Ohm Nickel RTD, Duct, 4in, Galvani | Automation Components Inc (ACI) | A/1K-NI-D-4"-GD | 14.31 | 11.475 | N | 14.31 | 14.31 | 14.31
ACI-A1KNID4GD | 173042 | 4 | 130004 | 1,000 Ohm Nickel RTD, Duct, 4in, Galvani | Automation Components Inc (ACI) | A/1K-NI-D-4"-GD | 14.31 | 12.42 | N | 14.31 | 14.31 | 14.31
ACI-A1KNID4PB | 10770 | 2 | 130004 | 1,000 Ohm Nickel RTD, Duct, 4in, Plastic | Automation Components Inc (ACI) | A/1K-NI-D-4"-PB | 14.58 | 10.8 | Y | 14.58 | 14.58 | 14.58
ACI-A1KNID4PB | 166557 | 10 | 130004 | 1,000 Ohm Nickel RTD, Duct, 4in, Plastic | Automation Components Inc (ACI) | A/1K-NI-D-4"-PB | 14.58 | 12.96 | Y | 14.58 | 14.58 | 14.58
ACI-A1KNID4PB | 166560 | 2 | 130004 | 1,000 Ohm Nickel RTD, Duct, 4in, Plastic | Automation Components Inc (ACI) | A/1K-NI-D-4"-PB | 14.58 | 9.45 | Y | 14.58 | 14.58 | 14.58
ACI-A1KNID4PB | 166561 | 1 | 130004 | 1,000 Ohm Nickel RTD, Duct, 4in, Plastic | Automation Components Inc (ACI) | A/1K-NI-D-4"-PB | 14.58 | 14.58 | Y | 14.58 | 14.58 | 14.58
ACI-A1KNID4PB | 175883 | 2 | 130004 | 1,000 Ohm Nickel RTD, Duct, 4in, Plastic | Automation Components Inc (ACI) | A/1K-NI-D-4"-PB | 14.58 | 12.69 | N | 14.58 | 14.58 | 14.58
ACI-A1KNID6GD | 166560 | 6 | 130004 | 1,000 Ohm Nickel RTD, Duct, 6in, Galvani | Automation Components Inc (ACI) | A/1K-NI-D-6"-GD | 14.31 | 10.7357 | N | 14.31 | 10.7357 | 14.31
ACI-A1KNID6GD | 173042 | 1 | 130004 | 1,000 Ohm Nickel RTD, Duct, 6in, Galvani | Automation Components Inc (ACI) | A/1K-NI-D-6"-GD | 14.31 | 0 | N | 14.31 | 10.7357 | 14.31
ACI-A1KNID6PB | 166553 | 24 | 130004 | 1,000 Ohm Nickel RTD, Duct, 6in, Plastic | Automation Components Inc (ACI) | A/1K-NI-D-6"-PB | 14.58 | 13.455 | Y | 14.58 | 14.4778 | 14.58
ACI-A1KNID6PB | 166557 | 10 | 130004 | 1,000 Ohm Nickel RTD, Duct, 6in, Plastic | Automation Components Inc (ACI) | A/1K-NI-D-6"-PB | 14.58 | 12.4904 | Y | 14.58 | 14.4778 | 14.58
ACI-A1KNID6PB | 166560 | 18 | 130004 | 1,000 Ohm Nickel RTD, Duct, 6in, Plastic | Automation Components Inc (ACI) | A/1K-NI-D-6"-PB | 14.58 | 12.285 | Y | 14.58 | 14.4778 | 14.58
ACI-A1KNID6PB | 166561 | 8 | 130004 | 1,000 Ohm Nickel RTD, Duct, 6in, Plastic | Automation Components Inc (ACI) | A/1K-NI-D-6"-PB | 14.58 | 14.4778 | Y | 14.58 | 14.4778 | 14.58
ACI-A1KNID6PB | 175883 | 1 | 130004 | 1,000 Ohm Nickel RTD, Duct, 6in, Plastic | Automation Components Inc (ACI) | A/1K-NI-D-6"-PB | 14.58 | 12.69 | Y | 14.58 | 14.4778 | 14.58
ACI-A1KNID8GD | 166559 | 16 | 130004 | 1,000 Ohm Nickel RTD, Duct, 8in, Galvani | Automation Components Inc (ACI) | A/1K-NI-D-8"-GD | 14.58 | 12.5834 | Y | 14.58 | 12.5834 | 14.58
ACI-A1KNID8GD | 166560 | 4 | 130004 | 1,000 Ohm Nickel RTD, Duct, 8in, Galvani | Automation Components Inc (ACI) | A/1K-NI-D-8"-GD | 14.58 | 9.618 | Y | 14.58 | 12.5834 | 14.58
ACI-A1KNID8PB | 10510 | 0 | 130004 | 1,000 Ohm Nickel RTD, Duct, 8in, Plastic | Automation Components Inc (ACI) | A/1K-NI-D-8"-PB | 14.58 | 14.58 | N | 14.58 | 14.58 | 14.58
ACI-A1KNID8PB | 166553 | 24 | 130004 | 1,000 Ohm Nickel RTD, Duct, 8in, Plastic | Automation Components Inc (ACI) | A/1K-NI-D-8"-PB | 14.58 | 12.6873 | Y | 14.58 | 14.58 | 14.58
ACI-A1KNID8PB | 166557 | 5 | 130004 | 1,000 Ohm Nickel RTD, Duct, 8in, Plastic | Automation Components Inc (ACI) | A/1K-NI-D-8"-PB | 14.58 | 11.88 | Y | 14.58 | 14.58 | 14.58
ACI-A1KNID8PB | 166560 | 8 | 130004 | 1,000 Ohm Nickel RTD, Duct, 8in, Plastic | Automation Components Inc (ACI) | A/1K-NI-D-8"-PB | 14.58 | 12.3458 | Y | 14.58 | 14.58 | 14.58
ACI-A1KNID8PB | 166561 | 7 | 130004 | 1,000 Ohm Nickel RTD, Duct, 8in, Plastic | Automation Components Inc (ACI) | A/1K-NI-D-8"-PB | 14.58 | 12.6394 | Y | 14.58 | 14.58 | 14.58
ACI-A1KNID8PB | 173042 | 3 | 130004 | 1,000 Ohm Nickel RTD, Duct, 8in, Plastic | Automation Components Inc (ACI) | A/1K-NI-D-8"-PB | 14.58 | 9.45 | N | 14.58 | 14.58 | 14.58
ACI-A1KNID8PB | 175883 | 8 | 130004 | 1,000 Ohm Nickel RTD, Duct, 8in, Plastic | Automation Components Inc (ACI) | A/1K-NI-D-8"-PB | 14.58 | 12.69 | Y | 14.58 | 14.58 | 14.58
ACI-A1KNID8PB | 175888 | 1 | 130004 | 1,000 Ohm Nickel RTD, Duct, 8in, Plastic | Automation Components Inc (ACI) | A/1K-NI-D-8"-PB | 14.58 | 10.26 | N | 14.58 | 14.58 | 14.58
ACI-A1KNIDO1220CL2P | 175883 | 1 | 130004 | 1,000 Ohm Nickel RTD, Duct, Without Box, | Automation Components Inc (ACI) | A/1K-NI-DO-12"-20'CL2P | 35.64 | 22.68 | N | 35.64 | 22.68 | 35.64
ACI-A1KNIDO1810CL2P | 175883 | 2 | 130004 | 1,000 Ohm Nickel RTD, Duct, Without Box, | Automation Components Inc (ACI) | A/1K-NI-DO-18"-10'CL2P | 25.92 | 16.47 | N | 25.92 | 16.47 | 25.92
ACI-A1KNIDO4 | 166557 | 8 | 130004 | 1,000 Ohm Nickel RTD, Duct, Without Box, | Automation Components Inc (ACI) | A/1K-NI-DO-4" | 12.42 | 8.0512 | N | 12.42 | 11.07 | 12.42
ACI-A1KNIDO4 | 166559 | 1 | 130004 | 1,000 Ohm Nickel RTD, Duct, Without Box, | Automation Components Inc (ACI) | A/1K-NI-DO-4" | 12.42 | 11.07 | Y | 12.42 | 11.07 | 12.42
ACI-A1KNIDO4 | 166560 | 1 | 130004 | 1,000 Ohm Nickel RTD, Duct, Without Box, | Automation Components Inc (ACI) | A/1K-NI-DO-4" | 12.42 | 9.99 | N | 12.42 | 11.07 | 12.42
ACI-A1KNIDO4 | 166561 | 12 | 130004 | 1,000 Ohm Nickel RTD, Duct, Without Box, | Automation Components Inc (ACI) | A/1K-NI-DO-4" | 12.42 | 8.2718 | N | 12.42 | 11.07 | 12.42
ACI-A1KNIDO4120CL2PQC | 175883 | 47 | 130004 | 1,000 Ohm Nickel RTD, Duct, Without Box, | Automation Components Inc (ACI) | A/1K-NI-DO-4"-120"CL2P-QC | 31.05 | 9.5 | N | 31.05 | 9.5 | 31.05
ACI-A1KNIDO6 | 166553 | 17 | 130004 | 1,000 Ohm Nickel RTD, Duct, Without Box, | Automation Components Inc (ACI) | A/1K-NI-DO-6" | 12.15 | 7.83 | Y | 12.15 | 7.83 | 12.15
ACI-A1KNIDO6 | 175891 | 112 | 130004 | 1,000 Ohm Nickel RTD, Duct, Without Box, | Automation Components Inc (ACI) | A/1K-NI-DO-6" | 12.15 | 6.981 | N | 12.15 | 7.83 | 12.15
ACI-A1KNIDO6120CL2PQC | 175883 | 15 | 130004 | 1K-NI 6" Probe 120" Wire - 1/4" Insulat | Automation Components Inc (ACI) | A/1K-NI-DO-6"-120"CL2P-QC | 19.98 | 15.2387 | Y | 19.98 | 15.2387 | 19.98
ACI-A1KNIDO66CL2P | 175891 | 2 | 130004 | 1,000 Ohm Nickel RTD, Duct, Without Box, | Automation Components Inc (ACI) | A/1K-NI-DO-6"-6'CL2P | 21.33 | 0 | N | 21.33 | 0 | 21.33
ACI-A1KNIDO8 | 166559 | 2 | 130004 | 1,000 Ohm Nickel RTD, Duct, Without Box, | Automation Components Inc (ACI) | A/1K-NI-DO-8" | 12.15 | 9.99 | Y | 12.15 | 11.2858 | 12.15
ACI-A1KNIDO8 | 166561 | 15 | 130004 | 1,000 Ohm Nickel RTD, Duct, Without Box, | Automation Components Inc (ACI) | A/1K-NI-DO-8" | 12.15 | 11.2858 | Y | 12.15 | 11.2858 | 12.15
ACI-A1KNIFA12EH | 175883 | 1 | 134179 | 1K Nickel RTD Flex Avg Cable | NEUCO INC. | ACI-A1KNIFA12EH | 0 | 78.03 | N | 0 | 78.03 | 78.03
ACI-A1KNIFA12PB | 175883 | 7 | 130004 | 1,000 Ohm Nickel RTD, Flexible Cable Ave | Automation Components Inc (ACI) | A/1K-NI-FA-12'-PB | 109.62 | 95.85 | N | 109.62 | 95.85 | 109.62
ACI-A1KNIFA24PB | 166553 | 2 | 130004 | 1,000 Ohm Nickel RTD, Flexible Cable Ave | Automation Components Inc (ACI) | A/1K-NI-FA-24'-PB | 162 | 128.25 | Y | 162 | 141.48 | 162
ACI-A1KNIFA24PB | 166557 | 1 | 130004 | 1,000 Ohm Nickel RTD, Flexible Cable Ave | Automation Components Inc (ACI) | A/1K-NI-FA-24'-PB | 162 | 141.48 | Y | 162 | 141.48 | 162
ACI-A1KNIFA50PB | 175883 | 0 | 130004 | 1,000 Ohm Nickel RTD, Flexible Cable Ave | Automation Components Inc (ACI) | A/1K-NI-FA-50'-PB | 247.05 | 0 | N | 247.05 | 0 | 247.05
ACI-A1KNIFRZ230 | 173042 | 1 | 130004 | 1,000 Ohm Nickel RTD, 2in Freezer Probe | Automation Components Inc (ACI) | A/1K-NI-FRZ2"-30' | 66.69 | 38.88 | N | 66.69 | 38.88 | 66.69
ACI-A1KNII254X | 175883 | 2 | 130004 | 1,000 Ohm Nickel RTD, Immersion, Welded | Automation Components Inc (ACI) | A/1K-NI-I-2.5"-4X | 44.82 | 38.88 | N | 44.82 | 38.88 | 44.82
ACI-A1KNII25BB | 166557 | 4 | 130004 | 1,000 Ohm Nickel RTD, Immersion, Welded | Automation Components Inc (ACI) | A/1K-NI-I-2.5"-BB | 37.8 | 25.1602 | N | 37.8 | 25.1602 | 37.8
ACI-A1KNII25GD | 166553 | 6 | 130004 | 1,000 Ohm Nickel RTD, Immersion, Welded | Automation Components Inc (ACI) | A/1K-NI-I-2.5"-GD | 31.32 | 19.9718 | N | 31.32 | 19.9718 | 31.32
ACI-A1KNII25GD | 166561 | 3 | 130004 | 1,000 Ohm Nickel RTD, Immersion, Welded | Automation Components Inc (ACI) | A/1K-NI-I-2.5"-GD | 31.32 | 18.9617 | N | 31.32 | 19.9718 | 31.32
ACI-A1KNII25PB | 175883 | 3 | 130004 | 1,000 Ohm Nickel RTD, Immersion, Welded | Automation Components Inc (ACI) | A/1K-NI-I-2.5"-PB | 32.13 | 27.81 | N | 32.13 | 27.81 | 32.13
ACI-A1KNII4BB | 166557 | 12 | 130004 | 1,000 Ohm Nickel RTD, Immersion, Welded | Automation Components Inc (ACI) | A/1K-NI-I-4"-BB | 37.8 | 25.65 | N | 37.8 | 25.65 | 37.8
ACI-A1KNII4GD | 10006 | 9 | 130004 | 1,000 Ohm Nickel RTD, Immersion, Welded | Automation Components Inc (ACI) | A/1K-NI-I-4"-GD | 31.32 | 22.68 | N | 31.32 | 27.27 | 31.32
ACI-A1KNII4GD | 166553 | 2 | 130004 | 1,000 Ohm Nickel RTD, Immersion, Welded | Automation Components Inc (ACI) | A/1K-NI-I-4"-GD | 31.32 | 21.06 | N | 31.32 | 27.27 | 31.32
ACI-A1KNII4GD | 173042 | 4 | 130004 | 1,000 Ohm Nickel RTD, Immersion, Welded | Automation Components Inc (ACI) | A/1K-NI-I-4"-GD | 31.32 | 27.27 | Y | 31.32 | 27.27 | 31.32
ACI-A1KNII4PB | 175883 | 2 | 130004 | 1,000 Ohm Nickel RTD, Immersion, Welded | Automation Components Inc (ACI) | A/1K-NI-I-4"-PB | 31.32 | 27.27 | N | 31.32 | 27.27 | 31.32
ACI-A1KNII6GD | 166561 | 5 | 130004 | 1,000 Ohm Nickel RTD, Immersion, Welded | Automation Components Inc (ACI) | A/1K-NI-I-6"-GD | 31.32 | 24.948 | Y | 31.32 | 27.27 | 31.32
ACI-A1KNII6GD | 173042 | 4 | 130004 | 1,000 Ohm Nickel RTD, Immersion, Welded | Automation Components Inc (ACI) | A/1K-NI-I-6"-GD | 31.32 | 27.27 | Y | 31.32 | 27.27 | 31.32
ACI-A1KNII6PB | 166553 | 10 | 130004 | 1,000 Ohm Nickel RTD, Immersion, Welded | Automation Components Inc (ACI) | A/1K-NI-I-6"-PB | 31.32 | 21.06 | N | 31.32 | 27.27 | 31.32
ACI-A1KNII6PB | 166559 | 1 | 130004 | 1,000 Ohm Nickel RTD, Immersion, Welded | Automation Components Inc (ACI) | A/1K-NI-I-6"-PB | 31.32 | 20.44 | N | 31.32 | 27.27 | 31.32
ACI-A1KNII6PB | 175883 | 3 | 130004 | 1,000 Ohm Nickel RTD, Immersion, Welded | Automation Components Inc (ACI) | A/1K-NI-I-6"-PB | 31.32 | 27.27 | N | 31.32 | 27.27 | 31.32
ACI-A1KNIIM25GD | 173042 | 0 | 130004 | 1,000 Ohm Nickel RTD, Immersion, Machine | Automation Components Inc (ACI) | A/1K-NI-IM-2.5"-GD | 35.91 | 22.95 | Y | 35.91 | 22.95 | 35.91
ACI-A1KNIINW25PB | 166559 | 2 | 130004 | 1,000 Ohm Nickel RTD, Immersion, No Well | Automation Components Inc (ACI) | A/1K-NI-INW-2.5"-PB | 15.93 | 12.96 | Y | 15.93 | 13.77 | 15.93
ACI-A1KNIINW25PB | 175883 | 2 | 130004 | 1,000 Ohm Nickel RTD, Immersion, No Well | Automation Components Inc (ACI) | A/1K-NI-INW-2.5"-PB | 15.93 | 13.77 | N | 15.93 | 13.77 | 15.93
ACI-A1KNIINW44X | 166559 | 1 | 130004 | 1,000 Ohm Nickel RTD, Immersion, No Well | Automation Components Inc (ACI) | A/1K-NI-INW-4"-4X | 29.43 | 29.43 | Y | 29.43 | 29.43 | 29.43
ACI-A1KNIINW4PB | 166559 | 3 | 130004 | 1,000 Ohm Nickel RTD, Immersion, No Well | Automation Components Inc (ACI) | A/1K-NI-INW-4"-PB | 15.93 | 12.9225 | Y | 15.93 | 13.77 | 15.93
ACI-A1KNIINW4PB | 166560 | 2 | 130004 | 1,000 Ohm Nickel RTD, Immersion, No Well | Automation Components Inc (ACI) | A/1K-NI-INW-4"-PB | 15.93 | 0 | N | 15.93 | 13.77 | 15.93
ACI-A1KNIINW4PB | 175883 | 3 | 130004 | 1,000 Ohm Nickel RTD, Immersion, No Well | Automation Components Inc (ACI) | A/1K-NI-INW-4"-PB | 15.93 | 13.77 | Y | 15.93 | 13.77 | 15.93
ACI-A1KNIINW64X | 166559 | 4 | 130004 | 1,000 Ohm Nickel RTD, Immersion, No Well | Automation Components Inc (ACI) | A/1K-NI-INW-6"-4X | 29.43 | 24.57 | Y | 29.43 | 24.57 | 29.43
ACI-A1KNIINW6PB | 166559 | 1 | 130004 | 1,000 Ohm Nickel RTD, Immersion, No Well | Automation Components Inc (ACI) | A/1K-NI-INW-6"-PB | 15.93 | 12.75 | Y | 15.93 | 13.77 | 15.93
ACI-A1KNIINW6PB | 166560 | 1 | 130004 | 1,000 Ohm Nickel RTD, Immersion, No Well | Automation Components Inc (ACI) | A/1K-NI-INW-6"-PB | 15.93 | 10.26 | N | 15.93 | 13.77 | 15.93
ACI-A1KNIINW6PB | 175883 | 1 | 130004 | 1,000 Ohm Nickel RTD, Immersion, No Well | Automation Components Inc (ACI) | A/1K-NI-INW-6"-PB | 15.93 | 13.77 | Y | 15.93 | 13.77 | 15.93
ACI-A1KNIO4X | 166559 | 1 | 130004 | 1,000 Ohm Nickel RTD, Outside Air, NEMA | Automation Components Inc (ACI) | A/1K-NI-O-4X | 31.32 | 24.57 | N | 31.32 | 24.57 | 31.32
ACI-A1KNIOEH | 166557 | 4 | 130004 | 1,000 Ohm Nickel RTD, Outside Air, Euro | Automation Components Inc (ACI) | A/1K-NI-O-EH | 31.32 | 24.6249 | Y | 31.32 | 28.08 | 31.32
ACI-A1KNIOEH | 166559 | 4 | 130004 | 1,000 Ohm Nickel RTD, Outside Air, Euro | Automation Components Inc (ACI) | A/1K-NI-O-EH | 31.32 | 28.08 | Y | 31.32 | 28.08 | 31.32
ACI-A1KNIOEH | 166560 | 3 | 130004 | 1,000 Ohm Nickel RTD, Outside Air, Euro | Automation Components Inc (ACI) | A/1K-NI-O-EH | 31.32 | 22.04 | Y | 31.32 | 28.08 | 31.32
ACI-A1KNIOEH | 166561 | 3 | 130004 | 1,000 Ohm Nickel RTD, Outside Air, Euro | Automation Components Inc (ACI) | A/1K-NI-O-EH | 31.32 | 22.086 | Y | 31.32 | 28.08 | 31.32
ACI-A1KNIOEH | 173042 | 8 | 130004 | 1,000 Ohm Nickel RTD, Outside Air, Euro | Automation Components Inc (ACI) | A/1K-NI-O-EH | 31.32 | 19.9727 | N | 31.32 | 28.08 | 31.32
ACI-A1KNIOEH | 175883 | 4 | 130004 | 1,000 Ohm Nickel RTD, Outside Air, Euro | Automation Components Inc (ACI) | A/1K-NI-O-EH | 31.32 | 27.27 | Y | 31.32 | 28.08 | 31.32
ACI-A1KNIPBS | 166557 | 5 | 130004 | 1,000 Ohm Nickel RTD, Flush Mount Button | Automation Components Inc (ACI) | A/1K-NI-PBS | 22.14 | 15.9686 | Y | 22.14 | 15.9686 | 22.14
ACI-A1KNIPO12 | 166561 | 9 | 130004 | 1,000 Ohm Nickel RTD, Probe Only, 12in | Automation Components Inc (ACI) | A/1K-NI-PO-12" | 15.39 | 10.4809 | N | 15.39 | 10.4809 | 15.39
ACI-A1KNIPO2 | 166553 | 9 | 130004 | 1,000 Ohm Nickel RTD, Probe Only, 2in | Automation Components Inc (ACI) | A/1K-NI-PO-2" | 16.74 | 7.56 | Y | 16.74 | 13.7916 | 16.74
ACI-A1KNIPO2 | 166560 | 5 | 130004 | 1,000 Ohm Nickel RTD, Probe Only, 2in | Automation Components Inc (ACI) | A/1K-NI-PO-2" | 16.74 | 13.7916 | Y | 16.74 | 13.7916 | 16.74
ACI-A1KNIPO2 | 166561 | 5 | 130004 | 1,000 Ohm Nickel RTD, Probe Only, 2in | Automation Components Inc (ACI) | A/1K-NI-PO-2" | 16.74 | 11.0656 | N | 16.74 | 13.7916 | 16.74
ACI-A1KNIPO4 | 166553 | 11 | 130004 | 1,000 Ohm Nickel RTD, Probe Only, 4in | Automation Components Inc (ACI) | A/1K-NI-PO-4" | 15.39 | 12.2637 | Y | 15.39 | 13.1202 | 15.39
ACI-A1KNIPO4 | 166559 | 2 | 130004 | 1,000 Ohm Nickel RTD, Probe Only, 4in | Automation Components Inc (ACI) | A/1K-NI-PO-4" | 15.39 | 12.5342 | Y | 15.39 | 13.1202 | 15.39
ACI-A1KNIPO4 | 166560 | 5 | 130004 | 1,000 Ohm Nickel RTD, Probe Only, 4in | Automation Components Inc (ACI) | A/1K-NI-PO-4" | 15.39 | 13.1202 | Y | 15.39 | 13.1202 | 15.39
ACI-A1KNIPO4 | 166561 | 12 | 130004 | 1,000 Ohm Nickel RTD, Probe Only, 4in | Automation Components Inc (ACI) | A/1K-NI-PO-4" | 15.39 | 10.32 | Y | 15.39 | 13.1202 | 15.39
ACI-A1KNIPO6 | 166553 | 21 | 130004 | 1,000 Ohm Nickel RTD, Probe Only, 6in | Automation Components Inc (ACI) | A/1K-NI-PO-6" | 16.74 | 7.4186 | N | 16.74 | 11.0465 | 16.74
ACI-A1KNIPO6 | 166557 | 3 | 130004 | 1,000 Ohm Nickel RTD, Probe Only, 6in | Automation Components Inc (ACI) | A/1K-NI-PO-6" | 16.74 | 9.5973 | N | 16.74 | 11.0465 | 16.74
ACI-A1KNIPO6 | 166559 | 2 | 130004 | 1,000 Ohm Nickel RTD, Probe Only, 6in | Automation Components Inc (ACI) | A/1K-NI-PO-6" | 16.74 | 9.5591 | Y | 16.74 | 11.0465 | 16.74
ACI-A1KNIPO6 | 166560 | 3 | 130004 | 1,000 Ohm Nickel RTD, Probe Only, 6in | Automation Components Inc (ACI) | A/1K-NI-PO-6" | 16.74 | 9.99 | Y | 16.74 | 11.0465 | 16.74
ACI-A1KNIPO6 | 166561 | 5 | 130004 | 1,000 Ohm Nickel RTD, Probe Only, 6in | Automation Components Inc (ACI) | A/1K-NI-PO-6" | 16.74 | 11.0465 | Y | 16.74 | 11.0465 | 16.74
ACI-A1KNIPO8 | 166553 | 2 | 130004 | 1,000 Ohm Nickel RTD, Probe Only, 8in | Automation Components Inc (ACI) | A/1K-NI-PO-8" | 16.74 | 9.99 | N | 16.74 | 11.5087 | 16.74
ACI-A1KNIPO8 | 166560 | 4 | 130004 | 1,000 Ohm Nickel RTD, Probe Only, 8in | Automation Components Inc (ACI) | A/1K-NI-PO-8" | 16.74 | 11.5087 | N | 16.74 | 11.5087 | 16.74
ACI-A1KNIR | 166559 | 1 | 130004 | 1,000 Ohm Nickel RTD, Room (R) | Automation Components Inc (ACI) | A/1K-NI-R | 17.28 | 14.85 | Y | 17.28 | 14.85 | 17.28
ACI-A1KNIR2 | 166553 | 20 | 130004 | 1,000 Ohm Nickel RTD, Room (R2) | Automation Components Inc (ACI) | A/1K-NI-R2 | 17.01 | 14.2695 | Y | 17.01 | 17.01 | 17.01
ACI-A1KNIR2 | 166557 | 2 | 130004 | 1,000 Ohm Nickel RTD, Room (R2) | Automation Components Inc (ACI) | A/1K-NI-R2 | 17.01 | 17.01 | Y | 17.01 | 17.01 | 17.01
ACI-A1KNIR2 | 166559 | 59 | 130004 | 1,000 Ohm Nickel RTD, Room (R2) | Automation Components Inc (ACI) | A/1K-NI-R2 | 17.01 | 16.4492 | Y | 17.01 | 17.01 | 17.01
ACI-A1KNIR2 | 166560 | 3 | 130004 | 1,000 Ohm Nickel RTD, Room (R2) | Automation Components Inc (ACI) | A/1K-NI-R2 | 17.01 | 14.4666 | Y | 17.01 | 17.01 | 17.01
ACI-A1KNIR2 | 166561 | 0 | 130004 | 1,000 Ohm Nickel RTD, Room (R2) | Automation Components Inc (ACI) | A/1K-NI-R2 | 17.01 | 14.0249 | Y | 17.01 | 17.01 | 17.01
ACI-A1KNIR2 | 173042 | 3 | 130004 | 1,000 Ohm Nickel RTD, Room (R2) | Automation Components Inc (ACI) | A/1K-NI-R2 | 17.01 | 14.445 | Y | 17.01 | 17.01 | 17.01
ACI-A1KNIR2 | 175883 | 4 | 130004 | 1,000 Ohm Nickel RTD, Room (R2) | Automation Components Inc (ACI) | A/1K-NI-R2 | 17.01 | 14.58 | N | 17.01 | 17.01 | 17.01
ACI-A1KNIR2O | 175883 | 2 | 130004 | 1,000 Ohm Nickel RTD, Room (R2), Overrid | Automation Components Inc (ACI) | A/1K-NI-R2O | 23.22 | 20.25 | N | 23.22 | 20.25 | 23.22
ACI-A1KNIR2SO | 166553 | 9 | 130004 | Room Senosr 1K NI SPT & Ovride New R | Automation Components Inc (ACI) | A/1KNIR2SO-BCS | 12.694 | 11.5 | N | 12.694 | 12.694 | 12.694
ACI-A1KNIR2SO | 166561 | 3 | 130004 | Room Senosr 1K NI SPT & Ovride New R | Automation Components Inc (ACI) | A/1KNIR2SO-BCS | 12.694 | 12.694 | N | 12.694 | 12.694 | 12.694
ACI-A1KNIR2SOA09C5 | 166561 | 4 | 130004 | 1,000 Ohm Nickel RTD, Room (R2), Setpoin | Automation Components Inc (ACI) | A/1K-NI-R2SO-A09-C5 | 29.43 | 22.14 | N | 29.43 | 25.65 | 29.43
ACI-A1KNIR2SOA09C5 | 175883 | 5 | 130004 | 1,000 Ohm Nickel RTD, Room (R2), Setpoin | Automation Components Inc (ACI) | A/1K-NI-R2SO-A09-C5 | 29.43 | 25.65 | N | 29.43 | 25.65 | 29.43
ACI-A1KNIRO | 166560 | 4 | 130004 | 1,000 Ohm Nickel RTD, Room (R), Override | Automation Components Inc (ACI) | A/1K-NI-RO | 23.22 | 18.63 | Y | 23.22 | 18.63 | 23.22
ACI-A1KNIS4X | 166559 | 1 | 130004 | 1,000 Ohm Nickel RTD, Strap On, NEMA 4X | Automation Components Inc (ACI) | A/1K-NI-S-4X | 34.56 | 28.62 | Y | 34.56 | 28.62 | 34.56
ACI-A1KNISBS | 166559 | 4 | 130004 | 1,000 Ohm Nickel RTD, Flush Mount Button | Automation Components Inc (ACI) | A/1K-NI-SBS | 35.91 | 28.62 | Y | 35.91 | 29.97 | 35.91
ACI-A1KNISBS | 166560 | 3 | 130004 | 1,000 Ohm Nickel RTD, Flush Mount Button | Automation Components Inc (ACI) | A/1K-NI-SBS | 35.91 | 29.97 | N | 35.91 | 29.97 | 35.91
ACI-A1KNISBS | 173042 | 5 | 130004 | 1,000 Ohm Nickel RTD, Flush Mount Button | Automation Components Inc (ACI) | A/1K-NI-SBS | 35.91 | 28.566 | N | 35.91 | 29.97 | 35.91
ACI-A1KNISGD | 166557 | 1 | 130004 | 1,000 Ohm Nickel RTD, Strap On, Galvaniz | Automation Components Inc (ACI) | A/1K-NI-S-GD | 21.33 | 13.77 | N | 21.33 | 18.63 | 21.33
ACI-A1KNISGD | 166560 | 5 | 130004 | 1,000 Ohm Nickel RTD, Strap On, Galvaniz | Automation Components Inc (ACI) | A/1K-NI-S-GD | 21.33 | 17.1374 | Y | 21.33 | 18.63 | 21.33
ACI-A1KNISGD | 173042 | 6 | 130004 | 1,000 Ohm Nickel RTD, Strap On, Galvaniz | Automation Components Inc (ACI) | A/1K-NI-S-GD | 21.33 | 18.63 | Y | 21.33 | 18.63 | 21.33
ACI-A1KNISP | 10008 | 4 | 130004 | 1,000 Ohm Nickel RTD, Wall Plate, Stainl | Automation Components Inc (ACI) | A/1K-NI-SP | 15.93 | 14.31 | Y | 15.93 | 15.21 | 15.93
ACI-A1KNISP | 10510 | 1 | 130004 | 1,000 Ohm Nickel RTD, Wall Plate, Stainl | Automation Components Inc (ACI) | A/1K-NI-SP | 15.93 | 13.6954 | Y | 15.93 | 15.21 | 15.93
ACI-A1KNISP | 166557 | 8 | 130004 | 1,000 Ohm Nickel RTD, Wall Plate, Stainl | Automation Components Inc (ACI) | A/1K-NI-SP | 15.93 | 13.77 | Y | 15.93 | 15.21 | 15.93
ACI-A1KNISP | 166559 | 18 | 130004 | 1,000 Ohm Nickel RTD, Wall Plate, Stainl | Automation Components Inc (ACI) | A/1K-NI-SP | 15.93 | 15.21 | Y | 15.93 | 15.21 | 15.93
ACI-A1KNISP | 166561 | 9 | 130004 | 1,000 Ohm Nickel RTD, Wall Plate, Stainl | Automation Components Inc (ACI) | A/1K-NI-SP | 15.93 | 13.0827 | Y | 15.93 | 15.21 | 15.93
ACI-A1KNISP | 173042 | 5 | 130004 | 1,000 Ohm Nickel RTD, Wall Plate, Stainl | Automation Components Inc (ACI) | A/1K-NI-SP | 15.93 | 12.951 | Y | 15.93 | 15.21 | 15.93
ACI-A1KNISP | 175883 | 15 | 130004 | 1,000 Ohm Nickel RTD, Wall Plate, Stainl | Automation Components Inc (ACI) | A/1K-NI-SP | 15.93 | 13.77 | N | 15.93 | 15.21 | 15.93
ACI-A1KNISP | 175891 | 6 | 130004 | 1,000 Ohm Nickel RTD, Wall Plate, Stainl | Automation Components Inc (ACI) | A/1K-NI-SP | 15.93 | 14.31 | Y | 15.93 | 15.21 | 15.93
ACI-A1KNISPB | 166559 | 2 | 130004 | 1,000 Ohm Nickel RTD, Strap On, Plastic | Automation Components Inc (ACI) | A/1K-NI-S-PB | 20.79 | 18.63 | Y | 20.79 | 18.63 | 20.79
ACI-A1KNISPB | 166560 | 5 | 130004 | 1,000 Ohm Nickel RTD, Strap On, Plastic | Automation Components Inc (ACI) | A/1K-NI-S-PB | 20.79 | 18.63 | Y | 20.79 | 18.63 | 20.79
ACI-A1KNIW | 166561 | 8 | 130004 | Raw Sensor in plastic cup 1K Nickel | Automation Components Inc (ACI) | A/1K-NI-W | 7.83 | 7.83 | N | 7.83 | 7.83 | 7.83
ACI-A1KNIW | 175883 | 1 | 130004 | Raw Sensor in plastic cup 1K Nickel | Automation Components Inc (ACI) | A/1K-NI-W | 7.83 | 7.83 | N | 7.83 | 7.83 | 7.83
ACI-A20KA24PB | 10510 | 6 | 130004 | 20,000 Ohm Thermistor, Copper Averaging, | Automation Components Inc (ACI) | A/20K-A-24'-PB | 113.67 | 120.23 | N | 113.67 | 120.23 | 120.23
ACI-A20KA24PB | 175891 | 2 | 130004 | 20,000 Ohm Thermistor, Copper Averaging, | Automation Components Inc (ACI) | A/20K-A-24'-PB | 113.67 | 53.5967 | N | 113.67 | 120.23 | 120.23
ACI-A20KA8PB | 175891 | 9 | 130004 | 20,000 Ohm Thermistor, Copper Averaging, | Automation Components Inc (ACI) | A/20K-A-8'-PB | 74.52 | 51.6519 | N | 74.52 | 51.6519 | 74.52
ACI-A20KBP | 10510 | 13 | 130004 | 20,000 Ohm Thermistor, Bullet Probe, 1in | Automation Components Inc (ACI) | A/20K-BP | 9.99 | 9.99 | Y | 9.99 | 9.99 | 9.99
ACI-A20KBP | 166557 | 8 | 130004 | 20,000 Ohm Thermistor, Bullet Probe, 1in | Automation Components Inc (ACI) | A/20K-BP | 9.99 | 6.858 | Y | 9.99 | 9.99 | 9.99
ACI-A20KBP | 166559 | 1 | 130004 | 20,000 Ohm Thermistor, Bullet Probe, 1in | Automation Components Inc (ACI) | A/20K-BP | 9.99 | 5.94 | Y | 9.99 | 9.99 | 9.99
ACI-A20KBP | 166561 | 3 | 130004 | 20,000 Ohm Thermistor, Bullet Probe, 1in | Automation Components Inc (ACI) | A/20K-BP | 9.99 | 5.9682 | N | 9.99 | 9.99 | 9.99
ACI-A20KBP | 175883 | 0 | 130004 | 20,000 Ohm Thermistor, Bullet Probe, 1in | Automation Components Inc (ACI) | A/20K-BP | 9.99 | 8.64 | N | 9.99 | 9.99 | 9.99
ACI-A20KBP | 175888 | 6 | 130004 | 20,000 Ohm Thermistor, Bullet Probe, 1in | Automation Components Inc (ACI) | A/20K-BP | 9.99 | 7.02 | Y | 9.99 | 9.99 | 9.99
ACI-A20KD124X | 166557 | 3 | 130004 | 20,000 Ohm Thermistor, Duct, 12in, NEMA | Automation Components Inc (ACI) | A/20K-D-12"-4X | 24.84 | 16.2 | N | 24.84 | 16.2 | 24.84
ACI-A20KD12GD | 10008 | 1 | 130004 | 20,000 Ohm Thermistor, Duct, 12in, Galva | Automation Components Inc (ACI) | A/20K-D-12"-GD | 11.88 | 7.29 | N | 11.88 | 10.26 | 11.88
ACI-A20KD12GD | 166559 | 4 | 130004 | 20,000 Ohm Thermistor, Duct, 12in, Galva | Automation Components Inc (ACI) | A/20K-D-12"-GD | 11.88 | 10.26 | Y | 11.88 | 10.26 | 11.88
ACI-A20KD12PB | 166553 | 20 | 130004 | 20,000 Ohm Thermistor, Duct, 12in, Plast | Automation Components Inc (ACI) | A/20K-D-12"-PB | 11.88 | 10.1076 | Y | 11.88 | 10.1076 | 11.88
ACI-A20KD12PB | 166557 | 1 | 130004 | 20,000 Ohm Thermistor, Duct, 12in, Plast | Automation Components Inc (ACI) | A/20K-D-12"-PB | 11.88 | 7.29 | N | 11.88 | 10.1076 | 11.88
ACI-A20KD12PB | 166560 | 5 | 130004 | 20,000 Ohm Thermistor, Duct, 12in, Plast | Automation Components Inc (ACI) | A/20K-D-12"-PB | 11.88 | 9.0208 | Y | 11.88 | 10.1076 | 11.88
ACI-A20KD12PB | 175891 | 27 | 130004 | 20,000 Ohm Thermistor, Duct, 12in, Plast | Automation Components Inc (ACI) | A/20K-D-12"-PB | 11.88 | 9.1455 | Y | 11.88 | 10.1076 | 11.88
ACI-A20KD184X | 166557 | 4 | 130004 | 20,000 Ohm Thermistor, Duct, 18in, NEMA | Automation Components Inc (ACI) | A/20K-D-18"-4X | 26.46 | 21.6 | N | 26.46 | 21.6 | 26.46
ACI-A20KD18GD | 166559 | 6 | 130004 | 20,000 Ohm Thermistor, Duct, 18in, Galva | Automation Components Inc (ACI) | A/20K-D-18"-GD | 13.23 | 10.752 | Y | 13.23 | 10.752 | 13.23
ACI-A20KD18PB | 175888 | 4 | 130004 | 20,000 Ohm Thermistor, Duct, 18in, Plast | Automation Components Inc (ACI) | A/20K-D-18"-PB | 13.23 | 10.8 | N | 13.23 | 10.8 | 13.23
ACI-A20KD18PB | 175891 | 10 | 130004 | 20,000 Ohm Thermistor, Duct, 18in, Plast | Automation Components Inc (ACI) | A/20K-D-18"-PB | 13.23 | 10.8 | Y | 13.23 | 10.8 | 13.23
ACI-A20KD4GD | 166559 | 30 | 130004 | 20,000 Ohm Thermistor, Duct, 4in, Galvan | Automation Components Inc (ACI) | A/20K-D-4"-GD | 11.61 | 10.1483 | Y | 11.61 | 10.1483 | 11.61
ACI-A20KD4PB | 10008 | 1 | 130004 | 20,000 Ohm Thermistor, Duct, 4in, Plasti | Automation Components Inc (ACI) | A/20K-D-4"-PB | 11.61 | 7.29 | N | 11.61 | 11.61 | 11.61
ACI-A20KD4PB | 166553 | 9 | 130004 | 20,000 Ohm Thermistor, Duct, 4in, Plasti | Automation Components Inc (ACI) | A/20K-D-4"-PB | 11.61 | 8.2523 | Y | 11.61 | 11.61 | 11.61
ACI-A20KD4PB | 166557 | 4 | 130004 | 20,000 Ohm Thermistor, Duct, 4in, Plasti | Automation Components Inc (ACI) | A/20K-D-4"-PB | 11.61 | 8.37 | Y | 11.61 | 11.61 | 11.61
ACI-A20KD4PB | 175891 | 8 | 130004 | 20,000 Ohm Thermistor, Duct, 4in, Plasti | Automation Components Inc (ACI) | A/20K-D-4"-PB | 11.61 | 11.61 | Y | 11.61 | 11.61 | 11.61
ACI-A20KD6GD | 10008 | 16 | 130004 | 20,000 Ohm Thermistor, Duct, 6in, Galvan | Automation Components Inc (ACI) | A/20K-D-6"-GD | 11.88 | 7.83 | N | 11.88 | 11.88 | 11.88
ACI-A20KD6GD | 166559 | 1 | 130004 | 20,000 Ohm Thermistor, Duct, 6in, Galvan | Automation Components Inc (ACI) | A/20K-D-6"-GD | 11.88 | 10.53 | Y | 11.88 | 11.88 | 11.88
ACI-A20KD6GD | 166560 | 4 | 130004 | 20,000 Ohm Thermistor, Duct, 6in, Galvan | Automation Components Inc (ACI) | A/20K-D-6"-GD | 11.88 | 8.37 | N | 11.88 | 11.88 | 11.88
ACI-A20KD6GD | 166561 | 13 | 130004 | 20,000 Ohm Thermistor, Duct, 6in, Galvan | Automation Components Inc (ACI) | A/20K-D-6"-GD | 11.88 | 11.88 | Y | 11.88 | 11.88 | 11.88
ACI-A20KD6PB | 166553 | 11 | 130004 | 20,000 Ohm Thermistor, Duct, 6in, Plasti | Automation Components Inc (ACI) | A/20K-D-6"-PB | 11.61 | 9.4487 | Y | 11.61 | 11.4491 | 11.61
ACI-A20KD6PB | 166557 | 3 | 130004 | 20,000 Ohm Thermistor, Duct, 6in, Plasti | Automation Components Inc (ACI) | A/20K-D-6"-PB | 11.61 | 9.9317 | Y | 11.61 | 11.4491 | 11.61
ACI-A20KD6PB | 166560 | 9 | 130004 | 20,000 Ohm Thermistor, Duct, 6in, Plasti | Automation Components Inc (ACI) | A/20K-D-6"-PB | 11.61 | 9.3637 | Y | 11.61 | 11.4491 | 11.61
ACI-A20KD6PB | 166561 | 13 | 130004 | 20,000 Ohm Thermistor, Duct, 6in, Plasti | Automation Components Inc (ACI) | A/20K-D-6"-PB | 11.61 | 11.4491 | Y | 11.61 | 11.4491 | 11.61
ACI-A20KD84X | 166559 | 2 | 130004 | 20,000 Ohm Thermistor, Duct, 8in, NEMA 4 | Automation Components Inc (ACI) | A/20K-D-8"-4X | 24.3 | 19.2 | N | 24.3 | 19.2 | 24.3
ACI-A20KD8GD | 166559 | 20 | 130004 | 20,000 Ohm Thermistor, Duct, 8in, Galvan | Automation Components Inc (ACI) | A/20K-D-8"-GD | 11.88 | 10.2013 | Y | 11.88 | 10.2013 | 11.88
ACI-A20KD8GD | 166560 | 1 | 130004 | 20,000 Ohm Thermistor, Duct, 8in, Galvan | Automation Components Inc (ACI) | A/20K-D-8"-GD | 11.88 | 7.29 | N | 11.88 | 10.2013 | 11.88
ACI-A20KD8GD | 173042 | 1 | 130004 | 20,000 Ohm Thermistor, Duct, 8in, Galvan | Automation Components Inc (ACI) | A/20K-D-8"-GD | 11.88 | 7.29 | N | 11.88 | 10.2013 | 11.88
ACI-A20KD8PB | 166553 | 13 | 130004 | 20,000 Ohm Thermistor, Duct, 8", Plastic | Automation Components Inc (ACI) | A/20K-D-8"-PB | 11.61 | 9.7323 | Y | 11.61 | 11.3707 | 11.61
ACI-A20KD8PB | 166557 | 10 | 130004 | 20,000 Ohm Thermistor, Duct, 8", Plastic | Automation Components Inc (ACI) | A/20K-D-8"-PB | 11.61 | 9.666 | Y | 11.61 | 11.3707 | 11.61
ACI-A20KD8PB | 166560 | 5 | 130004 | 20,000 Ohm Thermistor, Duct, 8", Plastic | Automation Components Inc (ACI) | A/20K-D-8"-PB | 11.61 | 8.91 | Y | 11.61 | 11.3707 | 11.61
ACI-A20KD8PB | 166561 | 4 | 130004 | 20,000 Ohm Thermistor, Duct, 8", Plastic | Automation Components Inc (ACI) | A/20K-D-8"-PB | 11.61 | 11.3119 | Y | 11.61 | 11.3707 | 11.61
ACI-A20KD8PB | 175888 | 8 | 130004 | 20,000 Ohm Thermistor, Duct, 8", Plastic | Automation Components Inc (ACI) | A/20K-D-8"-PB | 11.61 | 11.3707 | Y | 11.61 | 11.3707 | 11.61
ACI-A20KDO12 | 10008 | 30 | 130004 | 20,000 Ohm Thermistor, Duct, Without Box | Automation Components Inc (ACI) | A/20K-DO-12" | 10.8 | 8.91 | N | 10.8 | 8.91 | 10.8
ACI-A20KDO1820CMP | 175891 | 3 | 130004 | 20,000 Ohm Thermistor, Duct | Automation Components Inc (ACI) | A/20K-DO-18"-20'CMP | 20.25 | 9.7291 | N | 20.25 | 9.7291 | 20.25
ACI-A20KDO4 | 10006 | 6 | 130004 | 20,000 Ohm Thermistor, Duct, Without Box | Automation Components Inc (ACI) | A/20K-DO-4" | 10.8 | 8.91 | Y | 10.8 | 9.45 | 10.8
ACI-A20KDO4 | 10008 | 21 | 130004 | 20,000 Ohm Thermistor, Duct, Without Box | Automation Components Inc (ACI) | A/20K-DO-4" | 10.8 | 9.45 | Y | 10.8 | 9.45 | 10.8
ACI-A20KDO4 | 166559 | 1 | 130004 | 20,000 Ohm Thermistor, Duct, Without Box | Automation Components Inc (ACI) | A/20K-DO-4" | 10.8 | 7.56 | N | 10.8 | 9.45 | 10.8
ACI-A20KDO4 | 175891 | 3 | 130004 | 20,000 Ohm Thermistor, Duct, Without Box | Automation Components Inc (ACI) | A/20K-DO-4" | 10.8 | 8.91 | N | 10.8 | 9.45 | 10.8
ACI-A20KDO6 | 10006 | 6 | 130004 | 20,000 Ohm Thermistor, Duct, Without Box | Automation Components Inc (ACI) | A/20K-DO-6" | 11.07 | 8.91 | Y | 11.07 | 8.91 | 11.07
ACI-A20KDO6 | 166553 | 14 | 130004 | 20,000 Ohm Thermistor, Duct, Without Box | Automation Components Inc (ACI) | A/20K-DO-6" | 11.07 | 6.62 | N | 11.07 | 8.91 | 11.07
ACI-A20KDO6 | 166559 | 2 | 130004 | 20,000 Ohm Thermistor, Duct, Without Box | Automation Components Inc (ACI) | A/20K-DO-6" | 11.07 | 8.91 | Y | 11.07 | 8.91 | 11.07
ACI-A20KDO610CMP | 175888 | 94 | 130004 | 20,000 Ohm Thermistor, | Automation Components Inc (ACI) | A/20K-DO-6"-10'CMP | 14.58 | 11.88 | Y | 14.58 | 11.88 | 14.58
ACI-A20KDO66CL2P | 10008 | 12 | 130004 | 20,000 Ohm Thermistor, Duct, Without Box | Automation Components Inc (ACI) | A/20K-DO-6"-6'CL2P | 15.93 | 15.93 | N | 15.93 | 15.93 | 15.93
ACI-A20KDO8 | 10006 | 20 | 130004 | 20,000 Ohm Thermistor, Duct, Without Box | Automation Components Inc (ACI) | A/20K-DO-8" | 10.8 | 9.315 | Y | 10.8 | 9.315 | 10.8
ACI-A20KDO810CL2P | 175883 | 22 | 130004 | 20,000 Ohm Thermistor, Duct, Without Box | Automation Components Inc (ACI) | A/20K-DO-8"-10'CL2P | 18.63 | 11.6412 | Y | 18.63 | 11.6412 | 18.63
ACI-A20KFA12PB | 166561 | 1 | 130004 | 20,000 Ohm Thermistor, Flexible Cable Av | Automation Components Inc (ACI) | A/20K-FA-12'-PB | 82.08 | 82.08 | N | 82.08 | 82.08 | 82.08
ACI-A20KFA24GD | 175891 | 2 | 130004 | 20,000 Ohm Thermistor, Flexible Cable Av | Automation Components Inc (ACI) | A/20K-FA-24'-GD | 114.21 | 83.16 | Y | 114.21 | 83.16 | 114.21
ACI-A20KI25PB | 175891 | 1 | 130004 | 20,000 Ohm Thermistor, Immersion, Welded | Automation Components Inc (ACI) | A/20K-I-2.5"-PB | 25.38 | 25.38 | Y | 25.38 | 25.38 | 25.38
ACI-A20KI4PB | 175891 | 1 | 130004 | 20,000 Ohm Thermistor, Immersion, Welded | Automation Components Inc (ACI) | A/20K-I-4"-PB | 25.38 | 22.68 | Y | 25.38 | 22.68 | 25.38
ACI-A20KI6BB | 10006 | 3 | 130004 | 20,000 Ohm Thermistor, Immersion, Welded | Automation Components Inc (ACI) | A/20K-I-6"-BB | 31.59 | 31.59 | N | 31.59 | 31.59 | 31.59
ACI-A20KINW254X | 166559 | 9 | 130004 | 20,000 Ohm Thermistor, Immersion, No Wel | Automation Components Inc (ACI) | A/20K-INW-2.5"-4X | 26.19 | 22.8928 | Y | 26.19 | 22.8928 | 26.19
ACI-A20KINW44X | 166559 | 3 | 130004 | 20,000 Ohm Thermistor, Immersion, No Wel | Automation Components Inc (ACI) | A/20K-INW-4"-4X | 25.65 | 22.05 | Y | 25.65 | 22.05 | 25.65
ACI-A20KINW44X | 166560 | 2 | 130004 | 20,000 Ohm Thermistor, Immersion, No Wel | Automation Components Inc (ACI) | A/20K-INW-4"-4X | 25.65 | 16.2 | N | 25.65 | 22.05 | 25.65
ACI-A20KINW4BB | 166557 | 6 | 130004 | 20,000 Ohm Thermistor, Immersion, No Wel | Automation Components Inc (ACI) | A/20K-INW-4"-BB | 19.44 | 11.75 | N | 19.44 | 11.75 | 19.44
ACI-A20KINW4PB | 166559 | 1 | 130004 | 20k Ohm Thermistor, Immersion, No Well | Automation Components Inc (ACI) | A/20K-INW-4"-PB | 12.42 | 9.99 | Y | 12.42 | 9.99 | 12.42
ACI-A20KINW4PB | 166560 | 2 | 130004 | 20k Ohm Thermistor, Immersion, No Well | Automation Components Inc (ACI) | A/20K-INW-4"-PB | 12.42 | 7.83 | N | 12.42 | 9.99 | 12.42
ACI-A20KOEH | 10008 | 5 | 130004 | 20,000 Ohm Thermistor, Outside Air, Euro | Automation Components Inc (ACI) | A/20K-O-EH | 20.25 | 14.58 | Y | 20.25 | 18.09 | 20.25
ACI-A20KOEH | 10510 | 0 | 130004 | 20,000 Ohm Thermistor, Outside Air, Euro | Automation Components Inc (ACI) | A/20K-O-EH | 20.25 | 14.361 | N | 20.25 | 18.09 | 20.25
ACI-A20KOEH | 166553 | 4 | 130004 | 20,000 Ohm Thermistor, Outside Air, Euro | Automation Components Inc (ACI) | A/20K-O-EH | 20.25 | 13.365 | Y | 20.25 | 18.09 | 20.25
ACI-A20KOEH | 166557 | 3 | 130004 | 20,000 Ohm Thermistor, Outside Air, Euro | Automation Components Inc (ACI) | A/20K-O-EH | 20.25 | 15.6431 | Y | 20.25 | 18.09 | 20.25
ACI-A20KOEH | 166559 | 1 | 130004 | 20,000 Ohm Thermistor, Outside Air, Euro | Automation Components Inc (ACI) | A/20K-O-EH | 20.25 | 18.09 | Y | 20.25 | 18.09 | 20.25
ACI-A20KOEH | 166561 | 4 | 130004 | 20,000 Ohm Thermistor, Outside Air, Euro | Automation Components Inc (ACI) | A/20K-O-EH | 20.25 | 12.825 | N | 20.25 | 18.09 | 20.25
ACI-A20KOEH | 175891 | 4 | 130004 | 20,000 Ohm Thermistor, Outside Air, Euro | Automation Components Inc (ACI) | A/20K-O-EH | 20.25 | 14.361 | Y | 20.25 | 18.09 | 20.25
ACI-A20KPBS | 166557 | 10 | 130004 | 20,000 Ohm Thermistor, Flush Mount Butto | Automation Components Inc (ACI) | A/20K-PBS | 22.14 | 17.82 | Y | 22.14 | 22.14 | 22.14
ACI-A20KPBS | 166559 | 1 | 130004 | 20,000 Ohm Thermistor, Flush Mount Butto | Automation Components Inc (ACI) | A/20K-PBS | 22.14 | 22.14 | Y | 22.14 | 22.14 | 22.14
ACI-A20KPBS | 175890 | 1 | 130004 | 20,000 Ohm Thermistor, Flush Mount Butto | Automation Components Inc (ACI) | A/20K-PBS | 22.14 | 17.334 | Y | 22.14 | 22.14 | 22.14
ACI-A20KPO2 | 166553 | 21 | 130004 | 20,000 Ohm Thermistor, Probe Only, 2in | Automation Components Inc (ACI) | A/20K-PO-2" | 8.64 | 5.35 | Y | 8.64 | 5.6925 | 8.64
ACI-A20KPO2 | 166560 | 6 | 130004 | 20,000 Ohm Thermistor, Probe Only, 2in | Automation Components Inc (ACI) | A/20K-PO-2" | 8.64 | 5.6925 | Y | 8.64 | 5.6925 | 8.64
ACI-A20KPO4 | 166553 | 20 | 130004 | 20,000 Ohm Thermistor, Probe Only, 4in | Automation Components Inc (ACI) | A/20K-PO-4" | 8.64 | 7.56 | Y | 8.64 | 7.56 | 8.64
ACI-A20KPO4 | 166559 | 2 | 130004 | 20,000 Ohm Thermistor, Probe Only, 4in | Automation Components Inc (ACI) | A/20K-PO-4" | 8.64 | 5.8054 | Y | 8.64 | 7.56 | 8.64
ACI-A20KPO4 | 166560 | 4 | 130004 | 20,000 Ohm Thermistor, Probe Only, 4in | Automation Components Inc (ACI) | A/20K-PO-4" | 8.64 | 6.3908 | Y | 8.64 | 7.56 | 8.64
ACI-A20KPO4 | 166561 | 9 | 130004 | 20,000 Ohm Thermistor, Probe Only, 4in | Automation Components Inc (ACI) | A/20K-PO-4" | 8.64 | 6.972 | Y | 8.64 | 7.56 | 8.64
ACI-A20KPO4 | 175891 | 1 | 130004 | 20,000 Ohm Thermistor, Probe Only, 4in | Automation Components Inc (ACI) | A/20K-PO-4" | 8.64 | 5.94 | N | 8.64 | 7.56 | 8.64
ACI-A20KPO6 | 166553 | 17 | 130004 | 20,000 Ohm Thermistor, Probe Only, 6in | Automation Components Inc (ACI) | A/20K-PO-6" | 8.64 | 5.5183 | N | 8.64 | 8.1607 | 8.64
ACI-A20KPO6 | 166557 | 10 | 130004 | 20,000 Ohm Thermistor, Probe Only, 6in | Automation Components Inc (ACI) | A/20K-PO-6" | 8.64 | 5 | N | 8.64 | 8.1607 | 8.64
ACI-A20KPO6 | 166559 | 3 | 130004 | 20,000 Ohm Thermistor, Probe Only, 6in | Automation Components Inc (ACI) | A/20K-PO-6" | 8.64 | 8.1607 | Y | 8.64 | 8.1607 | 8.64
ACI-A20KPO6 | 166560 | 3 | 130004 | 20,000 Ohm Thermistor, Probe Only, 6in | Automation Components Inc (ACI) | A/20K-PO-6" | 8.64 | 7.9 | N | 8.64 | 8.1607 | 8.64
ACI-A20KPO6 | 166561 | 29 | 130004 | 20,000 Ohm Thermistor, Probe Only, 6in | Automation Components Inc (ACI) | A/20K-PO-6" | 8.64 | 5.9988 | N | 8.64 | 8.1607 | 8.64
ACI-A20KPO8 | 166557 | 7 | 130004 | 20,000 Ohm Thermistor, Probe Only, 8in, | Automation Components Inc (ACI) | A/20K-PO-8" | 8.64 | 5 | Y | 8.64 | 5 | 8.64
ACI-A20KR2 | 10008 | 4 | 130004 | 20,000 Ohm Thermistor, Room (R2) | Automation Components Inc (ACI) | A/20K-R2 | 10.53 | 10.53 | Y | 10.53 | 10.53 | 10.53
ACI-A20KR2 | 166553 | 12 | 130004 | 20,000 Ohm Thermistor, Room (R2) | Automation Components Inc (ACI) | A/20K-R2 | 10.53 | 7.1976 | Y | 10.53 | 10.53 | 10.53
ACI-A20KR2 | 166557 | 6 | 130004 | 20,000 Ohm Thermistor, Room (R2) | Automation Components Inc (ACI) | A/20K-R2 | 10.53 | 7.3724 | Y | 10.53 | 10.53 | 10.53
ACI-A20KR2 | 166559 | 4 | 130004 | 20,000 Ohm Thermistor, Room (R2) | Automation Components Inc (ACI) | A/20K-R2 | 10.53 | 8.7356 | Y | 10.53 | 10.53 | 10.53
ACI-A20KR2 | 166560 | 4 | 130004 | 20,000 Ohm Thermistor, Room (R2) | Automation Components Inc (ACI) | A/20K-R2 | 10.53 | 6.2548 | Y | 10.53 | 10.53 | 10.53
ACI-A20KR2 | 166561 | 2 | 130004 | 20,000 Ohm Thermistor, Room (R2) | Automation Components Inc (ACI) | A/20K-R2 | 10.53 | 10.53 | Y | 10.53 | 10.53 | 10.53
ACI-A20KR2 | 175883 | 3 | 130004 | 20,000 Ohm Thermistor, Room (R2) | Automation Components Inc (ACI) | A/20K-R2 | 10.53 | 7.56 | N | 10.53 | 10.53 | 10.53
ACI-A20KR2 | 175888 | 6 | 130004 | 20,000 Ohm Thermistor, Room (R2) | Automation Components Inc (ACI) | A/20K-R2 | 10.53 | 7.56 | Y | 10.53 | 10.53 | 10.53
ACI-A20KR2 | 175891 | 10 | 130004 | 20,000 Ohm Thermistor, Room (R2) | Automation Components Inc (ACI) | A/20K-R2 | 10.53 | 10.53 | Y | 10.53 | 10.53 | 10.53
ACI-A20KR2SA24B4 | 175883 | 20 | 130004 | 20,000 Ohm Thermistor, Room (R2), Setpoi | Automation Components Inc (ACI) | A/20K-R2S-A24-B4 | 18.09 | 11.61 | Y | 18.09 | 11.61 | 18.09
ACI-A20KR2SO | 166559 | 21 | 130004 | 20K ROOM SENSOR W/ SETPOINT | Automation Components Inc (ACI) | A/20K-R2SO-BCS | 13.9 | 11.2 | N | 13.9 | 11.2 | 13.9
ACI-A20KR2SO | 166561 | 2 | 130004 | 20K ROOM SENSOR W/ SETPOINT | Automation Components Inc (ACI) | A/20K-R2SO-BCS | 13.9 | 11.2 | N | 13.9 | 11.2 | 13.9
ACI-A20KR2SOA24C5 | 175888 | 100 | 130004 | 20,000 Ohm Thermistor, Room (R2), w/ Set | Automation Components Inc (ACI) | A/20K-R2SO-A24-C5 | 21.33 | 17.82 | Y | 21.33 | 17.82 | 21.33
ACI-A20KSBS | 166553 | 5 | 130004 | 20,000 Ohm Thermistor, Flush Mount Butto | Automation Components Inc (ACI) | A/20K-SBS | 35.91 | 25.6058 | Y | 35.91 | 28.71 | 35.91
ACI-A20KSBS | 166559 | 1 | 130004 | 20,000 Ohm Thermistor, Flush Mount Butto | Automation Components Inc (ACI) | A/20K-SBS | 35.91 | 28.71 | Y | 35.91 | 28.71 | 35.91
ACI-A20KSBS | 175891 | 2 | 130004 | 20,000 Ohm Thermistor, Flush Mount Butto | Automation Components Inc (ACI) | A/20K-SBS | 35.91 | 22.5006 | N | 35.91 | 28.71 | 35.91
ACI-A20KSGD | 10006 | 2 | 130004 | 20,000 Ohm Thermistor, Strap On, Galvani | Automation Components Inc (ACI) | A/20K-S-GD | 18.63 | 12.42 | Y | 18.63 | 17.4925 | 18.63
ACI-A20KSGD | 10008 | 2 | 130004 | 20,000 Ohm Thermistor, Strap On, Galvani | Automation Components Inc (ACI) | A/20K-S-GD | 18.63 | 17.4925 | Y | 18.63 | 17.4925 | 18.63
ACI-A20KSGD | 166559 | 1 | 130004 | 20,000 Ohm Thermistor, Strap On, Galvani | Automation Components Inc (ACI) | A/20K-S-GD | 18.63 | 11.208 | N | 18.63 | 17.4925 | 18.63
ACI-A20KSGD | 166560 | 5 | 130004 | 20,000 Ohm Thermistor, Strap On, Galvani | Automation Components Inc (ACI) | A/20K-S-GD | 18.63 | 16.2 | Y | 18.63 | 17.4925 | 18.63
ACI-A20KSGD | 175891 | 3 | 130004 | 20,000 Ohm Thermistor, Strap On, Galvani | Automation Components Inc (ACI) | A/20K-S-GD | 18.63 | 13.77 | N | 18.63 | 17.4925 | 18.63
ACI-A20KSP | 10006 | 5 | 130004 | 20,000 Ohm Thermistor, Wall Plate, Stain | Automation Components Inc (ACI) | A/20K-SP | 10.53 | 6.912 | Y | 10.53 | 10.53 | 10.53
ACI-A20KSP | 10008 | 20 | 130004 | 20,000 Ohm Thermistor, Wall Plate, Stain | Automation Components Inc (ACI) | A/20K-SP | 10.53 | 10.53 | Y | 10.53 | 10.53 | 10.53
ACI-A20KSP | 166553 | 10 | 130004 | 20,000 Ohm Thermistor, Wall Plate, Stain | Automation Components Inc (ACI) | A/20K-SP | 10.53 | 10.53 | Y | 10.53 | 10.53 | 10.53
ACI-A20KSP | 166557 | 6 | 130004 | 20,000 Ohm Thermistor, Wall Plate, Stain | Automation Components Inc (ACI) | A/20K-SP | 10.53 | 10.17 | Y | 10.53 | 10.53 | 10.53
ACI-A20KSP | 166559 | 16 | 130004 | 20,000 Ohm Thermistor, Wall Plate, Stain | Automation Components Inc (ACI) | A/20K-SP | 10.53 | 10.53 | Y | 10.53 | 10.53 | 10.53
ACI-A20KSP | 166561 | 30 | 130004 | 20,000 Ohm Thermistor, Wall Plate, Stain | Automation Components Inc (ACI) | A/20K-SP | 10.53 | 10.1344 | Y | 10.53 | 10.53 | 10.53
ACI-A20KSP | 173042 | 1 | 130004 | 20,000 Ohm Thermistor, Wall Plate, Stain | Automation Components Inc (ACI) | A/20K-SP | 10.53 | 9.0095 | N | 10.53 | 10.53 | 10.53
ACI-A20KSP | 175891 | 3 | 130004 | 20,000 Ohm Thermistor, Wall Plate, Stain | Automation Components Inc (ACI) | A/20K-SP | 10.53 | 9.855 | Y | 10.53 | 10.53 | 10.53
ACI-A20KSPB | 166557 | 8 | 130004 | 20K Strap On Sensor, Plastic Box | Automation Components Inc (ACI) | A/20K-S-PB-BCS | 10.26 | 13.77 | N | 10.26 | 13.77 | 13.77
ACI-A20KSPB | 166561 | 2 | 130004 | 20K Strap On Sensor, Plastic Box | Automation Components Inc (ACI) | A/20K-S-PB-BCS | 10.26 | 12.015 | N | 10.26 | 13.77 | 13.77
ACI-A20TUBE | 175883 | 10 | 130004 | Clear Tubing, 1/4inOD X 20ft PVC Tubing | Automation Components Inc (ACI) | A/20' TUBE | 6.38 | 5.22 | Y | 6.38 | 5.22 | 6.38
ACI-A25 | 10006 | 8 | 130004 | 1/2"x1/2"NPT SS WELL | Automation Components Inc (ACI) | A/2.5" | 16.74 | 11.5687 | Y | 16.74 | 16.74 | 16.74
ACI-A25 | 10008 | 8 | 130004 | 1/2"x1/2"NPT SS WELL | Automation Components Inc (ACI) | A/2.5" | 16.74 | 13.23 | Y | 16.74 | 16.74 | 16.74
ACI-A25 | 10510 | 3 | 130004 | 1/2"x1/2"NPT SS WELL | Automation Components Inc (ACI) | A/2.5" | 16.74 | 15.93 | Y | 16.74 | 16.74 | 16.74
ACI-A25 | 166553 | 27 | 130004 | 1/2"x1/2"NPT SS WELL | Automation Components Inc (ACI) | A/2.5" | 16.74 | 16.74 | Y | 16.74 | 16.74 | 16.74
ACI-A25 | 166557 | 5 | 130004 | 1/2"x1/2"NPT SS WELL | Automation Components Inc (ACI) | A/2.5" | 16.74 | 11.0819 | Y | 16.74 | 16.74 | 16.74
ACI-A25 | 166559 | 4 | 130004 | 1/2"x1/2"NPT SS WELL | Automation Components Inc (ACI) | A/2.5" | 16.74 | 16.5038 | Y | 16.74 | 16.74 | 16.74
ACI-A25 | 166560 | 10 | 130004 | 1/2"x1/2"NPT SS WELL | Automation Components Inc (ACI) | A/2.5" | 16.74 | 14.31 | Y | 16.74 | 16.74 | 16.74
ACI-A25 | 166561 | 3 | 130004 | 1/2"x1/2"NPT SS WELL | Automation Components Inc (ACI) | A/2.5" | 16.74 | 16.74 | Y | 16.74 | 16.74 | 16.74
ACI-A25 | 173042 | 4 | 130004 | 1/2"x1/2"NPT SS WELL | Automation Components Inc (ACI) | A/2.5" | 16.74 | 12.555 | Y | 16.74 | 16.74 | 16.74
ACI-A25 | 175891 | 12 | 130004 | 1/2"x1/2"NPT SS WELL | Automation Components Inc (ACI) | A/2.5" | 16.74 | 9.5071 | Y | 16.74 | 16.74 | 16.74
ACI-A2KPO8 | 166561 | 9 | 130004 | 2k silicone 8 IN (A99BC-25C JCI SENS | Automation Components Inc (ACI) | A/2KPO8-BCS | 9.99 | 9.99 | N | 9.99 | 9.99 | 9.99
ACI-A3KBP | 166560 | 4 | 130004 | 3,000 Ohm Thermistor, Bullet Probe, 1in | Automation Components Inc (ACI) | A/3K-BP | 9.99 | 5.94 | Y | 9.99 | 5.94 | 9.99
ACI-A3KBP | 175891 | 3 | 130004 | 3,000 Ohm Thermistor, Bullet Probe, 1in | Automation Components Inc (ACI) | A/3K-BP | 9.99 | 5.55 | Y | 9.99 | 5.94 | 9.99
ACI-A3KD4PB | 166560 | 2 | 130004 | 3,000 Ohm Thermistor, Duct, 4in, Plastic | Automation Components Inc (ACI) | A/3K-D-4"-PB | 11.61 | 7.29 | N | 11.61 | 7.29 | 11.61
ACI-A3KD6GD | 166560 | 1 | 130004 | 3,000 Ohm Thermistor, Duct, 6in, Galvani | Automation Components Inc (ACI) | A/3K-D-6"-GD | 11.61 | 7.29 | N | 11.61 | 7.29 | 11.61
ACI-A3KD8GD | 166560 | 3 | 130004 | 3,000 Ohm Thermistor, Duct, 8in, Galvani | Automation Components Inc (ACI) | A/3K-D-8"-GD | 11.88 | 7.83 | N | 11.88 | 7.83 | 11.88
ACI-A3KD8PB | 166560 | 5 | 130004 | 3,000 Ohm Thermistor, Duct, 8in, Plastic | Automation Components Inc (ACI) | A/3K-D-8"-PB | 11.61 | 8.8884 | Y | 11.61 | 8.8884 | 11.61
ACI-A3KDO46CL2P | 10008 | 6 | 130004 | 3,000 Ohm Thermistor, Duct, Without Box, | Automation Components Inc (ACI) | A/3K-DO-4"-6'CL2P | 15.39 | 15.39 | Y | 15.39 | 15.39 | 15.39
ACI-A3KDO6 | 10008 | 4 | 130004 | 3,000 Ohm Thermistor, Duct, Without Box, | Automation Components Inc (ACI) | A/3K-DO-6" | 10.8 | 8.1 | Y | 10.8 | 8.1 | 10.8
ACI-A3KDO610CL2P | 10770 | 5 | 130004 | 3,000 Ohm Thermistor, Duct, Without Box, | Automation Components Inc (ACI) | A/3K-DO-6"-10'CL2P | 18.63 | 13.77 | Y | 18.63 | 13.77 | 18.63
ACI-A3KDO610CL2P | 175883 | 17 | 130004 | 3,000 Ohm Thermistor, Duct, Without Box, | Automation Components Inc (ACI) | A/3K-DO-6"-10'CL2P | 18.63 | 13.77 | Y | 18.63 | 13.77 | 18.63
ACI-A3KDO66CL2P | 10008 | 3 | 130004 | 3,000 Ohm Thermistor, Duct, Without Box, | Automation Components Inc (ACI) | A/3K-DO-6"-6'CL2P | 15.39 | 12.3075 | Y | 15.39 | 12.3075 | 15.39
ACI-A3KINW4GD | 166560 | 1 | 130004 | 3,000 Ohm Thermistor, Immersion, No Well | Automation Components Inc (ACI) | A/3K-INW-4"-GD | 12.96 | 7.29 | N | 12.96 | 7.29 | 12.96
ACI-A3KOEH | 166560 | 2 | 130004 | 3,000 Ohm Thermistor, Outside Air, Euro | Automation Components Inc (ACI) | A/3K-O-EH | 20.25 | 14.4 | Y | 20.25 | 14.4 | 20.25
ACI-A3KPO2 | 166553 | 1 | 130004 | 3,000 Ohm Thermistor, Probe Only, 2in | Automation Components Inc (ACI) | A/3K-PO-2" | 8.64 | 5 | N | 8.64 | 6.024 | 8.64
ACI-A3KPO2 | 166560 | 5 | 130004 | 3,000 Ohm Thermistor, Probe Only, 2in | Automation Components Inc (ACI) | A/3K-PO-2" | 8.64 | 6.024 | Y | 8.64 | 6.024 | 8.64
ACI-A3KPO4 | 166559 | 3 | 130004 | 3,000 Ohm Thermistor, Probe Only, 4in | Automation Components Inc (ACI) | A/3K-PO-4" | 8.64 | 5 | Y | 8.64 | 6.0642 | 8.64
ACI-A3KPO4 | 166560 | 4 | 130004 | 3,000 Ohm Thermistor, Probe Only, 4in | Automation Components Inc (ACI) | A/3K-PO-4" | 8.64 | 6.0642 | Y | 8.64 | 6.0642 | 8.64
ACI-A3KPO6 | 166560 | 6 | 130004 | 3,000 Ohm Thermistor, Probe Only, 6in | Automation Components Inc (ACI) | A/3K-PO-6" | 8.64 | 7.02 | Y | 8.64 | 7.02 | 8.64
ACI-A3KPO6 | 166561 | 2 | 130004 | 3,000 Ohm Thermistor, Probe Only, 6in | Automation Components Inc (ACI) | A/3K-PO-6" | 8.64 | 5.18 | N | 8.64 | 7.02 | 8.64
ACI-A3KPO8 | 166560 | 5 | 130004 | 3,000 Ohm Thermistor, Probe Only, 8in | Automation Components Inc (ACI) | A/3K-PO-8" | 8.64 | 5 | Y | 8.64 | 5 | 8.64
ACI-A3KR2SOA03C5 | 10008 | 1 | 130004 | 3,000 Ohm Thermistor, Room (R2), Setpoin | Automation Components Inc (ACI) | A/3K-R2SO-A03-C5 | 21.33 | 16.2 | N | 21.33 | 16.2 | 21.33
ACI-A3KRSO232A11C5 | 10008 | 1 | 130004 | 3,000 Ohm Thermistor, Room (R), Setpoint | Automation Components Inc (ACI) | A/3K-RSO-232-A11-C5 | 30.24 | 25.11 | N | 30.24 | 25.11 | 30.24
ACI-A3KSGD | 166560 | 2 | 130004 | 3,000 Ohm Thermistor, Strap On, Galvaniz | Automation Components Inc (ACI) | A/3K-S-GD | 18.09 | 10.26 | N | 18.09 | 10.26 | 18.09
ACI-A3KSPB | 166560 | 5 | 130004 | 3,000 Ohm Thermistor, Strap On, Plastic | Automation Components Inc (ACI) | A/3K-S-PB | 17.01 | 12.42 | Y | 17.01 | 12.42 | 17.01
ACI-A4 | 10006 | 4 | 130004 | 4in Thermowell, 1/2 NPT, 304 SS Welded | Automation Components Inc (ACI) | A/4" | 16.74 | 13.23 | Y | 16.74 | 16.74 | 16.74
ACI-A4 | 10008 | 3 | 130004 | 4in Thermowell, 1/2 NPT, 304 SS Welded | Automation Components Inc (ACI) | A/4" | 16.74 | 11.772 | Y | 16.74 | 16.74 | 16.74
ACI-A4 | 10510 | 3 | 130004 | 4in Thermowell, 1/2 NPT, 304 SS Welded | Automation Components Inc (ACI) | A/4" | 16.74 | 16.74 | Y | 16.74 | 16.74 | 16.74
ACI-A4 | 166553 | 16 | 130004 | 4in Thermowell, 1/2 NPT, 304 SS Welded | Automation Components Inc (ACI) | A/4" | 16.74 | 14.184 | Y | 16.74 | 16.74 | 16.74
ACI-A4 | 166557 | 4 | 130004 | 4in Thermowell, 1/2 NPT, 304 SS Welded | Automation Components Inc (ACI) | A/4" | 16.74 | 11.2155 | Y | 16.74 | 16.74 | 16.74
ACI-A4 | 166559 | 5 | 130004 | 4in Thermowell, 1/2 NPT, 304 SS Welded | Automation Components Inc (ACI) | A/4" | 16.74 | 14.85 | Y | 16.74 | 16.74 | 16.74
ACI-A4 | 166560 | 4 | 130004 | 4in Thermowell, 1/2 NPT, 304 SS Welded | Automation Components Inc (ACI) | A/4" | 16.74 | 13.0035 | Y | 16.74 | 16.74 | 16.74
ACI-A4 | 166561 | 8 | 130004 | 4in Thermowell, 1/2 NPT, 304 SS Welded | Automation Components Inc (ACI) | A/4" | 16.74 | 15.255 | Y | 16.74 | 16.74 | 16.74
ACI-A4 | 173042 | 4 | 130004 | 4in Thermowell, 1/2 NPT, 304 SS Welded | Automation Components Inc (ACI) | A/4" | 16.74 | 14.31 | Y | 16.74 | 16.74 | 16.74
ACI-A4 | 175891 | 10 | 130004 | 4in Thermowell, 1/2 NPT, 304 SS Welded | Automation Components Inc (ACI) | A/4" | 16.74 | 16.74 | Y | 16.74 | 16.74 | 16.74
ACI-A6 | 10006 | 6 | 130004 | 6in Thermowell, 1/2in NPT, 304 SS Welded | Automation Components Inc (ACI) | A/6" | 16.74 | 13.23 | Y | 16.74 | 16.74 | 16.74
ACI-A6 | 10510 | 2 | 130004 | 6in Thermowell, 1/2in NPT, 304 SS Welded | Automation Components Inc (ACI) | A/6" | 16.74 | 16.74 | Y | 16.74 | 16.74 | 16.74
ACI-A6 | 166553 | 19 | 130004 | 6in Thermowell, 1/2in NPT, 304 SS Welded | Automation Components Inc (ACI) | A/6" | 16.74 | 14.31 | Y | 16.74 | 16.74 | 16.74
ACI-A6 | 166557 | 8 | 130004 | 6in Thermowell, 1/2in NPT, 304 SS Welded | Automation Components Inc (ACI) | A/6" | 16.74 | 13.23 | Y | 16.74 | 16.74 | 16.74
ACI-A6 | 166559 | 10 | 130004 | 6in Thermowell, 1/2in NPT, 304 SS Welded | Automation Components Inc (ACI) | A/6" | 16.74 | 15.8197 | Y | 16.74 | 16.74 | 16.74
ACI-A6 | 166560 | 8 | 130004 | 6in Thermowell, 1/2in NPT, 304 SS Welded | Automation Components Inc (ACI) | A/6" | 16.74 | 14.688 | Y | 16.74 | 16.74 | 16.74
ACI-A6 | 166561 | 8 | 130004 | 6in Thermowell, 1/2in NPT, 304 SS Welded | Automation Components Inc (ACI) | A/6" | 16.74 | 13.1862 | Y | 16.74 | 16.74 | 16.74
ACI-A6 | 173042 | 2 | 130004 | 6in Thermowell, 1/2in NPT, 304 SS Welded | Automation Components Inc (ACI) | A/6" | 16.74 | 14.04 | Y | 16.74 | 16.74 | 16.74
ACI-A6 | 175883 | 3 | 130004 | 6in Thermowell, 1/2in NPT, 304 SS Welded | Automation Components Inc (ACI) | A/6" | 16.74 | 14.31 | Y | 16.74 | 16.74 | 16.74
ACI-A6 | 175891 | 3 | 130004 | 6in Thermowell, 1/2in NPT, 304 SS Welded | Automation Components Inc (ACI) | A/6" | 16.74 | 12.1 | Y | 16.74 | 16.74 | 16.74
ACI-AA1KNIRSO | 166560 | 5 | 130004 | 1k ohm Nickel Room w/ Setpoint &Over | Automation Components Inc (ACI) | A/A1KNIRSO-BCS | 15.66 | 15.66 | N | 15.66 | 15.66 | 15.66
ACI-AADP295 | 166560 | 1 | 130004 | Diff Press Trans, 0-5"wc, 0-5vdc | Automation Components Inc (ACI) | A/ADP295-BCS | 97.15 | 97.15 | N | 97.15 | 97.15 | 97.15
ACI-AANA12GD | 166559 | 2 | 130004 | 10,000 Ohm Thermistor (Type III), Copper | Automation Components Inc (ACI) | A/AN-A-12'-GD | 78.84 | 68.85 | Y | 78.84 | 68.85 | 78.84
ACI-AANA12PB | 10510 | 1 | 130004 | 10,000 Ohm Thermistor (Type III), Copper | Automation Components Inc (ACI) | A/AN-A-12'-PB | 87.75 | 65.88 | Y | 87.75 | 65.88 | 87.75
ACI-AANA12PB | 175891 | 9 | 130004 | 10,000 Ohm Thermistor (Type III), Copper | Automation Components Inc (ACI) | A/AN-A-12'-PB | 87.75 | 51.6642 | Y | 87.75 | 65.88 | 87.75
ACI-AANA244X | 166553 | 1 | 130004 | 10,000 Ohm Thermistor (Type III), Copper | Automation Components Inc (ACI) | A/AN-A-24'-4X | 131.22 | 114.75 | Y | 131.22 | 114.75 | 131.22
ACI-AANA24PB | 10510 | 3 | 130004 | 10,000 Ohm Thermistor (Type III), Copper | Automation Components Inc (ACI) | A/AN-A-24'-PB | 115.02 | 89.1971 | Y | 115.02 | 115.02 | 115.02
ACI-AANA24PB | 166553 | 1 | 130004 | 10,000 Ohm Thermistor (Type III), Copper | Automation Components Inc (ACI) | A/AN-A-24'-PB | 115.02 | 115.02 | Y | 115.02 | 115.02 | 115.02
ACI-AANA24PB | 175891 | 7 | 130004 | 10,000 Ohm Thermistor (Type III), Copper | Automation Components Inc (ACI) | A/AN-A-24'-PB | 115.02 | 86.8457 | Y | 115.02 | 115.02 | 115.02
ACI-AANBCD8PB | 166561 | 3 | 130004 | 10,000 Ohm Thermistor w/11K Shunt, Duct, | Automation Components Inc (ACI) | A/AN-BC-D-8"-PB | 11.88 | 11.88 | N | 11.88 | 11.88 | 11.88
ACI-AANBCDO46CL2P | 10008 | 11 | 130004 | 10,000 Ohm Thermistor w/11K Shunt, Duct, | Automation Components Inc (ACI) | A/AN-BC-DO-4"-6'CL2P | 15.39 | 9.32 | Y | 15.39 | 9.32 | 15.39
ACI-AANBCPO8 | 166561 | 6 | 130004 | 10,000 Ohm Thermistor w/11K Shunt, Probe | Automation Components Inc (ACI) | A/AN-BC-PO-8" | 8.64 | 5.35 | N | 8.64 | 5.35 | 8.64
ACI-AANBCR | 166557 | 1 | 130004 | 10,000 Ohm Thermistor w/11K Shunt, Room | Automation Components Inc (ACI) | A/AN-BC-R | 10.8 | 8 | N | 10.8 | 8 | 10.8
ACI-AANBCRSORJ6 | 166561 | 3 | 130004 | Room Temp Sens. 10K ohm. W/ 11k shun | Automation Components Inc (ACI) | A/ANBCRSORJ6-BCS | 12.69 | 12.69 | N | 12.69 | 12.69 | 12.69
ACI-AANBP | 10510 | 18 | 130004 | 10,000 Ohm Thermistor (Type III), Bullet | Automation Components Inc (ACI) | A/AN-BP | 9.72 | 7.9329 | Y | 9.72 | 8.2278 | 9.72
ACI-AANBP | 166557 | 4 | 130004 | 10,000 Ohm Thermistor (Type III), Bullet | Automation Components Inc (ACI) | A/AN-BP | 9.72 | 6.7175 | Y | 9.72 | 8.2278 | 9.72
ACI-AANBP | 166559 | 4 | 130004 | 10,000 Ohm Thermistor (Type III), Bullet | Automation Components Inc (ACI) | A/AN-BP | 9.72 | 7.29 | Y | 9.72 | 8.2278 | 9.72
ACI-AANBP | 173042 | 4 | 130004 | 10,000 Ohm Thermistor (Type III), Bullet | Automation Components Inc (ACI) | A/AN-BP | 9.72 | 7.965 | Y | 9.72 | 8.2278 | 9.72
ACI-AANBP | 175883 | 2 | 130004 | 10,000 Ohm Thermistor (Type III), Bullet | Automation Components Inc (ACI) | A/AN-BP | 9.72 | 5.92 | N | 9.72 | 8.2278 | 9.72
ACI-AANBP | 175890 | 2 | 130004 | 10,000 Ohm Thermistor (Type III), Bullet | Automation Components Inc (ACI) | A/AN-BP | 9.72 | 8.2278 | Y | 9.72 | 8.2278 | 9.72
ACI-AANBP | 175891 | 3 | 130004 | 10,000 Ohm Thermistor (Type III), Bullet | Automation Components Inc (ACI) | A/AN-BP | 9.72 | 6.7365 | Y | 9.72 | 8.2278 | 9.72
ACI-AANBP20Z | 175891 | -1 | 130004 | 10,000 Ohm Thermistor (Type III), Bullet | Automation Components Inc (ACI) | A/AN-BP-20'Z | 15.39 | 10.9687 | Y | 15.39 | 10.9687 | 15.39
ACI-AAND12GD | 166559 | 6 | 130004 | 10,000 Ohm Thermistor (Type III), Duct, | Automation Components Inc (ACI) | A/AN-D-12"-GD | 11.61 | 9.99 | Y | 11.61 | 9.99 | 11.61
ACI-AAND12PB | 10510 | 0 | 130004 | 10,000 Ohm Thermistor (Type III), Duct, | Automation Components Inc (ACI) | A/AN-D-12"-PB | 11.88 | 11.4253 | N | 11.88 | 11.4253 | 11.88
ACI-AAND12PB | 166553 | 9 | 130004 | 10,000 Ohm Thermistor (Type III), Duct, | Automation Components Inc (ACI) | A/AN-D-12"-PB | 11.88 | 11.4253 | Y | 11.88 | 11.4253 | 11.88
ACI-AAND12PB | 166557 | 5 | 130004 | 10,000 Ohm Thermistor (Type III), Duct, | Automation Components Inc (ACI) | A/AN-D-12"-PB | 11.88 | 9.72 | Y | 11.88 | 11.4253 | 11.88
ACI-AAND12PB | 166561 | 4 | 130004 | 10,000 Ohm Thermistor (Type III), Duct, | Automation Components Inc (ACI) | A/AN-D-12"-PB | 11.88 | 9.72 | Y | 11.88 | 11.4253 | 11.88
ACI-AAND12PB | 175891 | 9 | 130004 | 10,000 Ohm Thermistor (Type III), Duct, | Automation Components Inc (ACI) | A/AN-D-12"-PB | 11.88 | 9.72 | Y | 11.88 | 11.4253 | 11.88
ACI-AAND18GD | 166559 | 3 | 130004 | 10,000 Ohm Thermistor (Type III), Duct, | Automation Components Inc (ACI) | A/AN-D-18"-GD | 13.23 | 11.61 | Y | 13.23 | 11.61 | 13.23
ACI-AAND18PB | 175891 | 4 | 130004 | 10,000 Ohm Thermistor (Type III), Duct, | Automation Components Inc (ACI) | A/AN-D-18"-PB | 13.23 | 10.7077 | Y | 13.23 | 10.7077 | 13.23
ACI-AAND4BB | 175891 | 1 | 130004 | 10,000 Ohm Thermistor (Type III), Duct, | Automation Components Inc (ACI) | A/AN-D-4"-BB | 17.82 | 11.75 | N | 17.82 | 11.75 | 17.82
ACI-AAND4GD | 10770 | 2 | 130004 | 10,000 Ohm Thermistor (Type III), Duct, | Automation Components Inc (ACI) | A/AN-D-4"-GD | 11.61 | 8.37 | Y | 11.61 | 11.07 | 11.61
ACI-AAND4GD | 166559 | 5 | 130004 | 10,000 Ohm Thermistor (Type III), Duct, | Automation Components Inc (ACI) | A/AN-D-4"-GD | 11.61 | 9.936 | Y | 11.61 | 11.07 | 11.61
ACI-AAND4GD | 175883 | 10 | 130004 | 10,000 Ohm Thermistor (Type III), Duct, | Automation Components Inc (ACI) | A/AN-D-4"-GD | 11.61 | 10.0538 | Y | 11.61 | 11.07 | 11.61
ACI-AAND4GD | 175890 | 6 | 130004 | 10,000 Ohm Thermistor (Type III), Duct, | Automation Components Inc (ACI) | A/AN-D-4"-GD | 11.61 | 11.07 | Y | 11.61 | 11.07 | 11.61
ACI-AAND4PB | 10510 | 1 | 130004 | 10,000 Ohm Thermistor (Type III), Duct, | Automation Components Inc (ACI) | A/AN-D-4"-PB | 11.88 | 8.37 | N | 11.88 | 9.47 | 11.88
ACI-AAND4PB | 10770 | 2 | 130004 | 10,000 Ohm Thermistor (Type III), Duct, | Automation Components Inc (ACI) | A/AN-D-4"-PB | 11.88 | 8.37 | Y | 11.88 | 9.47 | 11.88
ACI-AAND4PB | 166553 | 9 | 130004 | 10,000 Ohm Thermistor (Type III), Duct, | Automation Components Inc (ACI) | A/AN-D-4"-PB | 11.88 | 8.37 | Y | 11.88 | 9.47 | 11.88
ACI-AAND4PB | 166561 | 10 | 130004 | 10,000 Ohm Thermistor (Type III), Duct, | Automation Components Inc (ACI) | A/AN-D-4"-PB | 11.88 | 7.9702 | Y | 11.88 | 9.47 | 11.88
ACI-AAND4PB | 173042 | 2 | 130004 | 10,000 Ohm Thermistor (Type III), Duct, | Automation Components Inc (ACI) | A/AN-D-4"-PB | 11.88 | 7.5549 | N | 11.88 | 9.47 | 11.88
ACI-AAND4PB | 175891 | 3 | 130004 | 10,000 Ohm Thermistor (Type III), Duct, | Automation Components Inc (ACI) | A/AN-D-4"-PB | 11.88 | 9.47 | Y | 11.88 | 9.47 | 11.88
ACI-AAND6GD | 166553 | 2 | 130004 | 10,000 Ohm Thermistor (Type III), Duct, | Automation Components Inc (ACI) | A/AN-D-6"-GD | 11.61 | 8.37 | Y | 11.61 | 10.2145 | 11.61
ACI-AAND6GD | 166559 | 2 | 130004 | 10,000 Ohm Thermistor (Type III), Duct, | Automation Components Inc (ACI) | A/AN-D-6"-GD | 11.61 | 9.612 | Y | 11.61 | 10.2145 | 11.61
ACI-AAND6GD | 175883 | 20 | 130004 | 10,000 Ohm Thermistor (Type III), Duct, | Automation Components Inc (ACI) | A/AN-D-6"-GD | 11.61 | 10.2145 | Y | 11.61 | 10.2145 | 11.61
ACI-AAND6PB | 166553 | 7 | 130004 | 10,000 Ohm Thermistor (Type III), Duct, | Automation Components Inc (ACI) | A/AN-D-6"-PB | 11.88 | 10.157 | Y | 11.88 | 10.98 | 11.88
ACI-AAND6PB | 166561 | 1 | 130004 | 10,000 Ohm Thermistor (Type III), Duct, | Automation Components Inc (ACI) | A/AN-D-6"-PB | 11.88 | 10.98 | Y | 11.88 | 10.98 | 11.88
ACI-AAND6PB | 175883 | 1 | 130004 | 10,000 Ohm Thermistor (Type III), Duct, | Automation Components Inc (ACI) | A/AN-D-6"-PB | 11.88 | 10.8 | Y | 11.88 | 10.98 | 11.88
ACI-AAND8GD | 166559 | 10 | 130004 | 10,000 Ohm Thermistor (Type III), Duct, | Automation Components Inc (ACI) | A/AN-D-8"-GD | 11.61 | 10.9327 | Y | 11.61 | 10.9327 | 11.61
ACI-AAND8GD | 175888 | 2 | 130004 | 10,000 Ohm Thermistor (Type III), Duct, | Automation Components Inc (ACI) | A/AN-D-8"-GD | 11.61 | 9.45 | N | 11.61 | 10.9327 | 11.61
ACI-AAND8GD | 175890 | 4 | 130004 | 10,000 Ohm Thermistor (Type III), Duct, | Automation Components Inc (ACI) | A/AN-D-8"-GD | 11.61 | 9.81 | Y | 11.61 | 10.9327 | 11.61
ACI-AAND8PB | 10510 | 32 | 130004 | 10,000 Ohm Thermistor (Type III), Duct, | Automation Components Inc (ACI) | A/AN-D-8"-PB | 11.88 | 9.72 | Y | 11.88 | 11.88 | 11.88
ACI-AAND8PB | 166553 | 25 | 130004 | 10,000 Ohm Thermistor (Type III), Duct, | Automation Components Inc (ACI) | A/AN-D-8"-PB | 11.88 | 10.2209 | Y | 11.88 | 11.88 | 11.88
ACI-AAND8PB | 166557 | 2 | 130004 | 10,000 Ohm Thermistor (Type III), Duct, | Automation Components Inc (ACI) | A/AN-D-8"-PB | 11.88 | 8.705 | Y | 11.88 | 11.88 | 11.88
ACI-AAND8PB | 166561 | 3 | 130004 | 10,000 Ohm Thermistor (Type III), Duct, | Automation Components Inc (ACI) | A/AN-D-8"-PB | 11.88 | 11.88 | Y | 11.88 | 11.88 | 11.88
ACI-AAND8PB | 173042 | 1 | 130004 | 10,000 Ohm Thermistor (Type III), Duct, | Automation Components Inc (ACI) | A/AN-D-8"-PB | 11.88 | 7.3957 | N | 11.88 | 11.88 | 11.88
ACI-AAND8PB | 175891 | 39 | 130004 | 10,000 Ohm Thermistor (Type III), Duct, | Automation Components Inc (ACI) | A/AN-D-8"-PB | 11.88 | 9.9984 | Y | 11.88 | 11.88 | 11.88
ACI-AANDO4 | 166557 | 3 | 130004 | 10,000 Ohm Thermistor (Type III), Duct, | Automation Components Inc (ACI) | A/AN-DO-4" | 11.07 | 8.1 | N | 11.07 | 8.91 | 11.07
ACI-AANDO4 | 166561 | 6 | 130004 | 10,000 Ohm Thermistor (Type III), Duct, | Automation Components Inc (ACI) | A/AN-DO-4" | 11.07 | 6.62 | N | 11.07 | 8.91 | 11.07
ACI-AANDO4 | 175883 | 5 | 130004 | 10,000 Ohm Thermistor (Type III), Duct, | Automation Components Inc (ACI) | A/AN-DO-4" | 11.07 | 8.91 | Y | 11.07 | 8.91 | 11.07
ACI-AANDO6 | 10008 | 5 | 130004 | 10,000 Ohm Thermistor (Type III), Duct, | Automation Components Inc (ACI) | A/AN-DO-6" | 11.07 | 8.91 | N | 11.07 | 10.35 | 11.07
ACI-AANDO6 | 166553 | 6 | 130004 | 10,000 Ohm Thermistor (Type III), Duct, | Automation Components Inc (ACI) | A/AN-DO-6" | 11.07 | 6.62 | Y | 11.07 | 10.35 | 11.07
ACI-AANDO6 | 166559 | 14 | 130004 | 10,000 Ohm Thermistor (Type III), Duct, | Automation Components Inc (ACI) | A/AN-DO-6" | 11.07 | 10.35 | Y | 11.07 | 10.35 | 11.07
ACI-AANDO6 | 175883 | 10 | 130004 | 10,000 Ohm Thermistor (Type III), Duct, | Automation Components Inc (ACI) | A/AN-DO-6" | 11.07 | 8.91 | Y | 11.07 | 10.35 | 11.07
ACI-AANDO610CL2P | 175883 | 19 | 130004 | 10,000 Ohm Thermistor (Type III), Duct, | Automation Components Inc (ACI) | A/AN-DO-6"-10'CL2P | 18.9 | 15.39 | Y | 18.9 | 15.39 | 18.9
ACI-AANDO66CL2P | 175891 | 5 | 130004 | 10,000 Ohm Thermistor (Type III), Duct, | Automation Components Inc (ACI) | A/AN-DO-6"-6'CL2P | 15.39 | 11.34 | N | 15.39 | 11.34 | 15.39
ACI-AANDO8 | 175883 | 10 | 130004 | 10,000 Ohm Thermistor (Type III), Duct, | Automation Components Inc (ACI) | A/AN-DO-8" | 10.8 | 8.91 | Y | 10.8 | 8.91 | 10.8
ACI-AANDO810CL2P | 175883 | 2 | 130004 | 10,000 Ohm Thermistor (Type III), Duct, | Automation Components Inc (ACI) | A/AN-DO-8"-10'CL2P | 18.63 | 11.6465 | Y | 18.63 | 11.6465 | 18.63
ACI-AANDO810CL2P | 175888 | 4 | 130004 | 10,000 Ohm Thermistor (Type III), Duct, | Automation Components Inc (ACI) | A/AN-DO-8"-10'CL2P | 18.63 | 11.6465 | N | 18.63 | 11.6465 | 18.63
ACI-AANFA12PB | 10510 | 2 | 130004 | 10,000 Ohm Thermistor (Type III), Flexib | Automation Components Inc (ACI) | A/AN-FA-12'-PB | 80.46 | 80.46 | Y | 80.46 | 80.46 | 80.46
ACI-AANFA12PB | 166561 | 1 | 130004 | 10,000 Ohm Thermistor (Type III), Flexib | Automation Components Inc (ACI) | A/AN-FA-12'-PB | 80.46 | 52.0425 | N | 80.46 | 80.46 | 80.46
ACI-AANFA24PB | 10510 | -1 | 130004 | 10,000 Ohm Thermistor (Type III), Flexib | Automation Components Inc (ACI) | A/AN-FA-24'-PB | 99.36 | 99.36 | Y | 99.36 | 99.36 | 99.36
ACI-AANFA24PB | 166553 | 2 | 130004 | 10,000 Ohm Thermistor (Type III), Flexib | Automation Components Inc (ACI) | A/AN-FA-24'-PB | 99.36 | 86.94 | Y | 99.36 | 99.36 | 99.36
ACI-AANFA24PB | 175883 | 10 | 130004 | 10,000 Ohm Thermistor (Type III), Flexib | Automation Components Inc (ACI) | A/AN-FA-24'-PB | 99.36 | 93.3332 | Y | 99.36 | 99.36 | 99.36
ACI-AANI25BB | 166557 | 5 | 130004 | 10,000 Ohm Thermistor (Type III), Immers | Automation Components Inc (ACI) | A/AN-I-2.5"-BB | 32.4 | 23.5108 | Y | 32.4 | 23.5108 | 32.4
ACI-AANI25GD | 166561 | 4 | 130004 | 10,000 Ohm Thermistor (Type III), Immers | Automation Components Inc (ACI) | A/AN-I-2.5"-GD | 24.84 | 18.0225 | N | 24.84 | 20.52 | 24.84
ACI-AANI25GD | 175883 | 4 | 130004 | 10,000 Ohm Thermistor (Type III), Immers | Automation Components Inc (ACI) | A/AN-I-2.5"-GD | 24.84 | 20.52 | Y | 24.84 | 20.52 | 24.84
ACI-AANI25GD | 175890 | 2 | 130004 | 10,000 Ohm Thermistor (Type III), Immers | Automation Components Inc (ACI) | A/AN-I-2.5"-GD | 24.84 | 14.7914 | Y | 24.84 | 20.52 | 24.84
ACI-AANI25PB | 10510 | 14 | 130004 | 10,000 Ohm Thermistor (Type III), Immers | Automation Components Inc (ACI) | A/AN-I-2.5"-PB | 24.84 | 19.8043 | Y | 24.84 | 20.207 | 24.84
ACI-AANI25PB | 173042 | 2 | 130004 | 10,000 Ohm Thermistor (Type III), Immers | Automation Components Inc (ACI) | A/AN-I-2.5"-PB | 24.84 | 17.1 | N | 24.84 | 20.207 | 24.84
ACI-AANI25PB | 175891 | 22 | 130004 | 10,000 Ohm Thermistor (Type III), Immers | Automation Components Inc (ACI) | A/AN-I-2.5"-PB | 24.84 | 20.207 | Y | 24.84 | 20.207 | 24.84
ACI-AANI4BB | 166557 | 3 | 130004 | 10,000 Ohm Thermistor (Type III), Immers | Automation Components Inc (ACI) | A/AN-I-4"-BB | 32.4 | 26.19 | Y | 32.4 | 26.19 | 32.4
ACI-AANI4GD | 166553 | 2 | 130004 | 10,000 Ohm Thermistor (Type III), Immers | Automation Components Inc (ACI) | A/AN-I-4"-GD | 25.11 | 15.24 | N | 25.11 | 20.52 | 25.11
ACI-AANI4GD | 175890 | 2 | 130004 | 10,000 Ohm Thermistor (Type III), Immers | Automation Components Inc (ACI) | A/AN-I-4"-GD | 25.11 | 20.52 | Y | 25.11 | 20.52 | 25.11
ACI-AANI4PB | 10510 | 0 | 130004 | 10,000 Ohm Thermistor (Type III), Immers | Automation Components Inc (ACI) | A/AN-I-4"-PB | 24.84 | 20.0475 | N | 24.84 | 20.0475 | 24.84
ACI-AANI6GD | 166553 | 3 | 130004 | 10,000 Ohm Thermistor (Type III), Immers | Automation Components Inc (ACI) | A/AN-I-6"-GD | 25.38 | 16.8943 | N | 25.38 | 16.8943 | 25.38
ACI-AANI6GD | 166561 | 3 | 130004 | 10,000 Ohm Thermistor (Type III), Immers | Automation Components Inc (ACI) | A/AN-I-6"-GD | 25.38 | 16.8943 | N | 25.38 | 16.8943 | 25.38
ACI-AANI6PB | 173042 | 1 | 130004 | 10,000 Ohm Thermistor (Type III), Immers | Automation Components Inc (ACI) | A/AN-I-6"-PB | 25.38 | 16.71 | N | 25.38 | 16.71 | 25.38
ACI-AANIM84X | 166561 | 0 | 130004 | 10,000 Ohm Thermistor (Type III), Immers | Automation Components Inc (ACI) | A/AN-IM-8"-4X | 83.16 | 0 | N | 83.16 | 0 | 83.16
ACI-AANINW44X | 166559 | 3 | 130004 | 10,000 Ohm Thermistor (Type III), Immers | Automation Components Inc (ACI) | A/AN-INW-4"-4X | 26.19 | 23.31 | Y | 26.19 | 23.31 | 26.19
ACI-AANINW4GD | 166559 | 1 | 130004 | 10,000 Ohm Thermistor (Type III), Immers | Automation Components Inc (ACI) | A/AN-INW-4"-GD | 12.69 | 9.99 | N | 12.69 | 9.99 | 12.69
ACI-AANINW4PB | 166559 | 2 | 130004 | 10,000 Ohm Thermistor (Type III), Immers | Automation Components Inc (ACI) | A/AN-INW-4"-PB | 12.15 | 8.8329 | Y | 12.15 | 8.8329 | 12.15
ACI-AANINW4PB | 166561 | 1 | 130004 | 10,000 Ohm Thermistor (Type III), Immers | Automation Components Inc (ACI) | A/AN-INW-4"-PB | 12.15 | 8.64 | N | 12.15 | 8.8329 | 12.15
ACI-AANINW64X | 166559 | 2 | 130004 | 10,000 Ohm Thermistor (Type III), Immers | Automation Components Inc (ACI) | A/AN-INW-6"-4X | 26.19 | 19.845 | Y | 26.19 | 19.845 | 26.19
ACI-AANINW6PB | 166559 | 2 | 130004 | 10,000 Ohm Thermistor (Type III), Immers | Automation Components Inc (ACI) | A/AN-INW-6"-PB | 12.69 | 11.07 | Y | 12.69 | 11.07 | 12.69
ACI-AANOEH | 10510 | 4 | 130004 | 10,000 Ohm Thermistor (Type III), Outsid | Automation Components Inc (ACI) | A/AN-O-EH | 20.79 | 20.79 | Y | 20.79 | 20.79 | 20.79
ACI-AANOEH | 166553 | 5 | 130004 | 10,000 Ohm Thermistor (Type III), Outsid | Automation Components Inc (ACI) | A/AN-O-EH | 20.79 | 16.497 | Y | 20.79 | 20.79 | 20.79
ACI-AANOEH | 166559 | 4 | 130004 | 10,000 Ohm Thermistor (Type III), Outsid | Automation Components Inc (ACI) | A/AN-O-EH | 20.79 | 17.01 | Y | 20.79 | 20.79 | 20.79
ACI-AANOEH | 175883 | 4 | 130004 | 10,000 Ohm Thermistor (Type III), Outsid | Automation Components Inc (ACI) | A/AN-O-EH | 20.79 | 17.01 | Y | 20.79 | 20.79 | 20.79
ACI-AANOEH | 175890 | 2 | 130004 | 10,000 Ohm Thermistor (Type III), Outsid | Automation Components Inc (ACI) | A/AN-O-EH | 20.79 | 12.3262 | N | 20.79 | 20.79 | 20.79
ACI-AANOEH | 175891 | 21 | 130004 | 10,000 Ohm Thermistor (Type III), Outsid | Automation Components Inc (ACI) | A/AN-O-EH | 20.79 | 16.9189 | Y | 20.79 | 20.79 | 20.79
ACI-AANPO12 | 166561 | 19 | 130004 | 10,000 Ohm Thermistor (Type III), Probe | Automation Components Inc (ACI) | A/AN-PO-12" | 8.64 | 7.02 | Y | 8.64 | 7.02 | 8.64
ACI-AANPO2 | 166553 | 14 | 130004 | 10,000 Ohm Thermistor (Type III), Probe | Automation Components Inc (ACI) | A/AN-PO-2" | 8.64 | 7.02 | Y | 8.64 | 7.8136 | 8.64
ACI-AANPO2 | 166557 | 12 | 130004 | 10,000 Ohm Thermistor (Type III), Probe | Automation Components Inc (ACI) | A/AN-PO-2" | 8.64 | 5.6954 | N | 8.64 | 7.8136 | 8.64
ACI-AANPO2 | 166561 | 20 | 130004 | 10,000 Ohm Thermistor (Type III), Probe | Automation Components Inc (ACI) | A/AN-PO-2" | 8.64 | 7.8136 | Y | 8.64 | 7.8136 | 8.64
ACI-AANPO4 | 166553 | 22 | 130004 | 10,000 Ohm Thermistor (Type III), Probe | Automation Components Inc (ACI) | A/AN-PO-4" | 8.64 | 6.9939 | Y | 8.64 | 7.0056 | 8.64
ACI-AANPO4 | 166557 | 10 | 130004 | 10,000 Ohm Thermistor (Type III), Probe | Automation Components Inc (ACI) | A/AN-PO-4" | 8.64 | 5.9794 | Y | 8.64 | 7.0056 | 8.64
ACI-AANPO4 | 166559 | 7 | 130004 | 10,000 Ohm Thermistor (Type III), Probe | Automation Components Inc (ACI) | A/AN-PO-4" | 8.64 | 7.0056 | Y | 8.64 | 7.0056 | 8.64
ACI-AANPO4 | 175891 | 3 | 130004 | 10,000 Ohm Thermistor (Type III), Probe | Automation Components Inc (ACI) | A/AN-PO-4" | 8.64 | 0 | N | 8.64 | 7.0056 | 8.64
ACI-AANPO6 | 166553 | 16 | 130004 | 10,000 Ohm Thermistor (Type III), Probe | Automation Components Inc (ACI) | A/AN-PO-6" | 8.64 | 5.6504 | Y | 8.64 | 6.0854 | 8.64
ACI-AANPO6 | 166557 | 6 | 130004 | 10,000 Ohm Thermistor (Type III), Probe | Automation Components Inc (ACI) | A/AN-PO-6" | 8.64 | 5.35 | N | 8.64 | 6.0854 | 8.64
ACI-AANPO6 | 166559 | 1 | 130004 | 10,000 Ohm Thermistor (Type III), Probe | Automation Components Inc (ACI) | A/AN-PO-6" | 8.64 | 6.0854 | Y | 8.64 | 6.0854 | 8.64
ACI-AANPO6 | 166561 | 10 | 130004 | 10,000 Ohm Thermistor (Type III), Probe | Automation Components Inc (ACI) | A/AN-PO-6" | 8.64 | 5.0481 | N | 8.64 | 6.0854 | 8.64
ACI-AANPO6 | 175891 | 10 | 130004 | 10,000 Ohm Thermistor (Type III), Probe | Automation Components Inc (ACI) | A/AN-PO-6" | 8.64 | 5.0725 | N | 8.64 | 6.0854 | 8.64
ACI-AANPO8 | 166557 | 10 | 130004 | 10,000 Ohm Thermistor (Type III), Probe | Automation Components Inc (ACI) | A/AN-PO-8" | 8.64 | 5.3536 | Y | 8.64 | 5.3536 | 8.64
ACI-AANPO8 | 166561 | 5 | 130004 | 10,000 Ohm Thermistor (Type III), Probe | Automation Components Inc (ACI) | A/AN-PO-8" | 8.64 | 5.3492 | N | 8.64 | 5.3536 | 8.64
ACI-AANR | 10510 | 7 | 130004 | 10,000 Ohm Thermistor (Type III), Room ( | Automation Components Inc (ACI) | A/AN-R | 10.8 | 8.6286 | Y | 10.8 | 9.45 | 10.8
ACI-AANR | 166559 | 2 | 130004 | 10,000 Ohm Thermistor (Type III), Room ( | Automation Components Inc (ACI) | A/AN-R | 10.8 | 9.45 | Y | 10.8 | 9.45 | 10.8
ACI-AANR | 173042 | 4 | 130004 | 10,000 Ohm Thermistor (Type III), Room ( | Automation Components Inc (ACI) | A/AN-R | 10.8 | 6.48 | N | 10.8 | 9.45 | 10.8
ACI-AANR | 175883 | 1 | 130004 | 10,000 Ohm Thermistor (Type III), Room ( | Automation Components Inc (ACI) | A/AN-R | 10.8 | 7.2356 | N | 10.8 | 9.45 | 10.8
ACI-AANR | 175891 | 11 | 130004 | 10,000 Ohm Thermistor (Type III), Room ( | Automation Components Inc (ACI) | A/AN-R | 10.8 | 8.9486 | Y | 10.8 | 9.45 | 10.8
ACI-AANR2 | 166553 | 18 | 130004 | 10,000 Ohm Thermistor (Type III), Room ( | Automation Components Inc (ACI) | A/AN-R2 | 10.26 | 8.91 | Y | 10.26 | 9.7368 | 10.26
ACI-AANR2 | 166559 | 17 | 130004 | 10,000 Ohm Thermistor (Type III), Room ( | Automation Components Inc (ACI) | A/AN-R2 | 10.26 | 9.7368 | Y | 10.26 | 9.7368 | 10.26
ACI-AANR2 | 166561 | 10 | 130004 | 10,000 Ohm Thermistor (Type III), Room ( | Automation Components Inc (ACI) | A/AN-R2 | 10.26 | 9.18 | Y | 10.26 | 9.7368 | 10.26
ACI-AANR2 | 173042 | 6 | 130004 | 10,000 Ohm Thermistor (Type III), Room ( | Automation Components Inc (ACI) | A/AN-R2 | 10.26 | 9.585 | Y | 10.26 | 9.7368 | 10.26
ACI-AANR2 | 175890 | 2 | 130004 | 10,000 Ohm Thermistor (Type III), Room ( | Automation Components Inc (ACI) | A/AN-R2 | 10.26 | 8.2031 | Y | 10.26 | 9.7368 | 10.26
ACI-AANR2O | 175891 | 6 | 130004 | 10,000 Ohm Thermistor (Type III), Room ( | Automation Components Inc (ACI) | A/AN-R2O | 17.01 | 5.4783 | N | 17.01 | 5.4783 | 17.01
ACI-AANR2SO | 10008 | 1 | 130004 | 10K TypeIII Wall Sensor; Stpnt and O | Automation Components Inc (ACI) | A/ANR2SO-BCS | 18.3425 | 18.3425 | N | 18.3425 | 18.3425 | 18.3425
ACI-AANR2SOA03B4 | 166553 | 2 | 130004 | 10,000 Ohm Thermistor (Type III), Room ( | Automation Components Inc (ACI) | A/AN-R2SO-A03-B4 | 22.14 | 16.2 | N | 22.14 | 16.2 | 22.14
ACI-AANRA18PB | 10510 | 4 | 130004 | 10,000 Ohm Thermistor (Type III), Rigid | Automation Components Inc (ACI) | A/AN-RA-18"-PB | 40.23 | 32.67 | Y | 40.23 | 32.67 | 40.23
ACI-AANRA18PB | 175891 | 1 | 130004 | 10,000 Ohm Thermistor (Type III), Rigid | Automation Components Inc (ACI) | A/AN-RA-18"-PB | 40.23 | 28.35 | Y | 40.23 | 32.67 | 40.23
ACI-AANRLCDF | 166560 | 3 | 130004 | 10,000 Ohm Thermistor (Type III), Room ( | Automation Components Inc (ACI) | A/AN-R-LCD-F | 52.38 | 37.5 | N | 52.38 | 37.5 | 52.38
ACI-AANRSA02C5 | 166553 | 2 | 130004 | 10,000 Ohm Thermistor (Type III), Room ( | Automation Components Inc (ACI) | A/AN-RS-A02-C5 | 18.09 | 11.07 | N | 18.09 | 11.07 | 18.09
ACI-AANRSO | 166561 | 5 | 130004 | 10K TYPE III ROOM SENSOR OVRD | Automation Components Inc (ACI) | A/ANRSO | 15.84 | 15.84 | Y | 15.84 | 15.84 | 15.84
ACI-AANS4X | 166553 | 2 | 130004 | 10,000 Ohm Thermistor (Type III), Strap | Automation Components Inc (ACI) | A/AN-S-4X | 31.32 | 27.135 | Y | 31.32 | 27.135 | 31.32
ACI-AANS4X | 166559 | 2 | 130004 | 10,000 Ohm Thermistor (Type III), Strap | Automation Components Inc (ACI) | A/AN-S-4X | 31.32 | 22.95 | Y | 31.32 | 27.135 | 31.32
ACI-AANSBS | 166559 | 3 | 130004 | 10,000 Ohm Thermistor (Type III), Flush | Automation Components Inc (ACI) | A/AN-SBS | 35.91 | 30.6356 | Y | 35.91 | 30.6356 | 35.91
ACI-AANSGD | 10510 | 1 | 130004 | 10,000 Ohm Thermistor (Type III), Strap | Automation Components Inc (ACI) | A/AN-S-GD | 18.63 | 16.1092 | Y | 18.63 | 17.0205 | 18.63
ACI-AANSGD | 173042 | 1 | 130004 | 10,000 Ohm Thermistor (Type III), Strap | Automation Components Inc (ACI) | A/AN-S-GD | 18.63 | 15.795 | Y | 18.63 | 17.0205 | 18.63
ACI-AANSGD | 175891 | 4 | 130004 | 10,000 Ohm Thermistor (Type III), Strap | Automation Components Inc (ACI) | A/AN-S-GD | 18.63 | 17.0205 | Y | 18.63 | 17.0205 | 18.63
ACI-AANSP | 10006 | 3 | 130004 | 10,000 Ohm Thermistor (Type III), Wall P | Automation Components Inc (ACI) | A/AN-SP | 11.07 | 6.48 | Y | 11.07 | 11.07 | 11.07
ACI-AANSP | 10008 | 2 | 130004 | 10,000 Ohm Thermistor (Type III), Wall P | Automation Components Inc (ACI) | A/AN-SP | 11.07 | 9.63 | Y | 11.07 | 11.07 | 11.07
ACI-AANSP | 10510 | 7 | 130004 | 10,000 Ohm Thermistor (Type III), Wall P | Automation Components Inc (ACI) | A/AN-SP | 11.07 | 8.8786 | Y | 11.07 | 11.07 | 11.07
ACI-AANSP | 166553 | 10 | 130004 | 10,000 Ohm Thermistor (Type III), Wall P | Automation Components Inc (ACI) | A/AN-SP | 11.07 | 11.07 | Y | 11.07 | 11.07 | 11.07
ACI-AANSP | 166557 | 4 | 130004 | 10,000 Ohm Thermistor (Type III), Wall P | Automation Components Inc (ACI) | A/AN-SP | 11.07 | 7.4127 | Y | 11.07 | 11.07 | 11.07
ACI-AANSP | 166559 | 15 | 130004 | 10,000 Ohm Thermistor (Type III), Wall P | Automation Components Inc (ACI) | A/AN-SP | 11.07 | 9.72 | Y | 11.07 | 11.07 | 11.07
ACI-AANSP | 166561 | 6 | 130004 | 10,000 Ohm Thermistor (Type III), Wall P | Automation Components Inc (ACI) | A/AN-SP | 11.07 | 8.91 | Y | 11.07 | 11.07 | 11.07
ACI-AANSP | 173042 | 17 | 130004 | 10,000 Ohm Thermistor (Type III), Wall P | Automation Components Inc (ACI) | A/AN-SP | 11.07 | 9.6873 | Y | 11.07 | 11.07 | 11.07
ACI-AANSP | 175883 | 19 | 130004 | 10,000 Ohm Thermistor (Type III), Wall P | Automation Components Inc (ACI) | A/AN-SP | 11.07 | 8.91 | Y | 11.07 | 11.07 | 11.07
ACI-AANSP | 175891 | 5 | 130004 | 10,000 Ohm Thermistor (Type III), Wall P | Automation Components Inc (ACI) | A/AN-SP | 11.07 | 7.8214 | Y | 11.07 | 11.07 | 11.07
ACI-AANSPB | 166559 | 1 | 130004 | 10,000 Ohm Thermistor (Type III), Strap | Automation Components Inc (ACI) | A/AN-S-PB | 17.28 | 17.28 | Y | 17.28 | 17.28 | 17.28
ACI-AANW | 166557 | 9 | 130004 | 10K TYPE III RAW SENSOR | Automation Components Inc (ACI) | A/AN-W | 12.96 | 7.8309 | N | 12.96 | 10.53 | 12.96
ACI-AANW | 166561 | 1 | 130004 | 10K TYPE III RAW SENSOR | Automation Components Inc (ACI) | A/AN-W | 12.96 | 10.53 | Y | 12.96 | 10.53 | 12.96
ACI-AAR | 166553 | 2 | 130004 | Analog Input, Relay Output, 2 (SPDT) Rel | Automation Components Inc (ACI) | AAR | 69.65 | 55.65 | Y | 69.65 | 60.9 | 69.65
ACI-AAR | 166559 | 4 | 130004 | Analog Input, Relay Output, 2 (SPDT) Rel | Automation Components Inc (ACI) | AAR | 69.65 | 60.9 | Y | 69.65 | 60.9 | 69.65
ACI-AAR | 166561 | 3 | 130004 | Analog Input, Relay Output, 2 (SPDT) Rel | Automation Components Inc (ACI) | AAR | 69.65 | 44.3625 | Y | 69.65 | 60.9 | 69.65
ACI-AAR | 173042 | 1 | 130004 | Analog Input, Relay Output, 2 (SPDT) Rel | Automation Components Inc (ACI) | AAR | 69.65 | 55.65 | Y | 69.65 | 60.9 | 69.65
ACI-AAR | 175891 | 2 | 130004 | Analog Input, Relay Output, 2 (SPDT) Rel | Automation Components Inc (ACI) | AAR | 69.65 | 55.65 | Y | 69.65 | 60.9 | 69.65
ACI-AASCS2L | 10770 | 7 | 130004 | Adjustable Current Switch, DIN Rail, Spl | Automation Components Inc (ACI) | A/ASCS2-L | 66.25 | 50.7976 | Y | 66.25 | 50.7976 | 66.25
ACI-AASCSL | 10008 | 1 | 130004 | 2.0- 200Amp Operating Range, N/O | Automation Components Inc (ACI) | A/ASCS-L-BCS | 28.62 | 28.62 | N | 28.62 | 28.62 | 28.62
ACI-ABN1110R2 | 166557 | 3 | 130004 | BacNet Temp Sensor only R2 cover | Automation Components Inc (ACI) | A/BN1110-R2 | 44.55 | 44.55 | Y | 44.55 | 44.55 | 44.55
ACI-ABN1130R2 | 166557 | 3 | 130004 | BACNET, RH/TEMP, R2 | Automation Components Inc (ACI) | A/BN1130-R2 | 124.2 | 99.9 | Y | 124.2 | 99.9 | 124.2
ACI-ACAPILLARYCLIPQTY1 | 166559 | 12 | 130004 | Capillary Clip, Single | Automation Components Inc (ACI) | A/CAPILLARY CLIP QTY:1 | 0 | 2.8 | Y | 0 | 2.8 | 2.8
ACI-ACO2DUCT | 10008 | 2 | 130004 | Carbon Dioxide Sensor, Duct, 0-2000ppm ( | Automation Components Inc (ACI) | A/CO2-DUCT | 207.48 | 178.2453 | Y | 207.48 | 207.48 | 207.48
ACI-ACO2DUCT | 166553 | 6 | 130004 | Carbon Dioxide Sensor, Duct, 0-2000ppm ( | Automation Components Inc (ACI) | A/CO2-DUCT | 207.48 | 174.7926 | Y | 207.48 | 207.48 | 207.48
ACI-ACO2DUCT | 166557 | 5 | 130004 | Carbon Dioxide Sensor, Duct, 0-2000ppm ( | Automation Components Inc (ACI) | A/CO2-DUCT | 207.48 | 173.66 | Y | 207.48 | 207.48 | 207.48
ACI-ACO2DUCT | 166559 | 5 | 130004 | Carbon Dioxide Sensor, Duct, 0-2000ppm ( | Automation Components Inc (ACI) | A/CO2-DUCT | 207.48 | 160.1137 | N | 207.48 | 207.48 | 207.48
ACI-ACO2DUCT | 166560 | 2 | 130004 | Carbon Dioxide Sensor, Duct, 0-2000ppm ( | Automation Components Inc (ACI) | A/CO2-DUCT | 207.48 | 129 | Y | 207.48 | 207.48 | 207.48
ACI-ACO2DUCT | 166561 | 2 | 130004 | Carbon Dioxide Sensor, Duct, 0-2000ppm ( | Automation Components Inc (ACI) | A/CO2-DUCT | 207.48 | 207.48 | Y | 207.48 | 207.48 | 207.48
ACI-ACO2DUCT | 173042 | 2 | 130004 | Carbon Dioxide Sensor, Duct, 0-2000ppm ( | Automation Components Inc (ACI) | A/CO2-DUCT | 207.48 | 202.825 | Y | 207.48 | 207.48 | 207.48
ACI-ACO2DUCT | 175891 | 2 | 130004 | Carbon Dioxide Sensor, Duct, 0-2000ppm ( | Automation Components Inc (ACI) | A/CO2-DUCT | 207.48 | 179.2136 | Y | 207.48 | 207.48 | 207.48
ACI-ACO2R2 | 10006 | 3 | 130004 | Carbon Dioxide Sensor, Room, 0-2000 PPM, | Automation Components Inc (ACI) | A/CO2-R2 | 149.34 | 102 | Y | 149.34 | 149.34 | 149.34
ACI-ACO2R2 | 10008 | 2 | 130004 | Carbon Dioxide Sensor, Room, 0-2000 PPM, | Automation Components Inc (ACI) | A/CO2-R2 | 149.34 | 138.51 | Y | 149.34 | 149.34 | 149.34
ACI-ACO2R2 | 166553 | 6 | 130004 | Carbon Dioxide Sensor, Room, 0-2000 PPM, | Automation Components Inc (ACI) | A/CO2-R2 | 149.34 | 146.814 | Y | 149.34 | 149.34 | 149.34
ACI-ACO2R2 | 166557 | 2 | 130004 | Carbon Dioxide Sensor, Room, 0-2000 PPM, | Automation Components Inc (ACI) | A/CO2-R2 | 149.34 | 123.5812 | Y | 149.34 | 149.34 | 149.34
ACI-ACO2R2 | 166561 | 3 | 130004 | Carbon Dioxide Sensor, Room, 0-2000 PPM, | Automation Components Inc (ACI) | A/CO2-R2 | 149.34 | 149.34 | Y | 149.34 | 149.34 | 149.34
ACI-ACO2R2 | 175883 | 0 | 130004 | Carbon Dioxide Sensor, Room, 0-2000 PPM, | Automation Components Inc (ACI) | A/CO2-R2 | 149.34 | 149.34 | N | 149.34 | 149.34 | 149.34
ACI-ACO2R2 | 175891 | 1 | 130004 | Carbon Dioxide Sensor, Room, 0-2000 PPM, | Automation Components Inc (ACI) | A/CO2-R2 | 149.34 | 98.3051 | N | 149.34 | 149.34 | 149.34
ACI-ACO2R2CP | 166553 | 2 | 130004 | Carbon Dioxide Sensor, Room, 0-2000 PPM | Automation Components Inc (ACI) | A/CO2-R2-CP | 150.1 | 131.1 | N | 150.1 | 131.1 | 150.1
ACI-ACPA12GD | 166559 | 3 | 130004 | 10,000 Ohm Thermistor (Type II), Copper | Automation Components Inc (ACI) | A/CP-A-12'-GD | 83.7 | 79.1333 | Y | 83.7 | 79.1333 | 83.7
ACI-ACPA12PB | 10510 | 2 | 130004 | 10,000 Ohm Thermistor (Type II), Copper | Automation Components Inc (ACI) | A/CP-A-12'-PB | 78.84 | 62.8435 | Y | 78.84 | 65.88 | 78.84
ACI-ACPA12PB | 175883 | 2 | 130004 | 10,000 Ohm Thermistor (Type II), Copper | Automation Components Inc (ACI) | A/CP-A-12'-PB | 78.84 | 65.88 | N | 78.84 | 65.88 | 78.84
ACI-ACPA244X | 166553 | 1 | 130004 | 10,000 Ohm Thermistor (Type II), Copper | Automation Components Inc (ACI) | A/CP-A-24'-4X | 133.92 | 116.91 | Y | 133.92 | 116.91 | 133.92
ACI-ACPA24BB | 166559 | 1 | 130004 | 10,000 Ohm Thermistor (Type II), Copper | Automation Components Inc (ACI) | A/CP-A-24'-BB | 122.58 | 109.62 | N | 122.58 | 109.62 | 122.58
ACI-ACPA24BB | 173042 | 2 | 130004 | 10,000 Ohm Thermistor (Type II), Copper | Automation Components Inc (ACI) | A/CP-A-24'-BB | 122.58 | 107.19 | N | 122.58 | 109.62 | 122.58
ACI-ACPA24PB | 10510 | 1 | 130004 | 10,000 Ohm Thermistor (Type II), Copper | Automation Components Inc (ACI) | A/CP-A-24'-PB | 110.97 | 96.93 | Y | 110.97 | 96.93 | 110.97
ACI-ACPA24PB | 173042 | 1 | 130004 | 10,000 Ohm Thermistor (Type II), Copper | Automation Components Inc (ACI) | A/CP-A-24'-PB | 110.97 | 58.59 | N | 110.97 | 96.93 | 110.97
ACI-ACPA24PB | 175891 | 4 | 130004 | 10,000 Ohm Thermistor (Type II), Copper | Automation Components Inc (ACI) | A/CP-A-24'-PB | 110.97 | 96.579 | Y | 110.97 | 96.93 | 110.97
ACI-ACPA8GD | 166557 | 1 | 130004 | 10,000 Ohm Thermistor (Type II), Copper | Automation Components Inc (ACI) | A/CP-A-8'-GD | 82.89 | 31.05 | Y | 82.89 | 31.2751 | 82.89
ACI-ACPA8GD | 173042 | 1 | 130004 | 10,000 Ohm Thermistor (Type II), Copper | Automation Components Inc (ACI) | A/CP-A-8'-GD | 82.89 | 31.05 | N | 82.89 | 31.2751 | 82.89
ACI-ACPA8GD | 175891 | 1 | 130004 | 10,000 Ohm Thermistor (Type II), Copper | Automation Components Inc (ACI) | A/CP-A-8'-GD | 82.89 | 31.2751 | N | 82.89 | 31.2751 | 82.89
ACI-ACPBP | 10006 | 3 | 130004 | 10,000 Ohm Thermistor (Type II), Bullet | Automation Components Inc (ACI) | A/CP-BP | 9.72 | 7.072 | Y | 9.72 | 9.72 | 9.72
ACI-ACPBP | 10008 | 20 | 130004 | 10,000 Ohm Thermistor (Type II), Bullet | Automation Components Inc (ACI) | A/CP-BP | 9.72 | 8.6636 | Y | 9.72 | 9.72 | 9.72
ACI-ACPBP | 10510 | 18 | 130004 | 10,000 Ohm Thermistor (Type II), Bullet | Automation Components Inc (ACI) | A/CP-BP | 9.72 | 9.72 | Y | 9.72 | 9.72 | 9.72
ACI-ACPBP | 173042 | 15 | 130004 | 10,000 Ohm Thermistor (Type II), Bullet | Automation Components Inc (ACI) | A/CP-BP | 9.72 | 8.64 | Y | 9.72 | 9.72 | 9.72
ACI-ACPBP | 175883 | 6 | 130004 | 10,000 Ohm Thermistor (Type II), Bullet | Automation Components Inc (ACI) | A/CP-BP | 9.72 | 7.29 | N | 9.72 | 9.72 | 9.72
ACI-ACPBP | 175888 | 4 | 130004 | 10,000 Ohm Thermistor (Type II), Bullet | Automation Components Inc (ACI) | A/CP-BP | 9.72 | 8.505 | Y | 9.72 | 9.72 | 9.72
ACI-ACPBP | 175890 | 10 | 130004 | 10,000 Ohm Thermistor (Type II), Bullet | Automation Components Inc (ACI) | A/CP-BP | 9.72 | 9.396 | Y | 9.72 | 9.72 | 9.72
ACI-ACPBP | 175891 | 10 | 130004 | 10,000 Ohm Thermistor (Type II), Bullet | Automation Components Inc (ACI) | A/CP-BP | 9.72 | 9.5104 | Y | 9.72 | 9.72 | 9.72
ACI-ACPBP20CL2P | 10008 | 7 | 130004 | 10,000 Ohm Thermistor (Type II), Bullet | Automation Components Inc (ACI) | A/CP-BP-20'CL2P | 23.22 | 23.22 | N | 23.22 | 23.22 | 23.22
ACI-ACPD124X | 10006 | 3 | 130004 | 10,000 Ohm Thermistor (Type II), Duct, 1 | Automation Components Inc (ACI) | A/CP-D-12"-4X | 24.84 | 16.2 | Y | 24.84 | 16.2 | 24.84
ACI-ACPD12GD | 10006 | 7 | 130004 | 10,000 Ohm Thermistor (Type II), Duct, 1 | Automation Components Inc (ACI) | A/CP-D-12"-GD | 11.61 | 7.938 | Y | 11.61 | 11.2998 | 11.61
ACI-ACPD12GD | 10008 | 12 | 130004 | 10,000 Ohm Thermistor (Type II), Duct, 1 | Automation Components Inc (ACI) | A/CP-D-12"-GD | 11.61 | 11.2116 | Y | 11.61 | 11.2998 | 11.61
ACI-ACPD12GD | 166559 | 9 | 130004 | 10,000 Ohm Thermistor (Type II), Duct, 1 | Automation Components Inc (ACI) | A/CP-D-12"-GD | 11.61 | 11.2998 | Y | 11.61 | 11.2998 | 11.61
ACI-ACPD12GD | 166561 | 1 | 130004 | 10,000 Ohm Thermistor (Type II), Duct, 1 | Automation Components Inc (ACI) | A/CP-D-12"-GD | 11.61 | 10.9478 | Y | 11.61 | 11.2998 | 11.61
ACI-ACPD12GD | 173042 | 3 | 130004 | 10,000 Ohm Thermistor (Type II), Duct, 1 | Automation Components Inc (ACI) | A/CP-D-12"-GD | 11.61 | 10.908 | Y | 11.61 | 11.2998 | 11.61
ACI-ACPD12PB | 166553 | 12 | 130004 | 10,000 Ohm Thermistor (Type II), Duct, 1 | Automation Components Inc (ACI) | A/CP-D-12"-PB | 11.88 | 11.6331 | Y | 11.88 | 11.8095 | 11.88
ACI-ACPD12PB | 166557 | 4 | 130004 | 10,000 Ohm Thermistor (Type II), Duct, 1 | Automation Components Inc (ACI) | A/CP-D-12"-PB | 11.88 | 11.07 | Y | 11.88 | 11.8095 | 11.88
ACI-ACPD12PB | 166560 | 2 | 130004 | 10,000 Ohm Thermistor (Type II), Duct, 1 | Automation Components Inc (ACI) | A/CP-D-12"-PB | 11.88 | 9.72 | Y | 11.88 | 11.8095 | 11.88
ACI-ACPD12PB | 166561 | 5 | 130004 | 10,000 Ohm Thermistor (Type II), Duct, 1 | Automation Components Inc (ACI) | A/CP-D-12"-PB | 11.88 | 11.8095 | Y | 11.88 | 11.8095 | 11.88
ACI-ACPD12PB | 173042 | 1 | 130004 | 10,000 Ohm Thermistor (Type II), Duct, 1 | Automation Components Inc (ACI) | A/CP-D-12"-PB | 11.88 | 9.72 | N | 11.88 | 11.8095 | 11.88
ACI-ACPD12PB | 175883 | -1 | 130004 | 10,000 Ohm Thermistor (Type II), Duct, 1 | Automation Components Inc (ACI) | A/CP-D-12"-PB | 11.88 | 7.29 | N | 11.88 | 11.8095 | 11.88
ACI-ACPD12PB | 175891 | 19 | 130004 | 10,000 Ohm Thermistor (Type II), Duct, 1 | Automation Components Inc (ACI) | A/CP-D-12"-PB | 11.88 | 9.72 | Y | 11.88 | 11.8095 | 11.88
ACI-ACPD18GD | 10008 | 74 | 130004 | 10,000 Ohm Thermistor (Type II), Duct, 1 | Automation Components Inc (ACI) | A/CP-D-18"-GD | 12.96 | 11.34 | N | 12.96 | 12.96 | 12.96
ACI-ACPD18GD | 166559 | 3 | 130004 | 10,000 Ohm Thermistor (Type II), Duct, 1 | Automation Components Inc (ACI) | A/CP-D-18"-GD | 12.96 | 12.96 | Y | 12.96 | 12.96 | 12.96
ACI-ACPD18PB | 166557 | 2 | 130004 | DUCT MOUNT, 10K TYPE II, 18" LONG | Automation Components Inc (ACI) | A/CP-D-18"-PB | 13.23 | 10.8 | Y | 13.23 | 10.8 | 13.23
ACI-ACPD18PB | 166561 | 5 | 130004 | DUCT MOUNT, 10K TYPE II, 18" LONG | Automation Components Inc (ACI) | A/CP-D-18"-PB | 13.23 | 10.8 | Y | 13.23 | 10.8 | 13.23
ACI-ACPD18PB | 175891 | 20 | 130004 | DUCT MOUNT, 10K TYPE II, 18" LONG | Automation Components Inc (ACI) | A/CP-D-18"-PB | 13.23 | 10.7856 | Y | 13.23 | 10.8 | 13.23
ACI-ACPD4GD | 166553 | 9 | 130004 | 10,000 Ohm Thermistor (Type II), Duct, 4 | Automation Components Inc (ACI) | A/CP-D-4"-GD | 11.88 | 10.017 | Y | 11.88 | 11.773 | 11.88
ACI-ACPD4GD | 166559 | 15 | 130004 | 10,000 Ohm Thermistor (Type II), Duct, 4 | Automation Components Inc (ACI) | A/CP-D-4"-GD | 11.88 | 11.773 | Y | 11.88 | 11.773 | 11.88
ACI-ACPD4GD | 175883 | 5 | 130004 | 10,000 Ohm Thermistor (Type II), Duct, 4 | Automation Components Inc (ACI) | A/CP-D-4"-GD | 11.88 | 11.4048 | Y | 11.88 | 11.773 | 11.88
ACI-ACPD4GD | 175890 | 1 | 130004 | 10,000 Ohm Thermistor (Type II), Duct, 4 | Automation Components Inc (ACI) | A/CP-D-4"-GD | 11.88 | 9.9072 | Y | 11.88 | 11.773 | 11.88
ACI-ACPD4GD | 175891 | 1 | 130004 | 10,000 Ohm Thermistor (Type II), Duct, 4 | Automation Components Inc (ACI) | A/CP-D-4"-GD | 11.88 | 7.3957 | Y | 11.88 | 11.773 | 11.88
ACI-ACPD4PB | 10008 | 15 | 130004 | 10,000 Ohm Thermistor (Type II), Duct, 4 | Automation Components Inc (ACI) | A/CP-D-4"-PB | 11.88 | 9.72 | Y | 11.88 | 11.88 | 11.88
ACI-ACPD4PB | 10510 | 7 | 130004 | 10,000 Ohm Thermistor (Type II), Duct, 4 | Automation Components Inc (ACI) | A/CP-D-4"-PB | 11.88 | 11.0314 | Y | 11.88 | 11.88 | 11.88
ACI-ACPD4PB | 166553 | 20 | 130004 | 10,000 Ohm Thermistor (Type II), Duct, 4 | Automation Components Inc (ACI) | A/CP-D-4"-PB | 11.88 | 11.88 | Y | 11.88 | 11.88 | 11.88
ACI-ACPD4PB | 166557 | 12 | 130004 | 10,000 Ohm Thermistor (Type II), Duct, 4 | Automation Components Inc (ACI) | A/CP-D-4"-PB | 11.88 | 9.54 | Y | 11.88 | 11.88 | 11.88
ACI-ACPD4PB | 166560 | 12 | 130004 | 10,000 Ohm Thermistor (Type II), Duct, 4 | Automation Components Inc (ACI) | A/CP-D-4"-PB | 11.88 | 11.88 | N | 11.88 | 11.88 | 11.88
ACI-ACPD4PB | 166561 | 8 | 130004 | 10,000 Ohm Thermistor (Type II), Duct, 4 | Automation Components Inc (ACI) | A/CP-D-4"-PB | 11.88 | 10.4512 | Y | 11.88 | 11.88 | 11.88
ACI-ACPD4PB | 173042 | 6 | 130004 | 10,000 Ohm Thermistor (Type II), Duct, 4 | Automation Components Inc (ACI) | A/CP-D-4"-PB | 11.88 | 10.1361 | Y | 11.88 | 11.88 | 11.88
ACI-ACPD4PB | 175883 | 1 | 130004 | 10,000 Ohm Thermistor (Type II), Duct, 4 | Automation Components Inc (ACI) | A/CP-D-4"-PB | 11.88 | 11.88 | Y | 11.88 | 11.88 | 11.88
ACI-ACPD4PB | 175891 | 4 | 130004 | 10,000 Ohm Thermistor (Type II), Duct, 4 | Automation Components Inc (ACI) | A/CP-D-4"-PB | 11.88 | 9.855 | Y | 11.88 | 11.88 | 11.88
ACI-ACPD6GD | 10008 | 0 | 130004 | 10,000 Ohm Thermistor (Type II), Duct, 6 | Automation Components Inc (ACI) | A/CP-D-6"-GD | 11.61 | 9.99 | N | 11.61 | 11.5252 | 11.61
ACI-ACPD6GD | 166560 | 4 | 130004 | 10,000 Ohm Thermistor (Type II), Duct, 6 | Automation Components Inc (ACI) | A/CP-D-6"-GD | 11.61 | 8.2718 | Y | 11.61 | 11.5252 | 11.61
ACI-ACPD6GD | 175883 | 5 | 130004 | 10,000 Ohm Thermistor (Type II), Duct, 6 | Automation Components Inc (ACI) | A/CP-D-6"-GD | 11.61 | 11.5252 | Y | 11.61 | 11.5252 | 11.61
ACI-ACPD6PB | 10008 | 20 | 130004 | 10,000 Ohm Thermistor (Type II), Duct, 6 | Automation Components Inc (ACI) | A/CP-D-6"-PB | 11.88 | 11.88 | Y | 11.88 | 11.88 | 11.88
ACI-ACPD6PB | 166553 | 11 | 130004 | 10,000 Ohm Thermistor (Type II), Duct, 6 | Automation Components Inc (ACI) | A/CP-D-6"-PB | 11.88 | 11.5297 | Y | 11.88 | 11.88 | 11.88
ACI-ACPD6PB | 166557 | 48 | 130004 | 10,000 Ohm Thermistor (Type II), Duct, 6 | Automation Components Inc (ACI) | A/CP-D-6"-PB | 11.88 | 11.7147 | Y | 11.88 | 11.88 | 11.88
ACI-ACPD6PB | 166561 | 21 | 130004 | 10,000 Ohm Thermistor (Type II), Duct, 6 | Automation Components Inc (ACI) | A/CP-D-6"-PB | 11.88 | 11.88 | Y | 11.88 | 11.88 | 11.88
ACI-ACPD6PB | 173042 | 13 | 130004 | 10,000 Ohm Thermistor (Type II), Duct, 6 | Automation Components Inc (ACI) | A/CP-D-6"-PB | 11.88 | 11.88 | Y | 11.88 | 11.88 | 11.88
ACI-ACPD6PB | 175883 | 10 | 130004 | 10,000 Ohm Thermistor (Type II), Duct, 6 | Automation Components Inc (ACI) | A/CP-D-6"-PB | 11.88 | 10.9979 | Y | 11.88 | 11.88 | 11.88
ACI-ACPD8GD | 166553 | 5 | 130004 | 10,000 Ohm Thermistor (Type II), Duct, 8 | Automation Components Inc (ACI) | A/CP-D-8"-GD | 11.88 | 9.315 | Y | 11.88 | 11.8689 | 11.88
ACI-ACPD8GD | 166559 | 27 | 130004 | 10,000 Ohm Thermistor (Type II), Duct, 8 | Automation Components Inc (ACI) | A/CP-D-8"-GD | 11.88 | 11.8689 | Y | 11.88 | 11.8689 | 11.88
ACI-ACPD8GD | 166560 | 5 | 130004 | 10,000 Ohm Thermistor (Type II), Duct, 8 | Automation Components Inc (ACI) | A/CP-D-8"-GD | 11.88 | 10.26 | Y | 11.88 | 11.8689 | 11.88
ACI-ACPD8GD | 173042 | 10 | 130004 | 10,000 Ohm Thermistor (Type II), Duct, 8 | Automation Components Inc (ACI) | A/CP-D-8"-GD | 11.88 | 10.2687 | Y | 11.88 | 11.8689 | 11.88
ACI-ACPD8GD | 175883 | 4 | 130004 | 10,000 Ohm Thermistor (Type II), Duct, 8 | Automation Components Inc (ACI) | A/CP-D-8"-GD | 11.88 | 11.5731 | Y | 11.88 | 11.8689 | 11.88
ACI-ACPD8GD | 175890 | 1 | 130004 | 10,000 Ohm Thermistor (Type II), Duct, 8 | Automation Components Inc (ACI) | A/CP-D-8"-GD | 11.88 | 8.8322 | N | 11.88 | 11.8689 | 11.88
ACI-ACPD8GD | 175891 | 4 | 130004 | 10,000 Ohm Thermistor (Type II), Duct, 8 | Automation Components Inc (ACI) | A/CP-D-8"-GD | 11.88 | 9.6747 | Y | 11.88 | 11.8689 | 11.88
ACI-ACPD8PB | 10008 | 20 | 130004 | 10,000 Ohm Thermistor (Type II), Duct, 8 | Automation Components Inc (ACI) | A/CP-D-8"-PB | 11.88 | 11.8259 | Y | 11.88 | 11.88 | 11.88
ACI-ACPD8PB | 10510 | 22 | 130004 | 10,000 Ohm Thermistor (Type II), Duct, 8 | Automation Components Inc (ACI) | A/CP-D-8"-PB | 11.88 | 11.327 | Y | 11.88 | 11.88 | 11.88
ACI-ACPD8PB | 166553 | 18 | 130004 | 10,000 Ohm Thermistor (Type II), Duct, 8 | Automation Components Inc (ACI) | A/CP-D-8"-PB | 11.88 | 11.88 | Y | 11.88 | 11.88 | 11.88
ACI-ACPD8PB | 166557 | 2 | 130004 | 10,000 Ohm Thermistor (Type II), Duct, 8 | Automation Components Inc (ACI) | A/CP-D-8"-PB | 11.88 | 11.1084 | Y | 11.88 | 11.88 | 11.88
ACI-ACPD8PB | 166560 | 42 | 130004 | 10,000 Ohm Thermistor (Type II), Duct, 8 | Automation Components Inc (ACI) | A/CP-D-8"-PB | 11.88 | 11.6188 | Y | 11.88 | 11.88 | 11.88
ACI-ACPD8PB | 166561 | 9 | 130004 | 10,000 Ohm Thermistor (Type II), Duct, 8 | Automation Components Inc (ACI) | A/CP-D-8"-PB | 11.88 | 10.4486 | Y | 11.88 | 11.88 | 11.88
ACI-ACPD8PB | 173042 | 1 | 130004 | 10,000 Ohm Thermistor (Type II), Duct, 8 | Automation Components Inc (ACI) | A/CP-D-8"-PB | 11.88 | 11.3087 | Y | 11.88 | 11.88 | 11.88
ACI-ACPD8PB | 175883 | 10 | 130004 | 10,000 Ohm Thermistor (Type II), Duct, 8 | Automation Components Inc (ACI) | A/CP-D-8"-PB | 11.88 | 11.88 | Y | 11.88 | 11.88 | 11.88
ACI-ACPD8PB | 175891 | 1 | 130004 | 10,000 Ohm Thermistor (Type II), Duct, 8 | Automation Components Inc (ACI) | A/CP-D-8"-PB | 11.88 | 11.88 | Y | 11.88 | 11.88 | 11.88
ACI-ACPDO126CL2P | 10770 | 2 | 130004 | 10,000 Ohm Thermistor (Type II), Duct, W | Automation Components Inc (ACI) | A/CP-DO-12"-6'CL2P | 15.93 | 12.69 | Y | 15.93 | 12.69 | 15.93
ACI-ACPDO4 | 10006 | 16 | 130004 | 10,000 Ohm Thermistor (Type II), Duct, W | Automation Components Inc (ACI) | A/CP-DO-4" | 10.8 | 8.91 | Y | 10.8 | 9.5522 | 10.8
ACI-ACPDO4 | 10008 | 13 | 130004 | 10,000 Ohm Thermistor (Type II), Duct, W | Automation Components Inc (ACI) | A/CP-DO-4" | 10.8 | 9.5522 | Y | 10.8 | 9.5522 | 10.8
ACI-ACPDO4 | 166557 | 7 | 130004 | 10,000 Ohm Thermistor (Type II), Duct, W | Automation Components Inc (ACI) | A/CP-DO-4" | 10.8 | 8.1 | Y | 10.8 | 9.5522 | 10.8
ACI-ACPDO4 | 166559 | 1 | 130004 | 10,000 Ohm Thermistor (Type II), Duct, W | Automation Components Inc (ACI) | A/CP-DO-4" | 10.8 | 8.0885 | Y | 10.8 | 9.5522 | 10.8
ACI-ACPDO410CL2P | 173042 | 16 | 130004 | 10,000 Ohm Thermistor (Type II), Duct, W | Automation Components Inc (ACI) | A/CP-DO-4"-10'CL2P | 19.71 | 17.1698 | Y | 19.71 | 17.1698 | 19.71
ACI-ACPDO4120CL2PQC | 173042 | 9 | 130004 | 10,000 Ohm Thermistor (Type II), Duct, W | Automation Components Inc (ACI) | A/CP-DO-4"-120"CL2P-QC | 21.87 | 17.55 | N | 21.87 | 17.55 | 21.87
ACI-ACPDO4120CL2PQC | 175883 | 36 | 130004 | 10,000 Ohm Thermistor (Type II), Duct, W | Automation Components Inc (ACI) | A/CP-DO-4"-120"CL2P-QC | 21.87 | 14.5 | Y | 21.87 | 17.55 | 21.87
ACI-ACPDO472CL2PQC | 166557 | 1 | 130004 | 10,000 Ohm Thermistor (Type II), Duct, W | Automation Components Inc (ACI) | A/CP-DO-4"-72"CL2P-QC | 17.82 | 0 | N | 17.82 | 0 | 17.82
ACI-ACPDO496CL2PQC | 173042 | 2 | 130004 | 10,000 Ohm Thermistor (Type II), Duct, W | Automation Components Inc (ACI) | A/CP-DO-4"-96"CL2P-QC | 19.71 | 16.2 | Y | 19.71 | 16.2 | 19.71
ACI-ACPDO6 | 10006 | 5 | 130004 | 10,000 Ohm Thermistor (Type II), Duct, W | Automation Components Inc (ACI) | A/CP-DO-6" | 11.07 | 8.1 | Y | 11.07 | 10.8491 | 11.07
ACI-ACPDO6 | 10008 | 59 | 130004 | 10,000 Ohm Thermistor (Type II), Duct, W | Automation Components Inc (ACI) | A/CP-DO-6" | 11.07 | 9.6311 | Y | 11.07 | 10.8491 | 11.07
ACI-ACPDO6 | 166553 | 16 | 130004 | 10,000 Ohm Thermistor (Type II), Duct, W | Automation Components Inc (ACI) | A/CP-DO-6" | 11.07 | 10.8491 | Y | 11.07 | 10.8491 | 11.07
ACI-ACPDO6 | 166557 | 13 | 130004 | 10,000 Ohm Thermistor (Type II), Duct, W | Automation Components Inc (ACI) | A/CP-DO-6" | 11.07 | 8.91 | Y | 11.07 | 10.8491 | 11.07
ACI-ACPDO6 | 166559 | 4 | 130004 | 10,000 Ohm Thermistor (Type II), Duct, W | Automation Components Inc (ACI) | A/CP-DO-6" | 11.07 | 8.91 | Y | 11.07 | 10.8491 | 11.07
ACI-ACPDO6 | 166561 | 16 | 130004 | 10,000 Ohm Thermistor (Type II), Duct, W | Automation Components Inc (ACI) | A/CP-DO-6" | 11.07 | 10.6281 | Y | 11.07 | 10.8491 | 11.07
ACI-ACPDO610CL2P | 175883 | 44 | 130004 | 10,000 Ohm Thermistor (Type II), Duct, W | Automation Components Inc (ACI) | A/CP-DO-6"-10'CL2P | 18.63 | 12.7616 | Y | 18.63 | 12.7616 | 18.63
ACI-ACPDO610CMP | 175883 | 14 | 130004 | 10,000 Ohm Thermistor (Type II), | Automation Components Inc (ACI) | A/CP-DO-6"-10'CMP | 14.58 | 14.58 | N | 14.58 | 14.58 | 14.58
ACI-ACPDO8 | 10006 | 10 | 130004 | 10,000 Ohm Thermistor (Type II), Duct, W | Automation Components Inc (ACI) | A/CP-DO-8" | 11.07 | 7.804 | Y | 11.07 | 11.07 | 11.07
ACI-ACPDO8 | 10008 | 11 | 130004 | 10,000 Ohm Thermistor (Type II), Duct, W | Automation Components Inc (ACI) | A/CP-DO-8" | 11.07 | 8.4523 | Y | 11.07 | 11.07 | 11.07
ACI-ACPDO8 | 166561 | 10 | 130004 | 10,000 Ohm Thermistor (Type II), Duct, W | Automation Components Inc (ACI) | A/CP-DO-8" | 11.07 | 8.91 | Y | 11.07 | 11.07 | 11.07
ACI-ACPDO8 | 173042 | 6 | 130004 | 10,000 Ohm Thermistor (Type II), Duct, W | Automation Components Inc (ACI) | A/CP-DO-8" | 11.07 | 11.07 | Y | 11.07 | 11.07 | 11.07
ACI-ACPDO8 | 175883 | 7 | 130004 | 10,000 Ohm Thermistor (Type II), Duct, W | Automation Components Inc (ACI) | A/CP-DO-8" | 11.07 | 8.7574 | Y | 11.07 | 11.07 | 11.07
ACI-ACPDO8120CL2PQC | 175883 | 8 | 130004 | 10,000 Ohm Thermistor (Type II), Duct, W | Automation Components Inc (ACI) | A/CP-DO-8"-120"CL2P-QC | 21.06 | 14.04 | N | 21.06 | 14.04 | 21.06
ACI-ACPFA12PB | 10008 | 2 | 130004 | 10,000 Ohm Thermistor (Type II), Flexibl | Automation Components Inc (ACI) | A/CP-FA-12'-PB | 82.08 | 80.106 | Y | 82.08 | 82.08 | 82.08
ACI-ACPFA12PB | 10510 | 2 | 130004 | 10,000 Ohm Thermistor (Type II), Flexibl | Automation Components Inc (ACI) | A/CP-FA-12'-PB | 82.08 | 82.08 | Y | 82.08 | 82.08 | 82.08
ACI-ACPFA12PB | 166553 | 1 | 130004 | 10,000 Ohm Thermistor (Type II), Flexibl | Automation Components Inc (ACI) | A/CP-FA-12'-PB | 82.08 | 73.44 | Y | 82.08 | 82.08 | 82.08
ACI-ACPFA12PB | 166557 | 3 | 130004 | 10,000 Ohm Thermistor (Type II), Flexibl | Automation Components Inc (ACI) | A/CP-FA-12'-PB | 82.08 | 76.32 | Y | 82.08 | 82.08 | 82.08
ACI-ACPFA12PB | 166561 | 1 | 130004 | 10,000 Ohm Thermistor (Type II), Flexibl | Automation Components Inc (ACI) | A/CP-FA-12'-PB | 82.08 | 73.44 | Y | 82.08 | 82.08 | 82.08
ACI-ACPFA12PB | 175883 | 4 | 130004 | 10,000 Ohm Thermistor (Type II), Flexibl | Automation Components Inc (ACI) | A/CP-FA-12'-PB | 82.08 | 67.23 | N | 82.08 | 82.08 | 82.08
ACI-ACPFA24PB | 10008 | 8 | 130004 | 10,000 Ohm Thermistor (Type II), Flexibl | Automation Components Inc (ACI) | A/CP-FA-24'-PB | 99.36 | 99.36 | Y | 99.36 | 99.36 | 99.36
ACI-ACPFA24PB | 10510 | 0 | 130004 | 10,000 Ohm Thermistor (Type II), Flexibl | Automation Components Inc (ACI) | A/CP-FA-24'-PB | 99.36 | 83.16 | Y | 99.36 | 99.36 | 99.36
ACI-ACPFA24PB | 166553 | 1 | 130004 | 10,000 Ohm Thermistor (Type II), Flexibl | Automation Components Inc (ACI) | A/CP-FA-24'-PB | 99.36 | 86.94 | Y | 99.36 | 99.36 | 99.36
ACI-ACPFA24PB | 166557 | 3 | 130004 | 10,000 Ohm Thermistor (Type II), Flexibl | Automation Components Inc (ACI) | A/CP-FA-24'-PB | 99.36 | 83.16 | Y | 99.36 | 99.36 | 99.36
ACI-ACPFA24PB | 166561 | 2 | 130004 | 10,000 Ohm Thermistor (Type II), Flexibl | Automation Components Inc (ACI) | A/CP-FA-24'-PB | 99.36 | 92.205 | Y | 99.36 | 99.36 | 99.36
ACI-ACPFA24PB | 175883 | 0 | 130004 | 10,000 Ohm Thermistor (Type II), Flexibl | Automation Components Inc (ACI) | A/CP-FA-24'-PB | 99.36 | 83.16 | N | 99.36 | 99.36 | 99.36
ACI-ACPFA8PB | 166557 | 4 | 130004 | 10,000 Ohm Thermistor (Type II), Flexibl | Automation Components Inc (ACI) | A/CP-FA-8'-PB | 78.03 | 52.11 | Y | 78.03 | 52.11 | 78.03
ACI-ACPFRZ230 | 173042 | 6 | 130004 | 10,000 Ohm Thermistor (Type II), 2in Fre | Automation Components Inc (ACI) | A/CP-FRZ2"-30' | 55.62 | 48.6 | N | 55.62 | 48.6 | 55.62
ACI-ACPI25BB | 166557 | 20 | 130004 | 10,000 Ohm Thermistor (Type II), Immersi | Automation Components Inc (ACI) | A/CP-I-2.5"-BB | 32.4 | 32.0112 | Y | 32.4 | 32.0112 | 32.4
ACI-ACPI25GD | 10006 | 3 | 130004 | 10,000 Ohm Thermistor (Type II), Immersi | Automation Components Inc (ACI) | A/CP-I-2.5"-GD | 26.19 | 15.66 | Y | 26.19 | 24.2505 | 26.19
ACI-ACPI25GD | 10008 | 6 | 130004 | 10,000 Ohm Thermistor (Type II), Immersi | Automation Components Inc (ACI) | A/CP-I-2.5"-GD | 26.19 | 24.2505 | Y | 26.19 | 24.2505 | 26.19
ACI-ACPI25GD | 166559 | 2 | 130004 | 10,000 Ohm Thermistor (Type II), Immersi | Automation Components Inc (ACI) | A/CP-I-2.5"-GD | 26.19 | 23.49 | N | 26.19 | 24.2505 | 26.19
ACI-ACPI25GD | 166561 | 0 | 130004 | 10,000 Ohm Thermistor (Type II), Immersi | Automation Components Inc (ACI) | A/CP-I-2.5"-GD | 26.19 | 21.87 | Y | 26.19 | 24.2505 | 26.19
ACI-ACPI25GD | 173042 | 2 | 130004 | 10,000 Ohm Thermistor (Type II), Immersi | Automation Components Inc (ACI) | A/CP-I-2.5"-GD | 26.19 | 22.0104 | Y | 26.19 | 24.2505 | 26.19
ACI-ACPI25GD | 175891 | 3 | 130004 | 10,000 Ohm Thermistor (Type II), Immersi | Automation Components Inc (ACI) | A/CP-I-2.5"-GD | 26.19 | 22.23 | Y | 26.19 | 24.2505 | 26.19
ACI-ACPI25PB | 10510 | 1 | 130004 | 10,000 Ohm Thermistor (Type II), Immersi | Automation Components Inc (ACI) | A/CP-I-2.5"-PB | 24.84 | 24.84 | Y | 24.84 | 24.84 | 24.84
ACI-ACPI25PB | 175883 | 0 | 130004 | 10,000 Ohm Thermistor (Type II), Immersi | Automation Components Inc (ACI) | A/CP-I-2.5"-PB | 24.84 | 24.84 | N | 24.84 | 24.84 | 24.84
ACI-ACPI4BB | 166557 | 3 | 130004 | 10,000 Ohm Thermistor (Type II), Immersi | Automation Components Inc (ACI) | A/CP-I-4"-BB | 32.4 | 28.89 | Y | 32.4 | 28.89 | 32.4
ACI-ACPI4GD | 10006 | 10 | 130004 | 10,000 Ohm Thermistor (Type II), Immersi | Automation Components Inc (ACI) | A/CP-I-4"-GD | 26.19 | 22.95 | Y | 26.19 | 26.19 | 26.19
ACI-ACPI4GD | 166561 | 3 | 130004 | 10,000 Ohm Thermistor (Type II), Immersi | Automation Components Inc (ACI) | A/CP-I-4"-GD | 26.19 | 22.95 | Y | 26.19 | 26.19 | 26.19
ACI-ACPI4GD | 173042 | 4 | 130004 | 10,000 Ohm Thermistor (Type II), Immersi | Automation Components Inc (ACI) | A/CP-I-4"-GD | 26.19 | 26.19 | Y | 26.19 | 26.19 | 26.19
ACI-ACPI4GD | 175883 | 1 | 130004 | 10,000 Ohm Thermistor (Type II), Immersi | Automation Components Inc (ACI) | A/CP-I-4"-GD | 26.19 | 25.65 | Y | 26.19 | 26.19 | 26.19
ACI-ACPI4GD | 175890 | 1 | 130004 | 10,000 Ohm Thermistor (Type II), Immersi | Automation Components Inc (ACI) | A/CP-I-4"-GD | 26.19 | 22.95 | Y | 26.19 | 26.19 | 26.19
ACI-ACPI6BB | 166557 | 10 | 130004 | 10,000 Ohm Thermistor (Type II), Immersi | Automation Components Inc (ACI) | A/CP-I-6"-BB | 32.4 | 32.4 | Y | 32.4 | 32.4 | 32.4
ACI-ACPI6GD | 166561 | 6 | 130004 | 10,000 Ohm Thermistor (Type II), Immersi | Automation Components Inc (ACI) | A/CP-I-6"-GD | 25.38 | 21.5979 | Y | 25.38 | 21.5979 | 25.38
ACI-ACPIM25GD | 173042 | 1 | 130004 | 10,000 Ohm Thermistor (Type II), Immersi | Automation Components Inc (ACI) | A/CP-IM-2.5"-GD | 31.05 | 25.11 | N | 31.05 | 25.11 | 31.05
ACI-ACPIM44X | 10008 | 0 | 130004 | 10,000 Ohm Thermistor (Type II), Immersi | Automation Components Inc (ACI) | A/CP-IM-4"-4X | 49.14 | 49.14 | N | 49.14 | 49.14 | 49.14
ACI-ACPIM4BB | 173042 | -6 | 130004 | 10,000 Ohm Thermistor (Type II), Immersi | Automation Components Inc (ACI) | A/CP-IM-4"-BB | 42.12 | 42.12 | N | 42.12 | 42.12 | 42.12
ACI-ACPIM4GD | 175888 | 4 | 130004 | 10,000 Ohm Thermistor (Type II), Immersi | Automation Components Inc (ACI) | A/CP-IM-4"-GD | 35.1 | 28.35 | Y | 35.1 | 28.35 | 35.1
ACI-ACPIM8GD | 175888 | 4 | 130004 | 10 K TYPE II IMMERSION SENSOR W/WELL | Automation Components Inc (ACI) | A/CP-IM-8"-GD | 52.65 | 42.93 | Y | 52.65 | 42.93 | 52.65
ACI-ACPINW254X | 166559 | 1 | 130004 | 10,000 Ohm Thermistor (Type II), Immersi | Automation Components Inc (ACI) | A/CP-INW-2.5"-4X | 26.19 | 21.33 | N | 26.19 | 21.33 | 26.19
ACI-ACPINW25PB | 175883 | 23 | 130004 | 10,000 Ohm Thermistor (Type II), Immersi | Automation Components Inc (ACI) | A/CP-INW-2.5"-PB | 12.42 | 10.125 | Y | 12.42 | 10.125 | 12.42
ACI-ACPINW44X | 166559 | 2 | 130004 | 10,000 Ohm Thermistor (Type II), Immersi | Automation Components Inc (ACI) | A/CP-INW-4"-4X | 26.19 | 24.489 | Y | 26.19 | 24.489 | 26.19
ACI-ACPINW44X | 175883 | 2 | 130004 | 10,000 Ohm Thermistor (Type II), Immersi | Automation Components Inc (ACI) | A/CP-INW-4"-4X | 26.19 | 9 | N | 26.19 | 24.489 | 26.19
ACI-ACPINW4GD | 10008 | 4 | 130004 | 10,000 Ohm Thermistor (Type II), Immersi | Automation Components Inc (ACI) | A/CP-INW-4"-GD | 12.42 | 9.99 | Y | 12.42 | 9.99 | 12.42
ACI-ACPINW4PB | 10008 | 25 | 130004 | 10,000 Ohm Thermistor (Type II), Immersi | Automation Components Inc (ACI) | A/CP-INW-4"-PB | 12.42 | 11.9023 | Y | 12.42 | 11.9023 | 12.42
ACI-ACPINW4PB | 166559 | 3 | 130004 | 10,000 Ohm Thermistor (Type II), Immersi | Automation Components Inc (ACI) | A/CP-INW-4"-PB | 12.42 | 11.7324 | Y | 12.42 | 11.9023 | 12.42
ACI-ACPINW4PB | 175883 | 2 | 130004 | 10,000 Ohm Thermistor (Type II), Immersi | Automation Components Inc (ACI) | A/CP-INW-4"-PB | 12.42 | 8.91 | N | 12.42 | 11.9023 | 12.42
ACI-ACPINW64X | 166559 | 2 | 130004 | 10,000 Ohm Thermistor (Type II), Immersi | Automation Components Inc (ACI) | A/CP-INW-6"-4X | 26.19 | 21.2737 | Y | 26.19 | 21.2737 | 26.19
ACI-ACPINW6PB | 166559 | 2 | 130004 | 10,000 Ohm Thermistor (Type II), Immersi | Automation Components Inc (ACI) | A/CP-INW-6"-PB | 12.42 | 11.07 | Y | 12.42 | 11.07 | 12.42
ACI-ACPO4X | 166559 | 1 | 130004 | 10,000 Ohm Thermistor (Type II), Outside | Automation Components Inc (ACI) | A/CP-O-4X | 27 | 27 | Y | 27 | 27 | 27
ACI-ACPOEH | 10006 | 2 | 130004 | 10,000 Ohm Thermistor (Type II), Outside | Automation Components Inc (ACI) | A/CP-O-EH | 20.52 | 19.0543 | Y | 20.52 | 19.5125 | 20.52
ACI-ACPOEH | 10008 | 4 | 130004 | 10,000 Ohm Thermistor (Type II), Outside | Automation Components Inc (ACI) | A/CP-O-EH | 20.52 | 19.0543 | Y | 20.52 | 19.5125 | 20.52
ACI-ACPOEH | 10510 | 5 | 130004 | 10,000 Ohm Thermistor (Type II), Outside | Automation Components Inc (ACI) | A/CP-O-EH | 20.52 | 16.2723 | Y | 20.52 | 19.5125 | 20.52
ACI-ACPOEH | 166553 | 1 | 130004 | 10,000 Ohm Thermistor (Type II), Outside | Automation Components Inc (ACI) | A/CP-O-EH | 20.52 | 19.5125 | Y | 20.52 | 19.5125 | 20.52
ACI-ACPOEH | 166557 | 2 | 130004 | 10,000 Ohm Thermistor (Type II), Outside | Automation Components Inc (ACI) | A/CP-O-EH | 20.52 | 19.17 | Y | 20.52 | 19.5125 | 20.52
ACI-ACPOEH | 166559 | 1 | 130004 | 10,000 Ohm Thermistor (Type II), Outside | Automation Components Inc (ACI) | A/CP-O-EH | 20.52 | 19.44 | Y | 20.52 | 19.5125 | 20.52
ACI-ACPOEH | 166560 | 3 | 130004 | 10,000 Ohm Thermistor (Type II), Outside | Automation Components Inc (ACI) | A/CP-O-EH | 20.52 | 17.82 | Y | 20.52 | 19.5125 | 20.52
ACI-ACPOEH | 166561 | 1 | 130004 | 10,000 Ohm Thermistor (Type II), Outside | Automation Components Inc (ACI) | A/CP-O-EH | 20.52 | 19.5125 | Y | 20.52 | 19.5125 | 20.52
ACI-ACPOEH | 173042 | 1 | 130004 | 10,000 Ohm Thermistor (Type II), Outside | Automation Components Inc (ACI) | A/CP-O-EH | 20.52 | 18.8796 | Y | 20.52 | 19.5125 | 20.52
ACI-ACPOEH | 175883 | 4 | 130004 | 10,000 Ohm Thermistor (Type II), Outside | Automation Components Inc (ACI) | A/CP-O-EH | 20.52 | 17.01 | N | 20.52 | 19.5125 | 20.52
ACI-ACPOEH | 175891 | 1 | 130004 | 10,000 Ohm Thermistor (Type II), Outside | Automation Components Inc (ACI) | A/CP-O-EH | 20.52 | 17.1315 | Y | 20.52 | 19.5125 | 20.52
ACI-ACPPBS | 10006 | 1 | 130004 | 10,000 Ohm Thermistor (Type II), Flush M | Automation Components Inc (ACI) | A/CP-PBS | 22.68 | 19.71 | Y | 22.68 | 20.25 | 22.68
ACI-ACPPBS | 166557 | 0 | 130004 | 10,000 Ohm Thermistor (Type II), Flush M | Automation Components Inc (ACI) | A/CP-PBS | 22.68 | 19.71 | Y | 22.68 | 20.25 | 22.68
ACI-ACPPBS | 166559 | 1 | 130004 | 10,000 Ohm Thermistor (Type II), Flush M | Automation Components Inc (ACI) | A/CP-PBS | 22.68 | 20.205 | Y | 22.68 | 20.25 | 22.68
ACI-ACPPBS | 173042 | 10 | 130004 | 10,000 Ohm Thermistor (Type II), Flush M | Automation Components Inc (ACI) | A/CP-PBS | 22.68 | 20.25 | Y | 22.68 | 20.25 | 22.68
ACI-ACPPBS | 175890 | 10 | 130004 | 10,000 Ohm Thermistor (Type II), Flush M | Automation Components Inc (ACI) | A/CP-PBS | 22.68 | 19.386 | N | 22.68 | 20.25 | 22.68
ACI-ACPPO12 | 166557 | 4 | 130004 | 10,000 Ohm Thermistor (Type II), Probe O | Automation Components Inc (ACI) | A/CP-PO-12" | 8.64 | 5.4 | N | 8.64 | 5.8264 | 8.64
ACI-ACPPO12 | 166561 | 9 | 130004 | 10,000 Ohm Thermistor (Type II), Probe O | Automation Components Inc (ACI) | A/CP-PO-12" | 8.64 | 5.8264 | N | 8.64 | 5.8264 | 8.64
ACI-ACPPO2 | 166553 | 20 | 130004 | 10,000 Ohm Thermistor (Type II), Probe O | Automation Components Inc (ACI) | A/CP-PO-2" | 8.64 | 7.992 | Y | 8.64 | 8.3074 | 8.64
ACI-ACPPO2 | 166557 | 14 | 130004 | 10,000 Ohm Thermistor (Type II), Probe O | Automation Components Inc (ACI) | A/CP-PO-2" | 8.64 | 6.21 | Y | 8.64 | 8.3074 | 8.64
ACI-ACPPO2 | 166560 | 5 | 130004 | 10,000 Ohm Thermistor (Type II), Probe O | Automation Components Inc (ACI) | A/CP-PO-2" | 8.64 | 7.56 | Y | 8.64 | 8.3074 | 8.64
ACI-ACPPO2 | 166561 | 17 | 130004 | 10,000 Ohm Thermistor (Type II), Probe O | Automation Components Inc (ACI) | A/CP-PO-2" | 8.64 | 8.3074 | Y | 8.64 | 8.3074 | 8.64
ACI-ACPPO4 | 10006 | 2 | 130004 | 10,000 Ohm Thermistor (Type II), Probe O | Automation Components Inc (ACI) | A/CP-PO-4" | 8.64 | 5.605 | Y | 8.64 | 8.1697 | 8.64
ACI-ACPPO4 | 166553 | 12 | 130004 | 10,000 Ohm Thermistor (Type II), Probe O | Automation Components Inc (ACI) | A/CP-PO-4" | 8.64 | 6.4015 | Y | 8.64 | 8.1697 | 8.64
ACI-ACPPO4 | 166557 | 19 | 130004 | 10,000 Ohm Thermistor (Type II), Probe O | Automation Components Inc (ACI) | A/CP-PO-4" | 8.64 | 6.4272 | Y | 8.64 | 8.1697 | 8.64
ACI-ACPPO4 | 166559 | 4 | 130004 | 10,000 Ohm Thermistor (Type II), Probe O | Automation Components Inc (ACI) | A/CP-PO-4" | 8.64 | 8.1697 | Y | 8.64 | 8.1697 | 8.64
ACI-ACPPO4 | 166560 | 5 | 130004 | 10,000 Ohm Thermistor (Type II), Probe O | Automation Components Inc (ACI) | A/CP-PO-4" | 8.64 | 7.1743 | Y | 8.64 | 8.1697 | 8.64
ACI-ACPPO4 | 166561 | 10 | 130004 | 10,000 Ohm Thermistor (Type II), Probe O | Automation Components Inc (ACI) | A/CP-PO-4" | 8.64 | 8.0812 | Y | 8.64 | 8.1697 | 8.64
ACI-ACPPO6 | 166553 | 11 | 130004 | 10,000 Ohm Thermistor (Type II), Probe O | Automation Components Inc (ACI) | A/CP-PO-6" | 8.64 | 6.6185 | Y | 8.64 | 8.3481 | 8.64
ACI-ACPPO6 | 166557 | 10 | 130004 | 10,000 Ohm Thermistor (Type II), Probe O | Automation Components Inc (ACI) | A/CP-PO-6" | 8.64 | 7.6736 | Y | 8.64 | 8.3481 | 8.64
ACI-ACPPO6 | 166559 | 13 | 130004 | 10,000 Ohm Thermistor (Type II), Probe O | Automation Components Inc (ACI) | A/CP-PO-6" | 8.64 | 7.359 | Y | 8.64 | 8.3481 | 8.64
ACI-ACPPO6 | 166560 | 3 | 130004 | 10,000 Ohm Thermistor (Type II), Probe O | Automation Components Inc (ACI) | A/CP-PO-6" | 8.64 | 5.2244 | Y | 8.64 | 8.3481 | 8.64
ACI-ACPPO6 | 166561 | 18 | 130004 | 10,000 Ohm Thermistor (Type II), Probe O | Automation Components Inc (ACI) | A/CP-PO-6" | 8.64 | 8.3481 | Y | 8.64 | 8.3481 | 8.64
ACI-ACPPO8 | 166557 | 18 | 130004 | 10,000 Ohm Thermistor (Type II), Probe O | Automation Components Inc (ACI) | A/CP-PO-8" | 8.64 | 7.02 | Y | 8.64 | 7.02 | 8.64
ACI-ACPPO8 | 166559 | 1 | 130004 | 10,000 Ohm Thermistor (Type II), Probe O | Automation Components Inc (ACI) | A/CP-PO-8" | 8.64 | 4.95 | N | 8.64 | 7.02 | 8.64
ACI-ACPPO8 | 166560 | 4 | 130004 | 10,000 Ohm Thermistor (Type II), Probe O | Automation Components Inc (ACI) | A/CP-PO-8" | 8.64 | 5.376 | Y | 8.64 | 7.02 | 8.64
ACI-ACPPO8 | 166561 | 3 | 130004 | 10,000 Ohm Thermistor (Type II), Probe O | Automation Components Inc (ACI) | A/CP-PO-8" | 8.64 | 5.8382 | Y | 8.64 | 7.02 | 8.64
ACI-ACPR | 10510 | 4 | 130004 | 10,000 Ohm Thermistor (Type II), Room (R | Automation Components Inc (ACI) | A/CP-R | 9.99 | 9.99 | Y | 9.99 | 9.99 | 9.99
ACI-ACPR | 166559 | 8 | 130004 | 10,000 Ohm Thermistor (Type II), Room (R | Automation Components Inc (ACI) | A/CP-R | 9.99 | 9.99 | Y | 9.99 | 9.99 | 9.99
ACI-ACPR | 175883 | 1 | 130004 | 10,000 Ohm Thermistor (Type II), Room (R | Automation Components Inc (ACI) | A/CP-R | 9.99 | 8.1 | N | 9.99 | 9.99 | 9.99
ACI-ACPR | 175891 | 1 | 130004 | 10,000 Ohm Thermistor (Type II), Room (R | Automation Components Inc (ACI) | A/CP-R | 9.99 | 8.64 | Y | 9.99 | 9.99 | 9.99
ACI-ACPR2 | 10006 | 4 | 130004 | 10,000 Ohm Thermistor (Type II), Room (R | Automation Components Inc (ACI) | A/CP-R2 | 9.99 | 5.4 | Y | 9.99 | 9.99 | 9.99
ACI-ACPR2 | 10008 | 1 | 130004 | 10,000 Ohm Thermistor (Type II), Room (R | Automation Components Inc (ACI) | A/CP-R2 | 9.99 | 9.99 | Y | 9.99 | 9.99 | 9.99
ACI-ACPR2 | 166553 | 32 | 130004 | 10,000 Ohm Thermistor (Type II), Room (R | Automation Components Inc (ACI) | A/CP-R2 | 9.99 | 9.3523 | Y | 9.99 | 9.99 | 9.99
ACI-ACPR2 | 166557 | 10 | 130004 | 10,000 Ohm Thermistor (Type II), Room (R | Automation Components Inc (ACI) | A/CP-R2 | 9.99 | 9.8685 | Y | 9.99 | 9.99 | 9.99
ACI-ACPR2 | 166559 | 29 | 130004 | 10,000 Ohm Thermistor (Type II), Room (R | Automation Components Inc (ACI) | A/CP-R2 | 9.99 | 9.7909 | Y | 9.99 | 9.99 | 9.99
ACI-ACPR2 | 166560 | 3 | 130004 | 10,000 Ohm Thermistor (Type II), Room (R | Automation Components Inc (ACI) | A/CP-R2 | 9.99 | 8.64 | Y | 9.99 | 9.99 | 9.99
ACI-ACPR2 | 166561 | 20 | 130004 | 10,000 Ohm Thermistor (Type II), Room (R | Automation Components Inc (ACI) | A/CP-R2 | 9.99 | 9.7612 | Y | 9.99 | 9.99 | 9.99
ACI-ACPR2 | 173042 | 1 | 130004 | 10,000 Ohm Thermistor (Type II), Room (R | Automation Components Inc (ACI) | A/CP-R2 | 9.99 | 9.99 | Y | 9.99 | 9.99 | 9.99
ACI-ACPR2 | 175883 | 8 | 130004 | 10,000 Ohm Thermistor (Type II), Room (R | Automation Components Inc (ACI) | A/CP-R2 | 9.99 | 9.5923 | Y | 9.99 | 9.99 | 9.99
ACI-ACPR2 | 175888 | 4 | 130004 | 10,000 Ohm Thermistor (Type II), Room (R | Automation Components Inc (ACI) | A/CP-R2 | 9.99 | 8.181 | Y | 9.99 | 9.99 | 9.99
ACI-ACPR2 | 175890 | 8 | 130004 | 10,000 Ohm Thermistor (Type II), Room (R | Automation Components Inc (ACI) | A/CP-R2 | 9.99 | 8.262 | Y | 9.99 | 9.99 | 9.99
ACI-ACPR2 | 175891 | 2 | 130004 | 10,000 Ohm Thermistor (Type II), Room (R | Automation Components Inc (ACI) | A/CP-R2 | 9.99 | 9.99 | Y | 9.99 | 9.99 | 9.99
ACI-ACPR2SA03G5 | 10008 | 3 | 130004 | 10,000 Ohm Thermistor (Type II), Room (R | Automation Components Inc (ACI) | A/CP-R2S-A03-G5 | 18.09 | 15.66 | N | 18.09 | 15.66 | 18.09
ACI-ACPR2SA09C5 | 166559 | 1 | 130004 | 10,000 Ohm Thermistor (Type II), Room (R | Automation Components Inc (ACI) | A/CP-R2S-A09-C5 | 18.09 | 12.96 | N | 18.09 | 12.96 | 18.09
ACI-ACPR2SLCD10KDACOOLWARM | 10008 | 2 | 130004 | Thermostat, Wall | Automation Components Inc (ACI) | A/CP-R2S-LCD-10K-DA-COOL/WARM-BCS | 36.45 | 36.45 | N | 36.45 | 36.45 | 36.45
ACI-ACPR2SO | 166559 | 4 | 130004 | 10K TYPE 2 wall, PB, 0-10K SP | Automation Components Inc (ACI) | A/CPR2SO-BCS | 16.3391 | 18.9 | N | 16.3391 | 18.9 | 18.9
ACI-ACPR2SOA02G5 | 175883 | 1 | 130004 | 10,000 Ohm Thermistor (Type II), Room (R | Automation Components Inc (ACI) | A/CP-R2SO-A02-G5 | 21.33 | 17.82 | N | 21.33 | 17.82 | 21.33
ACI-ACPR2SOA03C5 | 166559 | 4 | 130004 | 10,000 Ohm Thermistor (Type II), Room (R | Automation Components Inc (ACI) | A/CP-R2SO-A03-C5 | 22.14 | 19.17 | N | 22.14 | 19.17 | 22.14
ACI-ACPRA12PB | 173042 | 1 | 130004 | 10,000 Ohm Thermistor (Type II), Rigid P | Automation Components Inc (ACI) | A/CP-RA-12"-PB | 40.23 | 32.67 | N | 40.23 | 32.67 | 40.23
ACI-ACPRA24GD | 175891 | 8 | 130004 | 10,000 Ohm Thermistor (Type II), Rigid P | Automation Components Inc (ACI) | A/CP-RA-24"-GD | 41.58 | 28.806 | Y | 41.58 | 28.806 | 41.58
ACI-ACPRA36GD | 175891 | 4 | 130004 | 10,000 Ohm Thermistor (Type II), Rigid P | Automation Components Inc (ACI) | A/CP-RA-36"-GD | 42.66 | 38.07 | Y | 42.66 | 38.07 | 42.66
ACI-ACPRA48GD | 175891 | 4 | 130004 | 10,000 Ohm Thermistor (Type II), Rigid P | Automation Components Inc (ACI) | A/CP-RA-48"-GD | 46.71 | 28.7611 | N | 46.71 | 28.7611 | 46.71
ACI-ACPRSO | 166561 | 1 | 130004 | 10K TYPE II ROOM SENSOR WITH SETPOINT & | Automation Components Inc (ACI) | A/CP-RSO-BCS | 15.2182 | 14.6111 | N | 15.2182 | 14.6111 | 15.2182
ACI-ACPRSORJ6 | 166560 | 1 | 130004 | 10K TYPE II ROOM SENSOR | Automation Components Inc (ACI) | A/CP-RSO-RJ6-BCS | 14.1 | 14.1 | N | 14.1 | 14.1 | 14.1
ACI-ACPS10GD | 166561 | 2 | 130004 | 10,000 Ohm Thermistor (Type II), Strap O | Automation Components Inc (ACI) | A/CP-S10-GD | 24.84 | 21.6 | N | 24.84 | 21.6 | 24.84
ACI-ACPS4X | 166553 | 5 | 130004 | 10,000 Ohm Thermistor (Type II), Strap O | Automation Components Inc (ACI) | A/CP-S-4X | 31.32 | 27.2083 | Y | 31.32 | 27.99 | 31.32
ACI-ACPS4X | 166559 | 3 | 130004 | 10,000 Ohm Thermistor (Type II), Strap O | Automation Components Inc (ACI) | A/CP-S-4X | 31.32 | 27.99 | Y | 31.32 | 27.99 | 31.32
ACI-ACPS4X | 166561 | 3 | 130004 | 10,000 Ohm Thermistor (Type II), Strap O | Automation Components Inc (ACI) | A/CP-S-4X | 31.32 | 26.64 | Y | 31.32 | 27.99 | 31.32
ACI-ACPSBS | 166553 | 4 | 130004 | 10,000 Ohm Thermistor (Type II), Flush M | Automation Components Inc (ACI) | A/CP-SBS | 35.91 | 34.0068 | Y | 35.91 | 34.0068 | 35.91
ACI-ACPSBS | 166559 | 2 | 130004 | 10,000 Ohm Thermistor (Type II), Flush M | Automation Components Inc (ACI) | A/CP-SBS | 35.91 | 33.0684 | Y | 35.91 | 34.0068 | 35.91
ACI-ACPSBS | 173042 | 1 | 130004 | 10,000 Ohm Thermistor (Type II), Flush M | Automation Components Inc (ACI) | A/CP-SBS | 35.91 | 29.97 | N | 35.91 | 34.0068 | 35.91
ACI-ACPSGD | 10006 | 3 | 130004 | 10,000 Ohm Thermistor (Type II), Strap O | Automation Components Inc (ACI) | A/CP-S-GD | 18.09 | 13.86 | Y | 18.09 | 15.66 | 18.09
ACI-ACPSGD | 10008 | 72 | 130004 | 10,000 Ohm Thermistor (Type II), Strap O | Automation Components Inc (ACI) | A/CP-S-GD | 18.09 | 15.3898 | Y | 18.09 | 15.66 | 18.09
ACI-ACPSGD | 10510 | 6 | 130004 | 10,000 Ohm Thermistor (Type II), Strap O | Automation Components Inc (ACI) | A/CP-S-GD | 18.09 | 14.7082 | Y | 18.09 | 15.66 | 18.09
ACI-ACPSGD | 166553 | 2 | 130004 | 10,000 Ohm Thermistor (Type II), Strap O | Automation Components Inc (ACI) | A/CP-S-GD | 18.09 | 14.31 | Y | 18.09 | 15.66 | 18.09
ACI-ACPSGD | 166561 | 5 | 130004 | 10,000 Ohm Thermistor (Type II), Strap O | Automation Components Inc (ACI) | A/CP-S-GD | 18.09 | 15.66 | Y | 18.09 | 15.66 | 18.09
ACI-ACPSGD | 173042 | 5 | 130004 | 10,000 Ohm Thermistor (Type II), Strap O | Automation Components Inc (ACI) | A/CP-S-GD | 18.09 | 15.48 | Y | 18.09 | 15.66 | 18.09
ACI-ACPSGD | 175888 | 4 | 130004 | 10,000 Ohm Thermistor (Type II), Strap O | Automation Components Inc (ACI) | A/CP-S-GD | 18.09 | 15.12 | Y | 18.09 | 15.66 | 18.09
ACI-ACPSP | 10006 | 13 | 130004 | 10,000 Ohm Thermistor (Type II), Wall Pl | Automation Components Inc (ACI) | A/CP-SP | 10.8 | 8.91 | Y | 10.8 | 10.8 | 10.8
ACI-ACPSP | 10008 | 16 | 130004 | 10,000 Ohm Thermistor (Type II), Wall Pl | Automation Components Inc (ACI) | A/CP-SP | 10.8 | 10.3882 | Y | 10.8 | 10.8 | 10.8
ACI-ACPSP | 10510 | 5 | 130004 | 10,000 Ohm Thermistor (Type II), Wall Pl | Automation Components Inc (ACI) | A/CP-SP | 10.8 | 10.5825 | Y | 10.8 | 10.8 | 10.8
ACI-ACPSP | 166553 | 4 | 130004 | 10,000 Ohm Thermistor (Type II), Wall Pl | Automation Components Inc (ACI) | A/CP-SP | 10.8 | 10.8 | Y | 10.8 | 10.8 | 10.8
ACI-ACPSP | 166557 | 5 | 130004 | 10,000 Ohm Thermistor (Type II), Wall Pl | Automation Components Inc (ACI) | A/CP-SP | 10.8 | 9.45 | Y | 10.8 | 10.8 | 10.8
ACI-ACPSP | 166559 | 15 | 130004 | 10,000 Ohm Thermistor (Type II), Wall Pl | Automation Components Inc (ACI) | A/CP-SP | 10.8 | 10.6847 | Y | 10.8 | 10.8 | 10.8
ACI-ACPSP | 166561 | 1 | 130004 | 10,000 Ohm Thermistor (Type II), Wall Pl | Automation Components Inc (ACI) | A/CP-SP | 10.8 | 9.45 | Y | 10.8 | 10.8 | 10.8
ACI-ACPSP | 173042 | 22 | 130004 | 10,000 Ohm Thermistor (Type II), Wall Pl | Automation Components Inc (ACI) | A/CP-SP | 10.8 | 10.5648 | Y | 10.8 | 10.8 | 10.8
ACI-ACPSP | 175883 | 20 | 130004 | 10,000 Ohm Thermistor (Type II), Wall Pl | Automation Components Inc (ACI) | A/CP-SP | 10.8 | 10.8 | Y | 10.8 | 10.8 | 10.8
ACI-ACPSP | 175891 | 5 | 130004 | 10,000 Ohm Thermistor (Type II), Wall Pl | Automation Components Inc (ACI) | A/CP-SP | 10.8 | 10.545 | Y | 10.8 | 10.8 | 10.8
ACI-ACPSPB | 166559 | 2 | 130004 | 10,000 Ohm Thermistor (Type II), Strap O | Automation Components Inc (ACI) | A/CP-S-PB | 17.28 | 16.2 | Y | 17.28 | 16.2 | 17.28
ACI-ACPSPB | 166560 | 3 | 130004 | 10,000 Ohm Thermistor (Type II), Strap O | Automation Components Inc (ACI) | A/CP-S-PB | 17.28 | 13.77 | Y | 17.28 | 16.2 | 17.28
ACI-ACPSPB | 173042 | 2 | 130004 | 10,000 Ohm Thermistor (Type II), Strap O | Automation Components Inc (ACI) | A/CP-S-PB | 17.28 | 15.462 | Y | 17.28 | 16.2 | 17.28
ACI-ACPSPB | 175883 | 3 | 130004 | 10,000 Ohm Thermistor (Type II), Strap O | Automation Components Inc (ACI) | A/CP-S-PB | 17.28 | 13.23 | Y | 17.28 | 16.2 | 17.28
ACI-ACPW | 10006 | 3 | 130004 | Raw Sensor 10k ohm Type 2 Rugged | Automation Components Inc (ACI) | A/CP-W | 12.96 | 10.53 | Y | 12.96 | 12.1173 | 12.96
ACI-ACPW | 10008 | 10 | 130004 | Raw Sensor 10k ohm Type 2 Rugged | Automation Components Inc (ACI) | A/CP-W | 12.96 | 10.5375 | Y | 12.96 | 12.1173 | 12.96
ACI-ACPW | 166557 | 2 | 130004 | Raw Sensor 10k ohm Type 2 Rugged | Automation Components Inc (ACI) | A/CP-W | 12.96 | 12.1173 | Y | 12.96 | 12.1173 | 12.96
ACI-ACPW | 166561 | 7 | 130004 | Raw Sensor 10k ohm Type 2 Rugged | Automation Components Inc (ACI) | A/CP-W | 12.96 | 9.2055 | N | 12.96 | 12.1173 | 12.96
ACI-ACR24AC10A | 166559 | 3 | 130004 | Command Relay, Nom. Coil Voltage: 24 VAC | Automation Components Inc (ACI) | A/CR-24AC-10A | 32.8 | 12.16 | N | 32.8 | 12.16 | 32.8
ACI-ACS | 10006 | 1 | 130004 | CURRENT SWITCH, SOLID CORE, .5A TRIP, N. | Automation Components Inc (ACI) | A/CS-BCS | 17.11 | 17.11 | N | 17.11 | 17.11 | 17.11
ACI-ACSID18PB | 10008 | 2 | 130004 | 10,000 Ohm Thermistor (CSI), Duct, 18in, | Automation Components Inc (ACI) | A/CSI-D-18"-PB | 12.96 | 7.29 | N | 12.96 | 7.29 | 12.96
ACI-ACSIPO6 | 166557 | 2 | 130004 | 10,000 Ohm Thermistor (CSI), Probe Only, | Automation Components Inc (ACI) | A/CSI-PO-6" | 8.64 | 7.4 | N | 8.64 | 7.4 | 8.64
ACI-ACSIR2 | 166557 | 1 | 130004 | 10,000 Ohm Thermistor (CSI), Room (R2) | Automation Components Inc (ACI) | A/CSI-R2 | 9.45 | 4 | N | 9.45 | 4 | 9.45
ACI-ACSL | 10008 | 10 | 130004 | 0.2A Trip, 0-250 Amp Operating Range, N/ | Automation Components Inc (ACI) | A/CS-L-BCS | 17.28 | 17.28 | N | 17.28 | 17.28 | 17.28
ACI-ACUCT075R50333 | 10008 | 0 | 130004 | Current Transformer, 50A, High Accuracy, | Automation Components Inc (ACI) | ACUCT-075R-50:333 | 67.2 | 0 | N | 67.2 | 0 | 67.2
ACI-ACUCT100R100333 | 10008 | 0 | 130004 | Current Transformer, 100A, High Accuracy | Automation Components Inc (ACI) | ACUCT-100R-100:333 | 88.8 | 0 | N | 88.8 | 0 | 88.8
ACI-ADLP001WUDA0 | 10008 | 8 | 130004 | Differential Pressure, (0.5% Acc), 0.1 | Automation Components Inc (ACI) | A/DLP-001-W-U-D-A-0 | 129.92 | 112.8441 | Y | 129.92 | 129.92 | 129.92
ACI-ADLP001WUDA0 | 10510 | 0 | 130004 | Differential Pressure, (0.5% Acc), 0.1 | Automation Components Inc (ACI) | A/DLP-001-W-U-D-A-0 | 129.92 | 113.1812 | N | 129.92 | 129.92 | 129.92
ACI-ADLP001WUDA0 | 166553 | 5 | 130004 | Differential Pressure, (0.5% Acc), 0.1 | Automation Components Inc (ACI) | A/DLP-001-W-U-D-A-0 | 129.92 | 113.1812 | Y | 129.92 | 129.92 | 129.92
ACI-ADLP001WUDA0 | 166561 | 2 | 130004 | Differential Pressure, (0.5% Acc), 0.1 | Automation Components Inc (ACI) | A/DLP-001-W-U-D-A-0 | 129.92 | 108.75 | N | 129.92 | 129.92 | 129.92
ACI-ADLP001WUDA0 | 173042 | 8 | 130004 | Differential Pressure, (0.5% Acc), 0.1 | Automation Components Inc (ACI) | A/DLP-001-W-U-D-A-0 | 129.92 | 108.75 | N | 129.92 | 129.92 | 129.92
ACI-ADLP001WUDA0 | 175891 | 2 | 130004 | Differential Pressure, (0.5% Acc), 0.1 | Automation Components Inc (ACI) | A/DLP-001-W-U-D-A-0 | 129.92 | 129.92 | Y | 129.92 | 129.92 | 129.92
ACI-ADLP001WUDA3 | 10006 | 5 | 130004 | Differential Pressure, (0.5% Acc), 0.1, | Automation Components Inc (ACI) | A/DLP-001-W-U-D-A-3 | 145.58 | 114.55 | Y | 145.58 | 139.8784 | 145.58
ACI-ADLP001WUDA3 | 10008 | 28 | 130004 | Differential Pressure, (0.5% Acc), 0.1, | Automation Components Inc (ACI) | A/DLP-001-W-U-D-A-3 | 145.58 | 126.7939 | Y | 145.58 | 139.8784 | 145.58
ACI-ADLP001WUDA3 | 10770 | 2 | 130004 | Differential Pressure, (0.5% Acc), 0.1, | Automation Components Inc (ACI) | A/DLP-001-W-U-D-A-3 | 145.58 | 114.55 | Y | 145.58 | 139.8784 | 145.58
ACI-ADLP001WUDA3 | 166553 | 1 | 130004 | Differential Pressure, (0.5% Acc), 0.1, | Automation Components Inc (ACI) | A/DLP-001-W-U-D-A-3 | 145.58 | 112.23 | N | 145.58 | 139.8784 | 145.58
ACI-ADLP001WUDA3 | 166557 | 10 | 130004 | Differential Pressure, (0.5% Acc), 0.1, | Automation Components Inc (ACI) | A/DLP-001-W-U-D-A-3 | 145.58 | 135.0232 | Y | 145.58 | 139.8784 | 145.58
ACI-ADLP001WUDA3 | 166559 | 1 | 130004 | Differential Pressure, (0.5% Acc), 0.1, | Automation Components Inc (ACI) | A/DLP-001-W-U-D-A-3 | 145.58 | 131.3258 | Y | 145.58 | 139.8784 | 145.58
ACI-ADLP001WUDA3 | 166561 | 5 | 130004 | Differential Pressure, (0.5% Acc), 0.1, | Automation Components Inc (ACI) | A/DLP-001-W-U-D-A-3 | 145.58 | 139.8784 | Y | 145.58 | 139.8784 | 145.58
ACI-ADLP001WUDA3 | 175883 | 7 | 130004 | Differential Pressure, (0.5% Acc), 0.1, | Automation Components Inc (ACI) | A/DLP-001-W-U-D-A-3 | 145.58 | 122.09 | N | 145.58 | 139.8784 | 145.58
ACI-ADLP001WUNA0 | 10008 | 1 | 130004 | Differential Pressure, (0.5% Acc), 0.1, | Automation Components Inc (ACI) | A/DLP-001-W-U-N-A-0 | 104.11 | 104.11 | Y | 104.11 | 104.11 | 104.11
ACI-ADLP001WUNA0 | 10510 | 4 | 130004 | Differential Pressure, (0.5% Acc), 0.1, | Automation Components Inc (ACI) | A/DLP-001-W-U-N-A-0 | 104.11 | 91.06 | Y | 104.11 | 104.11 | 104.11
ACI-ADLP001WUNA0 | 175891 | 1 | 130004 | Differential Pressure, (0.5% Acc), 0.1, | Automation Components Inc (ACI) | A/DLP-001-W-U-N-A-0 | 104.11 | 104.11 | Y | 104.11 | 104.11 | 104.11
ACI-ADLP001WUNA3 | 10006 | 3 | 130004 | Differential Pressure, (0.5% Acc), 0.1, | Automation Components Inc (ACI) | A/DLP-001-W-U-N-A-3 | 119.48 | 104.4 | Y | 119.48 | 119.48 | 119.48
ACI-ADLP001WUNA3 | 10008 | 2 | 130004 | Differential Pressure, (0.5% Acc), 0.1, | Automation Components Inc (ACI) | A/DLP-001-W-U-N-A-3 | 119.48 | 104.4 | Y | 119.48 | 119.48 | 119.48
ACI-ADLP001WUNA3 | 166561 | 3 | 130004 | Differential Pressure, (0.5% Acc), 0.1, | Automation Components Inc (ACI) | A/DLP-001-W-U-N-A-3 | 119.48 | 119.48 | Y | 119.48 | 119.48 | 119.48
ACI-ADLP001WUNA3 | 175883 | 1 | 130004 | Differential Pressure, (0.5% Acc), 0.1, | Automation Components Inc (ACI) | A/DLP-001-W-U-N-A-3 | 119.48 | 100.05 | N | 119.48 | 119.48 | 119.48
ACI-ADLP001WUNA3 | 175890 | 2 | 130004 | Differential Pressure, (0.5% Acc), 0.1, | Automation Components Inc (ACI) | A/DLP-001-W-U-N-A-3 | 119.48 | 79.1411 | N | 119.48 | 119.48 | 119.48
ACI-ADLP010WUDA0 | 10008 | 15 | 130004 | Differential Pressure, (0.5% Acc), 1, 2, | Automation Components Inc (ACI) | A/DLP-010-W-U-D-A-0 | 129.92 | 124.0851 | Y | 129.92 | 128.8268 | 129.92
ACI-ADLP010WUDA0 | 166553 | 10 | 130004 | Differential Pressure, (0.5% Acc), 1, 2, | Automation Components Inc (ACI) | A/DLP-010-W-U-D-A-0 | 129.92 | 127.7247 | Y | 129.92 | 128.8268 | 129.92
ACI-ADLP010WUDA0 | 173042 | 2 | 130004 | Differential Pressure, (0.5% Acc), 1, 2, | Automation Components Inc (ACI) | A/DLP-010-W-U-D-A-0 | 129.92 | 122.9962 | Y | 129.92 | 128.8268 | 129.92
ACI-ADLP010WUDA0 | 175883 | 6 | 130004 | Differential Pressure, (0.5% Acc), 1, 2, | Automation Components Inc (ACI) | A/DLP-010-W-U-D-A-0 | 129.92 | 128.8268 | Y | 129.92 | 128.8268 | 129.92
ACI-ADLP010WUDA0 | 175891 | 1 | 130004 | Differential Pressure, (0.5% Acc), 1, 2, | Automation Components Inc (ACI) | A/DLP-010-W-U-D-A-0 | 129.92 | 119.48 | Y | 129.92 | 128.8268 | 129.92
ACI-ADLP010WUDA3 | 10006 | 0 | 130004 | Differential Pressure, (0.5% Acc), 1, 2, | Automation Components Inc (ACI) | A/DLP-010-W-U-D-A-3 | 145.58 | 121.9735 | Y | 145.58 | 145.58 | 145.58
ACI-ADLP010WUDA3 | 10008 | -59 | 130004 | Differential Pressure, (0.5% Acc), 1, 2, | Automation Components Inc (ACI) | A/DLP-010-W-U-D-A-3 | 145.58 | 145.2755 | Y | 145.58 | 145.58 | 145.58
ACI-ADLP010WUDA3 | 10510 | 0 | 130004 | Differential Pressure, (0.5% Acc), 1, 2, | Automation Components Inc (ACI) | A/DLP-010-W-U-D-A-3 | 145.58 | 139.0654 | N | 145.58 | 145.58 | 145.58
ACI-ADLP010WUDA3 | 166553 | 3 | 130004 | Differential Pressure, (0.5% Acc), 1, 2, | Automation Components Inc (ACI) | A/DLP-010-W-U-D-A-3 | 145.58 | 134.4288 | Y | 145.58 | 145.58 | 145.58
ACI-ADLP010WUDA3 | 166557 | 1 | 130004 | Differential Pressure, (0.5% Acc), 1, 2, | Automation Components Inc (ACI) | A/DLP-010-W-U-D-A-3 | 145.58 | 139.0654 | Y | 145.58 | 145.58 | 145.58
ACI-ADLP010WUDA3 | 166559 | 1 | 130004 | Differential Pressure, (0.5% Acc), 1, 2, | Automation Components Inc (ACI) | A/DLP-010-W-U-D-A-3 | 145.58 | 140.3629 | Y | 145.58 | 145.58 | 145.58
ACI-ADLP010WUDA3 | 166560 | 4 | 130004 | Differential Pressure, (0.5% Acc), 1, 2, | Automation Components Inc (ACI) | A/DLP-010-W-U-D-A-3 | 145.58 | 130.21 | Y | 145.58 | 145.58 | 145.58
ACI-ADLP010WUDA3 | 166561 | 1 | 130004 | Differential Pressure, (0.5% Acc), 1, 2, | Automation Components Inc (ACI) | A/DLP-010-W-U-D-A-3 | 145.58 | 139.2161 | Y | 145.58 | 145.58 | 145.58
ACI-ADLP010WUDA3 | 175891 | 1 | 130004 | Differential Pressure, (0.5% Acc), 1, 2, | Automation Components Inc (ACI) | A/DLP-010-W-U-D-A-3 | 145.58 | 145.58 | Y | 145.58 | 145.58 | 145.58
ACI-ADLP010WUNA0 | 10008 | 10 | 130004 | Differential Pressure, (0.5% Acc), 1, 2, | Automation Components Inc (ACI) | A/DLP-010-W-U-N-A-0 | 104.11 | 81.7362 | Y | 104.11 | 104.11 | 104.11
ACI-ADLP010WUNA0 | 10510 | 11 | 130004 | Differential Pressure, (0.5% Acc), 1, 2, | Automation Components Inc (ACI) | A/DLP-010-W-U-N-A-0 | 104.11 | 99.5493 | Y | 104.11 | 104.11 | 104.11
ACI-ADLP010WUNA0 | 173042 | 9 | 130004 | Differential Pressure, (0.5% Acc), 1, 2, | Automation Components Inc (ACI) | A/DLP-010-W-U-N-A-0 | 104.11 | 91.9701 | Y | 104.11 | 104.11 | 104.11
ACI-ADLP010WUNA0 | 175883 | 3 | 130004 | Differential Pressure, (0.5% Acc), 1, 2, | Automation Components Inc (ACI) | A/DLP-010-W-U-N-A-0 | 104.11 | 104.11 | Y | 104.11 | 104.11 | 104.11
ACI-ADLP010WUNA0 | 175891 | 5 | 130004 | Differential Pressure, (0.5% Acc), 1, 2, | Automation Components Inc (ACI) | A/DLP-010-W-U-N-A-0 | 104.11 | 104.11 | Y | 104.11 | 104.11 | 104.11
ACI-ADLP010WUNA3 | 10008 | 2 | 130004 | Differential Pressure, (0.5% Acc), 1, 2, | Automation Components Inc (ACI) | A/DLP-010-W-U-N-A-3 | 119.48 | 109.91 | Y | 119.48 | 115.92 | 119.48
ACI-ADLP010WUNA3 | 166560 | 10 | 130004 | Differential Pressure, (0.5% Acc), 1, 2, | Automation Components Inc (ACI) | A/DLP-010-W-U-N-A-3 | 119.48 | 115.92 | Y | 119.48 | 115.92 | 119.48
ACI-ADLP010WUNA3 | 175890 | 4 | 130004 | Differential Pressure, (0.5% Acc), 1, 2, | Automation Components Inc (ACI) | A/DLP-010-W-U-N-A-3 | 119.48 | 100.05 | Y | 119.48 | 115.92 | 119.48
ACI-ADLPD50WBNB0C0PS | 173042 | 1 | 130004 | Differential Low Pressure, 0.50 inWC, Bi | Automation Components Inc (ACI) | A/DLP-D50-W-B-N-B-0-C-0P-S | 142.39 | 92.8 | N | 142.39 | 92.8 | 142.39
ACI-ADP2210 | 10008 | 1 | 130004 | /- 0.5"WC Pressure Transducer 0-10VDC O | Automation Components Inc (ACI) | A/DP2-2-10-BCS | 97.15 | 97.15 | N | 97.15 | 97.15 | 97.15
ACI-ADP2520 | 166559 | 1 | 130004 | DP Xmtr, 0-0.5" w/c, 4-20mA out | Automation Components Inc (ACI) | A/DP2520-BCS | 97.1169 | 97.1169 | N | 97.1169 | 97.1169 | 97.1169
ACI-ADRCDLP | 10008 | 6 | 130004 | Din Rail Mounting, DLP | Automation Components Inc (ACI) | A/DRC-DLP | 4.93 | 3.77 | Y | 4.93 | 3.77 | 4.93
ACI-AFLS10A | 10510 | 1 | 130004 | Freeze Stat (FLS), 10ft Capillary, Autom | Automation Components Inc (ACI) | A/FLS-10-A | 208 | 174.4 | Y | 208 | 174.4 | 208
ACI-AFLS10M | 10510 | 1 | 130004 | Freeze Stat (FLS), 10ft Capillary, Manua | Automation Components Inc (ACI) | A/FLS-10-M | 216.8 | 177.6 | Y | 216.8 | 177.6 | 216.8
ACI-AFLS20A | 10510 | 1 | 130004 | Freeze Stat (FLS), 20ft Capillary, Autom | Automation Components Inc (ACI) | A/FLS-20-A | 232.8 | 192 | Y | 232.8 | 192 | 232.8
ACI-AFLS20M | 10510 | 1 | 130004 | Freeze Stat (FLS), 20ft Capillary, Manua | Automation Components Inc (ACI) | A/FLS-20-M | 232 | 192 | Y | 232 | 192 | 232
ACI-AFP | 166561 | 0 | 130004 | Analog Input, Floating Point Output (60 | Automation Components Inc (ACI) | AFP | 95.2 | 65.66 | N | 95.2 | 65.66 | 95.2
ACI-AFP | 175883 | 1 | 130004 | Analog Input, Floating Point Output (60 | Automation Components Inc (ACI) | AFP | 95.2 | 65.66 | N | 95.2 | 65.66 | 95.2
ACI-AFS222 | 10008 | 2 | 130004 | Air Flow Switch .05-12"wc; SPDT | Automation Components Inc (ACI) | AFS-222 | 42.05 | 36.83 | Y | 42.05 | 42.05 | 42.05
ACI-AFS222 | 10510 | 2 | 130004 | Air Flow Switch .05-12"wc; SPDT | Automation Components Inc (ACI) | AFS-222 | 42.05 | 35.5478 | Y | 42.05 | 42.05 | 42.05
ACI-AFS222 | 10770 | 10 | 130004 | Air Flow Switch .05-12"wc; SPDT | Automation Components Inc (ACI) | AFS-222 | 42.05 | 32.48 | Y | 42.05 | 42.05 | 42.05
ACI-AFS222 | 166553 | 12 | 130004 | Air Flow Switch .05-12"wc; SPDT | Automation Components Inc (ACI) | AFS-222 | 42.05 | 26.5444 | Y | 42.05 | 42.05 | 42.05
ACI-AFS222 | 166557 | 7 | 130004 | Air Flow Switch .05-12"wc; SPDT | Automation Components Inc (ACI) | AFS-222 | 42.05 | 32.48 | Y | 42.05 | 42.05 | 42.05
ACI-AFS222 | 166559 | 4 | 130004 | Air Flow Switch .05-12"wc; SPDT | Automation Components Inc (ACI) | AFS-222 | 42.05 | 42.05 | Y | 42.05 | 42.05 | 42.05
ACI-AFS222 | 166560 | 4 | 130004 | Air Flow Switch .05-12"wc; SPDT | Automation Components Inc (ACI) | AFS-222 | 42.05 | 36.4675 | Y | 42.05 | 42.05 | 42.05
ACI-AFS222 | 166561 | 6 | 130004 | Air Flow Switch .05-12"wc; SPDT | Automation Components Inc (ACI) | AFS-222 | 42.05 | 26.663 | Y | 42.05 | 42.05 | 42.05
ACI-AFS222 | 173042 | 6 | 130004 | Air Flow Switch .05-12"wc; SPDT | Automation Components Inc (ACI) | AFS-222 | 42.05 | 37.8473 | Y | 42.05 | 42.05 | 42.05
ACI-AFS222 | 175883 | 7 | 130004 | Air Flow Switch .05-12"wc; SPDT | Automation Components Inc (ACI) | AFS-222 | 42.05 | 30.488 | Y | 42.05 | 42.05 | 42.05
ACI-AFS222 | 175888 | 16 | 130004 | Air Flow Switch .05-12"wc; SPDT | Automation Components Inc (ACI) | AFS-222 | 42.05 | 31.2812 | Y | 42.05 | 42.05 | 42.05
ACI-AFS222 | 175890 | 11 | 130004 | Air Flow Switch .05-12"wc; SPDT | Automation Components Inc (ACI) | AFS-222 | 42.05 | 33.4383 | Y | 42.05 | 42.05 | 42.05
ACI-AFS222 | 175891 | 8 | 130004 | Air Flow Switch .05-12"wc; SPDT | Automation Components Inc (ACI) | AFS-222 | 42.05 | 39.5041 | Y | 42.05 | 42.05 | 42.05
ACI-AFS222112 | 10008 | 5 | 130004 | Differential Pressure Switch, 0.05 to 12 | Automation Components Inc (ACI) | AFS-222-112 | 40.31 | 36.7155 | Y | 40.31 | 38.7424 | 40.31
ACI-AFS222112 | 166553 | 8 | 130004 | Differential Pressure Switch, 0.05 to 12 | Automation Components Inc (ACI) | AFS-222-112 | 40.31 | 37.6956 | Y | 40.31 | 38.7424 | 40.31
ACI-AFS222112 | 166557 | 4 | 130004 | Differential Pressure Switch, 0.05 to 12 | Automation Components Inc (ACI) | AFS-222-112 | 40.31 | 35.0439 | Y | 40.31 | 38.7424 | 40.31
ACI-AFS222112 | 166559 | 9 | 130004 | Differential Pressure Switch, 0.05 to 12 | Automation Components Inc (ACI) | AFS-222-112 | 40.31 | 38.7424 | Y | 40.31 | 38.7424 | 40.31
ACI-AFS222112 | 166561 | 6 | 130004 | Differential Pressure Switch, 0.05 to 12 | Automation Components Inc (ACI) | AFS-222-112 | 40.31 | 35.8684 | Y | 40.31 | 38.7424 | 40.31
ACI-AFS222112 | 175888 | 1 | 130004 | Differential Pressure Switch, 0.05 to 12 | Automation Components Inc (ACI) | AFS-222-112 | 40.31 | 33.7367 | Y | 40.31 | 38.7424 | 40.31
ACI-AFS262 | 10006 | 3 | 130004 | Differential Pressure Switch, 0.05 to 2. | Automation Components Inc (ACI) | AFS-262 | 50.75 | 26.1873 | Y | 50.75 | 49.0769 | 50.75
ACI-AFS262 | 10008 | 6 | 130004 | Differential Pressure Switch, 0.05 to 2. | Automation Components Inc (ACI) | AFS-262 | 50.75 | 35.3977 | Y | 50.75 | 49.0769 | 50.75
ACI-AFS262 | 10770 | 2 | 130004 | Differential Pressure Switch, 0.05 to 2. | Automation Components Inc (ACI) | AFS-262 | 50.75 | 30.16 | Y | 50.75 | 49.0769 | 50.75
ACI-AFS262 | 166553 | 12 | 130004 | Differential Pressure Switch, 0.05 to 2. | Automation Components Inc (ACI) | AFS-262 | 50.75 | 49.0769 | Y | 50.75 | 49.0769 | 50.75
ACI-AFS262 | 166557 | 8 | 130004 | Differential Pressure Switch, 0.05 to 2. | Automation Components Inc (ACI) | AFS-262 | 50.75 | 40.0369 | Y | 50.75 | 49.0769 | 50.75
ACI-AFS262 | 166560 | 8 | 130004 | Differential Pressure Switch, 0.05 to 2. | Automation Components Inc (ACI) | AFS-262 | 50.75 | 38.3193 | Y | 50.75 | 49.0769 | 50.75
ACI-AFS262 | 166561 | 5 | 130004 | Differential Pressure Switch, 0.05 to 2. | Automation Components Inc (ACI) | AFS-262 | 50.75 | 33.3387 | Y | 50.75 | 49.0769 | 50.75
ACI-AFS262112 | 10770 | 1 | 130004 | Differential Pressure Switch, 0.05 to 2. | Automation Components Inc (ACI) | AFS-262-112 | 47.56 | 34.51 | Y | 47.56 | 47.3511 | 47.56
ACI-AFS262112 | 166553 | 17 | 130004 | Differential Pressure Switch, 0.05 to 2. | Automation Components Inc (ACI) | AFS-262-112 | 47.56 | 47.3511 | Y | 47.56 | 47.3511 | 47.56
ACI-AFS262112 | 166557 | 4 | 130004 | Differential Pressure Switch, 0.05 to 2. | Automation Components Inc (ACI) | AFS-262-112 | 47.56 | 41.47 | Y | 47.56 | 47.3511 | 47.56
ACI-AFS262112 | 166559 | 3 | 130004 | Differential Pressure Switch, 0.05 to 2. | Automation Components Inc (ACI) | AFS-262-112 | 47.56 | 34.51 | Y | 47.56 | 47.3511 | 47.56
ACI-AFS262112 | 166561 | 10 | 130004 | Differential Pressure Switch, 0.05 to 2. | Automation Components Inc (ACI) | AFS-262-112 | 47.56 | 43.9007 | Y | 47.56 | 47.3511 | 47.56
ACI-AFS262112 | 175891 | 1 | 130004 | Differential Pressure Switch, 0.05 to 2. | Automation Components Inc (ACI) | AFS-262-112 | 47.56 | 34.51 | N | 47.56 | 47.3511 | 47.56
ACI-AFS460 | 10006 | 3 | 130004 | Differential Pressure Switch, 0.40 to 12 | Automation Components Inc (ACI) | AFS-460 | 62.35 | 48.43 | Y | 62.35 | 62.2098 | 62.35
ACI-AFS460 | 10008 | 3 | 130004 | Differential Pressure Switch, 0.40 to 12 | Automation Components Inc (ACI) | AFS-460 | 62.35 | 48.43 | Y | 62.35 | 62.2098 | 62.35
ACI-AFS460 | 10510 | 9 | 130004 | Differential Pressure Switch, 0.40 to 12 | Automation Components Inc (ACI) | AFS-460 | 62.35 | 53.6895 | Y | 62.35 | 62.2098 | 62.35
ACI-AFS460 | 10770 | 9 | 130004 | Differential Pressure Switch, 0.40 to 12 | Automation Components Inc (ACI) | AFS-460 | 62.35 | 52.78 | Y | 62.35 | 62.2098 | 62.35
ACI-AFS460 | 166553 | 7 | 130004 | Differential Pressure Switch, 0.40 to 12 | Automation Components Inc (ACI) | AFS-460 | 62.35 | 57.5471 | Y | 62.35 | 62.2098 | 62.35
ACI-AFS460 | 166557 | 4 | 130004 | Differential Pressure Switch, 0.40 to 12 | Automation Components Inc (ACI) | AFS-460 | 62.35 | 59.0001 | Y | 62.35 | 62.2098 | 62.35
ACI-AFS460 | 166559 | 12 | 130004 | Differential Pressure Switch, 0.40 to 12 | Automation Components Inc (ACI) | AFS-460 | 62.35 | 61.5885 | Y | 62.35 | 62.2098 | 62.35
ACI-AFS460 | 166560 | 7 | 130004 | Differential Pressure Switch, 0.40 to 12 | Automation Components Inc (ACI) | AFS-460 | 62.35 | 52.055 | Y | 62.35 | 62.2098 | 62.35
ACI-AFS460 | 166561 | 7 | 130004 | Differential Pressure Switch, 0.40 to 12 | Automation Components Inc (ACI) | AFS-460 | 62.35 | 61.2319 | Y | 62.35 | 62.2098 | 62.35
ACI-AFS460 | 173042 | 3 | 130004 | Differential Pressure Switch, 0.40 to 12 | Automation Components Inc (ACI) | AFS-460 | 62.35 | 62.2098 | Y | 62.35 | 62.2098 | 62.35
ACI-AFS460 | 175883 | 5 | 130004 | Differential Pressure Switch, 0.40 to 12 | Automation Components Inc (ACI) | AFS-460 | 62.35 | 59.3775 | Y | 62.35 | 62.2098 | 62.35
ACI-AFS460 | 175888 | 1 | 130004 | Differential Pressure Switch, 0.40 to 12 | Automation Components Inc (ACI) | AFS-460 | 62.35 | 56.9125 | Y | 62.35 | 62.2098 | 62.35
ACI-AFS460 | 175890 | 2 | 130004 | Differential Pressure Switch, 0.40 to 12 | Automation Components Inc (ACI) | AFS-460 | 62.35 | 54.1938 | Y | 62.35 | 62.2098 | 62.35
ACI-AFS460 | 175891 | 3 | 130004 | Differential Pressure Switch, 0.40 to 12 | Automation Components Inc (ACI) | AFS-460 | 62.35 | 53.389 | Y | 62.35 | 62.2098 | 62.35
ACI-AFS460112 | 10510 | 4 | 130004 | Differential Pressure Switch, 0.40 to 12 | Automation Components Inc (ACI) | AFS-460-112 | 62.35 | 60.6825 | Y | 62.35 | 60.6825 | 62.35
ACI-AFS460137 | 10008 | 1 | 130004 | Differential Pressure Switch, 0.40 to 12 | Automation Components Inc (ACI) | AFS-460-137 | 158.63 | 95.41 | N | 158.63 | 95.41 | 158.63
ACI-AFS460DSS | 166553 | 3 | 130004 | Differential Pressure Switch, 1.25 to 12 | Automation Components Inc (ACI) | AFS-460-DSS | 162.69 | 117.1488 | Y | 162.69 | 162.69 | 162.69
ACI-AFS460DSS | 166557 | 3 | 130004 | Differential Pressure Switch, 1.25 to 12 | Automation Components Inc (ACI) | AFS-460-DSS | 162.69 | 113.174 | Y | 162.69 | 162.69 | 162.69
ACI-AFS460DSS | 166559 | 2 | 130004 | Differential Pressure Switch, 1.25 to 12 | Automation Components Inc (ACI) | AFS-460-DSS | 162.69 | 123.4386 | Y | 162.69 | 162.69 | 162.69
ACI-AFS460DSS | 166560 | 7 | 130004 | Differential Pressure Switch, 1.25 to 12 | Automation Components Inc (ACI) | AFS-460-DSS | 162.69 | 119.4536 | Y | 162.69 | 162.69 | 162.69
ACI-AFS460DSS | 166561 | 7 | 130004 | Differential Pressure Switch, 1.25 to 12 | Automation Components Inc (ACI) | AFS-460-DSS | 162.69 | 129.2312 | Y | 162.69 | 162.69 | 162.69
ACI-AFS460DSS | 175883 | 7 | 130004 | Differential Pressure Switch, 1.25 to 12 | Automation Components Inc (ACI) | AFS-460-DSS | 162.69 | 162.69 | Y | 162.69 | 162.69 | 162.69
ACI-AFS460DSS | 175891 | 2 | 130004 | Differential Pressure Switch, 1.25 to 12 | Automation Components Inc (ACI) | AFS-460-DSS | 162.69 | 106.0538 | Y | 162.69 | 162.69 | 162.69
ACI-AGLYCOLBRACKET | 166557 | 1 | 130004 | 304 SS Mounting Bracket, Screws, (for 2 | Automation Components Inc (ACI) | A/GLYCOL BRACKET | 9.45 | 6.48 | N | 9.45 | 6.48 | 9.45
ACI-AGP010020 | 175891 | 1 | 130004 | TRANS., 0-100 PSI, 4-20MA OUTPUT | Automation Components Inc (ACI) | A/GP010020-BCS | 83.6087 | 83.6087 | N | 83.6087 | 83.6087 | 83.6087
ACI-AGP020020 | 10510 | 1 | 130004 | Pressure Transducer 0-200psig 4-20 | Automation Components Inc (ACI) | A/GP(0-200)20-BCS | 82.65 | 82.65 | N | 82.65 | 82.65 | 82.65
ACI-AGP020045VP | 166553 | 2 | 130004 | TRANS., 0-200 PSI, 4.5 VDC OUTPUT (J | Automation Components Inc (ACI) | A/GP020045VP-BCS | 76.325 | 70 | N | 76.325 | 76.325 | 76.325
ACI-AGP020045VP | 166557 | 1 | 130004 | TRANS., 0-200 PSI, 4.5 VDC OUTPUT (J | Automation Components Inc (ACI) | A/GP020045VP-BCS | 76.325 | 76.325 | Y | 76.325 | 76.325 | 76.325
ACI-AGP050020 | 166560 | 4 | 130004 | Pressure Transducer 0-500psig 4-20 | Automation Components Inc (ACI) | GP-{0-500}-20 | 82.65 | 82.65 | N | 82.65 | 82.65 | 82.65
ACI-AGP050045VP | 166553 | 3 | 130004 | TRANS., 0-500 PSI, 4.5 VDC OUTPUT (J | Automation Components Inc (ACI) | A/GP050045VP-BCS | 70 | 65 | N | 70 | 70 | 70
ACI-AGP050045VP | 166557 | 2 | 130004 | TRANS., 0-500 PSI, 4.5 VDC OUTPUT (J | Automation Components Inc (ACI) | A/GP050045VP-BCS | 70 | 70 | Y | 70 | 70 | 70
ACI-AGP050045VP | 166561 | 4 | 130004 | TRANS., 0-500 PSI, 4.5 VDC OUTPUT (J | Automation Components Inc (ACI) | A/GP050045VP-BCS | 70 | 68.3333 | N | 70 | 70 | 70
ACI-AGP10HARNESS | 173042 | 6 | 130004 | GP Packard Harness, 10ft(3.1m) | Automation Components Inc (ACI) | A/GP 10'HARNESS | 18.56 | 18.1798 | Y | 18.56 | 18.1798 | 18.56
ACI-AGP10HARNESS | 175883 | 0 | 130004 | GP Packard Harness, 10ft(3.1m) | Automation Components Inc (ACI) | A/GP 10'HARNESS | 18.56 | 18.1798 | N | 18.56 | 18.1798 | 18.56
ACI-AGP20HARNESS | 173042 | 4 | 130004 | GP Packard Harness, 20ft (6.1m) | Automation Components Inc (ACI) | A/GP 20'HARNESS | 26.68 | 22.04 | Y | 26.68 | 22.04 | 26.68
ACI-AGP2HARNESS | 166559 | 0 | 130004 | GP Packard Harness, 2ft(0.61m) | Automation Components Inc (ACI) | A/GP 2'HARNESS | 11.6 | 10.353 | Y | 11.6 | 10.353 | 11.6
ACI-AGP6HARNESS | 10510 | 6 | 130004 | GP Packard Harness, 6ft(1.83m) | Automation Components Inc (ACI) | A/GP 6'HARNESS | 14.5 | 13.8246 | Y | 14.5 | 14.2725 | 14.5
ACI-AGP6HARNESS | 166553 | 5 | 130004 | GP Packard Harness, 6ft(1.83m) | Automation Components Inc (ACI) | A/GP 6'HARNESS | 14.5 | 13.4246 | Y | 14.5 | 14.2725 | 14.5
ACI-AGP6HARNESS | 166557 | 6 | 130004 | GP Packard Harness, 6ft(1.83m) | Automation Components Inc (ACI) | A/GP 6'HARNESS | 14.5 | 12.7963 | Y | 14.5 | 14.2725 | 14.5
ACI-AGP6HARNESS | 173042 | -5 | 130004 | GP Packard Harness, 6ft(1.83m) | Automation Components Inc (ACI) | A/GP 6'HARNESS | 14.5 | 14.2725 | N | 14.5 | 14.2725 | 14.5
ACI-AHOSECLAMP25 | 166559 | 1 | 130004 | Hose Clamp, 2in to 5in | Automation Components Inc (ACI) | A/HOSE CLAMP-2-5" | 5.2 | 4.2667 | Y | 5.2 | 4.2667 | 5.2
ACI-AHOSECLAMP25 | 173042 | 10 | 130004 | Hose Clamp, 2in to 5in | Automation Components Inc (ACI) | A/HOSE CLAMP-2-5" | 5.2 | 4 | Y | 5.2 | 4.2667 | 5.2
ACI-AHWST1 | 166561 | 5 | 130004 | ACI 4 snap track | Automation Components Inc (ACI) | A/HWST1-BCS | 15 | 15 | N | 15 | 15 | 15
ACI-AIM11 | 10010 | 1 | 130004 | Analog Input, Analog Output, Analog Isol | Automation Components Inc (ACI) | AIM1.1 | 139.3 | 81.1 | N | 139.3 | 93.7309 | 139.3
ACI-AIM11 | 10510 | 3 | 130004 | Analog Input, Analog Output, Analog Isol | Automation Components Inc (ACI) | AIM1.1 | 139.3 | 93.7309 | Y | 139.3 | 93.7309 | 139.3
ACI-AIM11 | 166553 | 2 | 130004 | Analog Input, Analog Output, Analog Isol | Automation Components Inc (ACI) | AIM1.1 | 139.3 | 78.75 | Y | 139.3 | 93.7309 | 139.3
ACI-AIM11 | 166557 | 1 | 130004 | Analog Input, Analog Output, Analog Isol | Automation Components Inc (ACI) | AIM1.1 | 139.3 | 72.1833 | N | 139.3 | 93.7309 | 139.3
ACI-AIM11 | 166561 | 1 | 130004 | Analog Input, Analog Output, Analog Isol | Automation Components Inc (ACI) | AIM1.1 | 139.3 | 78.75 | N | 139.3 | 93.7309 | 139.3
ACI-AIM2 | 166553 | 4 | 130004 | Analog Input, Analog Output, Analog Isol | Automation Components Inc (ACI) | AIM2 | 137.2 | 80.2333 | N | 137.2 | 91 | 137.2
ACI-AIM2 | 166559 | 2 | 130004 | Analog Input, Analog Output, Analog Isol | Automation Components Inc (ACI) | AIM2 | 137.2 | 91 | Y | 137.2 | 91 | 137.2
ACI-AIM2 | 166561 | 3 | 130004 | Analog Input, Analog Output, Analog Isol | Automation Components Inc (ACI) | AIM2 | 137.2 | 86.45 | N | 137.2 | 91 | 137.2
ACI-AIMMERSIONFIT | 166553 | 58 | 130004 | 1/2" GREY THREADED ADAPTER | Automation Components Inc (ACI) | A/IMMERSIONFIT-BCS | 0.75 | 0.75 | Y | 0.75 | 0.75 | 0.75
ACI-AIMMERSIONFIT | 166557 | 10 | 130004 | 1/2" GREY THREADED ADAPTER | Automation Components Inc (ACI) | A/IMMERSIONFIT-BCS | 0.75 | 0.72576 | Y | 0.75 | 0.75 | 0.75
ACI-AIMMERSIONFIT | 166561 | 19 | 130004 | 1/2" GREY THREADED ADAPTER | Automation Components Inc (ACI) | A/IMMERSIONFIT-BCS | 0.75 | 0.75 | Y | 0.75 | 0.75 | 0.75
ACI-ALP225LCD | 166553 | 2 | 130004 | Low Differential Pressure Transmitte | Automation Components Inc (ACI) | A/LP225LCD-BCS | 82.65 | 82.65 | N | 82.65 | 82.65 | 82.65
ACI-AM4 | 10008 | 4 | 130004 | 4in Thermowell, 1/2 NPT, 304 SS Machined | Automation Components Inc (ACI) | A/M4" | 27 | 26.505 | Y | 27 | 26.505 | 27
ACI-AM8 | 166561 | 1 | 130004 | 8in Thermowell, 1/2 NPT, 304 SS Machined | Automation Components Inc (ACI) | A/M8" | 41.58 | 36.45 | N | 41.58 | 36.45 | 41.58
ACI-AMCSA | 175891 | 0 | 130004 | Mini, Adjustable Current Switch, Solid C | Automation Components Inc (ACI) | A/MCS-A | 29.25 | 29.25 | N | 29.25 | 29.25 | 29.25
ACI-AMLP2001WUAA0P | 166559 | 4 | 130004 | Differential Pressure, Panel Mount, 1.00 | Automation Components Inc (ACI) | A/MLP2-001-W-U-A-A-0P | 102.08 | 62.9049 | Y | 102.08 | 62.9049 | 102.08
ACI-AMLP2001WUAB0P | 166559 | 3 | 130004 | Differential Pressure, Panel Mount, 1.00 | Automation Components Inc (ACI) | A/MLP2-001-W-U-A-B-0P | 98.89 | 52.9767 | N | 98.89 | 52.9767 | 98.89
ACI-AMLP2001WUAC0P | 166559 | 2 | 130004 | Differential Pressure, Panel Mount, 1.00 | Automation Components Inc (ACI) | A/MLP2-001-W-U-A-C-0P | 90.48 | 79.17 | Y | 90.48 | 79.17 | 90.48
ACI-AMLP2003WUAB0P | 166559 | 3 | 130004 | Differential Pressure, Panel Mount, 3.00 | Automation Components Inc (ACI) | A/MLP2-003-W-U-A-B-0P | 90.48 | 75.69 | Y | 90.48 | 75.69 | 90.48
ACI-AMLP2003WUAC0P | 166559 | 5 | 130004 | Differential Pressure, Panel Mount, 3.00 | Automation Components Inc (ACI) | A/MLP2-003-W-U-A-C-0P | 90.48 | 89.9099 | Y | 90.48 | 89.9099 | 90.48
ACI-AMLP2003WUAC0P | 175883 | 0 | 130004 | Differential Pressure, Panel Mount, 3.00 | Automation Components Inc (ACI) | A/MLP2-003-W-U-A-C-0P | 90.48 | 89.9099 | N | 90.48 | 89.9099 | 90.48
ACI-AMLP2005WUAA0P | 166559 | 2 | 130004 | Differential Pressure, Panel Mount, 5.00 | Automation Components Inc (ACI) | A/MLP2-005-W-U-A-A-0P | 90.48 | 90.48 | Y | 90.48 | 90.48 | 90.48
ACI-AMLP2005WUAB0P | 166559 | 3 | 130004 | Differential Pressure, Panel Mount, 5.00 | Automation Components Inc (ACI) | A/MLP2-005-W-U-A-B-0P | 92.51 | 80.91 | Y | 92.51 | 80.91 | 92.51
ACI-AMLP2005WUAC0P | 166559 | 2 | 130004 | Differential Pressure, Panel Mount, 5.00 | Automation Components Inc (ACI) | A/MLP2-005-W-U-A-C-0P | 82.94 | 77.9331 | Y | 82.94 | 77.9331 | 82.94
ACI-AMLP2010WUAC0P | 173042 | 3 | 130004 | Differential Pressure, Panel Mount, 10.0 | Automation Components Inc (ACI) | A/MLP2-010-W-U-A-C-0P | 84.97 | 84.97 | N | 84.97 | 84.97 | 84.97
ACI-AMLP2025WUAA0P | 175891 | 3 | 130004 | Differential Pressure, Panel Mount, 25.0 | Automation Components Inc (ACI) | A/MLP2-025-W-U-A-A-0P | 90.48 | 83.8307 | Y | 90.48 | 83.8307 | 90.48
ACI-AMLP22D5WUAC0P | 10008 | 7 | 130004 | Differential Pressure, Panel Mount, 2.50 | Automation Components Inc (ACI) | A/MLP2-2D5-W-U-A-C-0P | 90.48 | 75.69 | N | 90.48 | 75.69 | 90.48
ACI-AMLP2D10WBAC0P | 175883 | 2 | 130004 | Differential Pressure, Panel Mount, 0.10 | Automation Components Inc (ACI) | A/MLP2-D10-W-B-A-C-0P | 90.48 | 80.2575 | N | 90.48 | 80.2575 | 90.48
ACI-AMLP2D25WBAC0P | 166559 | 2 | 130004 | Differential Pressure, Panel Mount, 0.25 | Automation Components Inc (ACI) | A/MLP2-D25-W-B-A-C-0P | 90.48 | 85.5682 | N | 90.48 | 85.5682 | 90.48
ACI-AMLP2D25WBAC0P | 175891 | 1 | 130004 | Differential Pressure, Panel Mount, 0.25 | Automation Components Inc (ACI) | A/MLP2-D25-W-B-A-C-0P | 90.48 | 75.69 | N | 90.48 | 85.5682 | 90.48
ACI-AMOUNTINGPLATEWHITER | 166553 | 20 | 130004 | Plastic Mounting Plate, White Infinity ( | Automation Components Inc (ACI) | A/MOUNTING PLATE WHITE R | 17.6 | 14 | Y | 17.6 | 15.2 | 17.6
ACI-AMOUNTINGPLATEWHITER | 166557 | 10 | 130004 | Plastic Mounting Plate, White Infinity ( | Automation Components Inc (ACI) | A/MOUNTING PLATE WHITE R | 17.6 | 14 | Y | 17.6 | 15.2 | 17.6
ACI-AMOUNTINGPLATEWHITER | 166559 | 10 | 130004 | Plastic Mounting Plate, White Infinity ( | Automation Components Inc (ACI) | A/MOUNTING PLATE WHITE R | 17.6 | 15.2 | Y | 17.6 | 15.2 | 17.6
ACI-AMOUNTINGPLATEWHITER | 166561 | 5 | 130004 | Plastic Mounting Plate, White Infinity ( | Automation Components Inc (ACI) | A/MOUNTING PLATE WHITE R | 17.6 | 0 | Y | 17.6 | 15.2 | 17.6
ACI-AMOUNTINGPLATEWHITER2 | 175883 | 2 | 130004 | Plastic Mounting Plate, White Aries (R2) | Automation Components Inc (ACI) | A/MOUNTING PLATE WHITE R2 | 17.6 | 15.6 | N | 17.6 | 15.6 | 17.6
ACI-AMOUNTPLTWHITE | 166553 | 18 | 130004 | 5.25" x 7" wall mounting plate (tst | Automation Components Inc (ACI) | A/MOUNTPLTWHITE-BCS | 12 | 12 | N | 12 | 12.75 | 12.75
ACI-AMOUNTPLTWHITE | 166559 | 7 | 130004 | 5.25" x 7" wall mounting plate (tst | Automation Components Inc (ACI) | A/MOUNTPLTWHITE-BCS | 12 | 12.75 | Y | 12 | 12.75 | 12.75
ACI-AMSCS | 166553 | 15 | 130004 | Mini, Fixed Current Switch, Split Core, | Automation Components Inc (ACI) | A/MSCS | 23 | 19.5526 | Y | 23 | 20.9964 | 23
ACI-AMSCS | 175883 | 5 | 130004 | Mini, Fixed Current Switch, Split Core, | Automation Components Inc (ACI) | A/MSCS | 23 | 20.0008 | Y | 23 | 20.9964 | 23
ACI-AMSCS | 175891 | 20 | 130004 | Mini, Fixed Current Switch, Split Core, | Automation Components Inc (ACI) | A/MSCS | 23 | 20.9964 | Y | 23 | 20.9964 | 23
ACI-AMSCSA | 10510 | 0 | 130004 | Mini, Adjustable Current Switch, Split C | Automation Components Inc (ACI) | A/MSCS-A | 30.75 | 25.5 | N | 30.75 | 25.5 | 30.75
ACI-AMSCSA | 10770 | 5 | 130004 | Mini, Adjustable Current Switch, Split C | Automation Components Inc (ACI) | A/MSCS-A | 30.75 | 25.5 | N | 30.75 | 25.5 | 30.75
ACI-AMSCSA | 175891 | 1 | 130004 | Mini, Adjustable Current Switch, Split C | Automation Components Inc (ACI) | A/MSCS-A | 30.75 | 25.5 | Y | 30.75 | 25.5 | 30.75
ACI-AMSCTA40 | 166557 | 3 | 130004 | analog curr sensor 4 to 20 mA | Automation Components Inc (ACI) | A/MSCTA-40 | 59 | 51.5 | Y | 59 | 51.5 | 59
ACI-AMSCTE40 | 166557 | 5 | 130004 | analog curr sensor 0 to 5 VDC | Automation Components Inc (ACI) | A/MSCTE-40 | 40.25 | 33.75 | Y | 40.25 | 33.75 | 40.25
ACI-AOPUPH | 10008 | 6 | 130004 | Outside Air Pickup Port, Horizontal | Automation Components Inc (ACI) | A/O-PUP-H | 33.35 | 29.4833 | Y | 33.35 | 29.87 | 33.35
ACI-AOPUPH | 173042 | 2 | 130004 | Outside Air Pickup Port, Horizontal | Automation Components Inc (ACI) | A/O-PUP-H | 33.35 | 17.98 | Y | 33.35 | 29.87 | 33.35
ACI-AOPUPH | 175891 | 2 | 130004 | Outside Air Pickup Port, Horizontal | Automation Components Inc (ACI) | A/O-PUP-H | 33.35 | 29.87 | Y | 33.35 | 29.87 | 33.35
ACI-AOPUPV | 10008 | 6 | 130004 | Outside Air Pickup Port, Vertical | Automation Components Inc (ACI) | A/O-PUP-V | 29.58 | 29.58 | Y | 29.58 | 29.58 | 29.58
ACI-AOPUPV | 175891 | 2 | 130004 | Outside Air Pickup Port, Vertical | Automation Components Inc (ACI) | A/O-PUP-V | 29.58 | 29.58 | Y | 29.58 | 29.58 | 29.58
ACI-APS15 | 175891 | 1 | 130004 | Power Supply | Automation Components Inc (ACI) | A/PS1.5 | 24.3383 | 24.3383 | N | 24.3383 | 24.3383 | 24.3383
ACI-APS2424VS | 10008 | 11 | 130004 | 24VDC Adjustable Power Supply w/Snap Tra | Automation Components Inc (ACI) | A/PS24-24V-S | 40.4 | 34.6116 | Y | 40.4 | 156.4971 | 156.4971
ACI-APS2424VS | 10510 | 12 | 130004 | 24VDC Adjustable Power Supply w/Snap Tra | Automation Components Inc (ACI) | A/PS24-24V-S | 40.4 | 33.5516 | Y | 40.4 | 156.4971 | 156.4971
ACI-APS2424VS | 175883 | 7 | 130004 | 24VDC Adjustable Power Supply w/Snap Tra | Automation Components Inc (ACI) | A/PS24-24V-S | 40.4 | 156.4971 | N | 40.4 | 156.4971 | 156.4971
ACI-APS2424VS | 175891 | 1 | 130004 | 24VDC Adjustable Power Supply w/Snap Tra | Automation Components Inc (ACI) | A/PS24-24V-S | 40.4 | 40.4 | Y | 40.4 | 156.4971 | 156.4971
ACI-APTDLP | 175883 | 5 | 130004 | Static Pitot Tube for DLP Series, 7in | Automation Components Inc (ACI) | A/PT-DLP | 13.34 | 10.15 | Y | 13.34 | 10.15 | 13.34
ACI-AR2PUP | 10006 | 1 | 130004 | Room Pickup Port (R2) White | Automation Components Inc (ACI) | A/R2-PUP | 23.49 | 10.15 | Y | 23.49 | 15.0075 | 23.49
ACI-AR2PUP | 10008 | 6 | 130004 | Room Pickup Port (R2) White | Automation Components Inc (ACI) | A/R2-PUP | 23.49 | 15.0075 | Y | 23.49 | 15.0075 | 23.49
ACI-AR2PUP | 166553 | 8 | 130004 | Room Pickup Port (R2) White | Automation Components Inc (ACI) | A/R2-PUP | 23.49 | 13.8071 | Y | 23.49 | 15.0075 | 23.49
ACI-AR2PUP | 173042 | 4 | 130004 | Room Pickup Port (R2) White | Automation Components Inc (ACI) | A/R2-PUP | 23.49 | 10.15 | N | 23.49 | 15.0075 | 23.49
ACI-ARH1CPDBB | 173042 | 6 | 130004 | Relative Humidity, RH Outputs: 0-5, | Automation Components Inc (ACI) | A/RH1-CP-D-BB | 218.5 | 218.5 | N | 218.5 | 218.5 | 218.5
ACI-ARH1CPR | 10008 | 2 | 130004 | Relative Humidity, RH Outputs: 0-5, 0-10 | Automation Components Inc (ACI) | A/RH1-CP-R | 211.25 | 140 | N | 211.25 | 140 | 211.25
ACI-ARH1R2 | 166553 | 1 | 130004 | Relative Humidity, RH Outputs: 0-5, 0-10 | Automation Components Inc (ACI) | A/RH1-R2 | 207.25 | 145.75 | N | 207.25 | 145.75 | 207.25
ACI-ARH1TT1KR24 | 166561 | 7 | 130004 | Relative Humidity, RH Outputs: 0-5, 0-10 | Automation Components Inc (ACI) | A/RH1-TT1K-R2-4 | 246.75 | 173.75 | N | 246.75 | 173.75 | 246.75
ACI-ARH2CPD | 10008 | 1 | 130004 | Relative Humidity, RH Outputs: 0-5, 0-10 | Automation Components Inc (ACI) | A/RH2-CP-D | 126 | 103.0333 | Y | 126 | 103.0333 | 126
ACI-ARH2CPD | 173042 | 2 | 130004 | Relative Humidity, RH Outputs: 0-5, 0-10 | Automation Components Inc (ACI) | A/RH2-CP-D | 126 | 87 | N | 126 | 103.0333 | 126
ACI-ARH2CPO | 166561 | 1 | 130004 | Relative Humidity, RH Outputs: 0-5, 0-10 | Automation Components Inc (ACI) | A/RH2-CP-O | 129.75 | 99.31 | N | 129.75 | 129.75 | 129.75
ACI-ARH2CPO | 173042 | 2 | 130004 | Relative Humidity, RH Outputs: 0-5, 0-10 | Automation Components Inc (ACI) | A/RH2-CP-O | 129.75 | 129.75 | Y | 129.75 | 129.75 | 129.75
ACI-ARH2D | 10006 | 2 | 130004 | Relative Humidity, RH Outputs: 0-5, 0-10 | Automation Components Inc (ACI) | A/RH2-D | 122 | 98.1667 | Y | 122 | 105.625 | 122
ACI-ARH2D | 10008 | 1 | 130004 | Relative Humidity, RH Outputs: 0-5, 0-10 | Automation Components Inc (ACI) | A/RH2-D | 122 | 102.25 | N | 122 | 105.625 | 122
ACI-ARH2D | 173042 | 1 | 130004 | Relative Humidity, RH Outputs: 0-5, 0-10 | Automation Components Inc (ACI) | A/RH2-D | 122 | 105.625 | N | 122 | 105.625 | 122
ACI-ARH2R | 10510 | 3 | 130004 | Relative Humidity, RH Outputs: 0-5, 0-10 | Automation Components Inc (ACI) | A/RH2-R | 119.75 | 94.9922 | Y | 119.75 | 94.9922 | 119.75
ACI-ARH2R | 175891 | 1 | 130004 | Relative Humidity, RH Outputs: 0-5, 0-10 | Automation Components Inc (ACI) | A/RH2-R | 119.75 | 79.5 | N | 119.75 | 94.9922 | 119.75
ACI-ARH2R2 | 10008 | 1 | 130004 | Relative Humidity, RH Outputs: 0-5, 0-10 | Automation Components Inc (ACI) | A/RH2-R2 | 119.75 | 104.75 | Y | 119.75 | 104.75 | 119.75
ACI-ARH2R2 | 173042 | 6 | 130004 | Relative Humidity, RH Outputs: 0-5, 0-10 | Automation Components Inc (ACI) | A/RH2-R2 | 119.75 | 104.75 | Y | 119.75 | 104.75 | 119.75
ACI-ARH2TT1KOSUN | 166557 | 1 | 130004 | Relative Humidity, RH Outputs: 0-5, 0-10 | Automation Components Inc (ACI) | A/RH2-TT1K-O-SUN | 262.5 | 220 | N | 262.5 | 220 | 262.5
ACI-ARH31K2WD | 166553 | 2 | 130004 | Relative Humidity, RH Outputs: 0-5, 0-10 | Automation Components Inc (ACI) | A/RH3-1K-2W-D | 111.25 | 69 | Y | 111.25 | 69 | 111.25
ACI-ARH31K2WD | 166559 | 2 | 130004 | Relative Humidity, RH Outputs: 0-5, 0-10 | Automation Components Inc (ACI) | A/RH3-1K-2W-D | 111.25 | 69 | N | 111.25 | 69 | 111.25
ACI-ARH31K2WO | 166553 | 2 | 130004 | Relative Humidity, RH Outputs: 0-5, 0-10 | Automation Components Inc (ACI) | A/RH3-1K-2W-O | 104.75 | 71.75 | N | 104.75 | 73.75 | 104.75
ACI-ARH31K2WO | 166557 | 2 | 130004 | Relative Humidity, RH Outputs: 0-5, 0-10 | Automation Components Inc (ACI) | A/RH3-1K-2W-O | 104.75 | 73.75 | N | 104.75 | 73.75 | 104.75
ACI-ARH31K2WO | 166559 | 3 | 130004 | Relative Humidity, RH Outputs: 0-5, 0-10 | Automation Components Inc (ACI) | A/RH3-1K-2W-O | 104.75 | 71.75 | Y | 104.75 | 73.75 | 104.75
ACI-ARH31K2WO | 166561 | 3 | 130004 | Relative Humidity, RH Outputs: 0-5, 0-10 | Automation Components Inc (ACI) | A/RH3-1K-2W-O | 104.75 | 71.75 | N | 104.75 | 73.75 | 104.75
ACI-ARH31K2WR | 166553 | 4 | 130004 | Relative Humidity, RH Outputs: 0-5, 0-10 | Automation Components Inc (ACI) | A/RH3-1K-2W-R | 94.25 | 66.25 | N | 94.25 | 66.25 | 94.25
ACI-ARH31KNID | 10008 | 5 | 130004 | Relative Humidity, RH Outputs: 0-5, 0-10 | Automation Components Inc (ACI) | A/RH3-1K-NI-D | 110 | 82.5 | Y | 110 | 96 | 110
ACI-ARH31KNID | 166560 | 2 | 130004 | Relative Humidity, RH Outputs: 0-5, 0-10 | Automation Components Inc (ACI) | A/RH3-1K-NI-D | 110 | 93.3 | Y | 110 | 96 | 110
ACI-ARH31KNID | 173042 | 10 | 130004 | Relative Humidity, RH Outputs: 0-5, 0-10 | Automation Components Inc (ACI) | A/RH3-1K-NI-D | 110 | 82.5 | Y | 110 | 96 | 110
ACI-ARH31KNID | 175883 | -1 | 130004 | Relative Humidity, RH Outputs: 0-5, 0-10 | Automation Components Inc (ACI) | A/RH3-1K-NI-D | 110 | 96 | N | 110 | 96 | 110
ACI-ARH31KNIO | 10008 | 3 | 130004 | Relative Humidity, RH Outputs: 0-5, 0-10 | Automation Components Inc (ACI) | A/RH3-1K-NI-O | 104.75 | 85.5 | Y | 104.75 | 92.0527 | 104.75
ACI-ARH31KNIO | 166553 | 2 | 130004 | Relative Humidity, RH Outputs: 0-5, 0-10 | Automation Components Inc (ACI) | A/RH3-1K-NI-O | 104.75 | 85.5 | Y | 104.75 | 92.0527 | 104.75
ACI-ARH31KNIO | 166557 | 3 | 130004 | Relative Humidity, RH Outputs: 0-5, 0-10 | Automation Components Inc (ACI) | A/RH3-1K-NI-O | 104.75 | 80.125 | Y | 104.75 | 92.0527 | 104.75
ACI-ARH31KNIO | 166560 | 5 | 130004 | Relative Humidity, RH Outputs: 0-5, 0-10 | Automation Components Inc (ACI) | A/RH3-1K-NI-O | 104.75 | 92.0527 | Y | 104.75 | 92.0527 | 104.75
ACI-ARH31KNIO | 166561 | 1 | 130004 | Relative Humidity, RH Outputs: 0-5, 0-10 | Automation Components Inc (ACI) | A/RH3-1K-NI-O | 104.75 | 73.7778 | N | 104.75 | 92.0527 | 104.75
ACI-ARH31KNIO | 175883 | 3 | 130004 | Relative Humidity, RH Outputs: 0-5, 0-10 | Automation Components Inc (ACI) | A/RH3-1K-NI-O | 104.75 | 91.5 | N | 104.75 | 92.0527 | 104.75
ACI-ARH31KNIO4X | 166559 | 5 | 130004 | Relative Humidity, RH Outputs: 0-5, 0-10 | Automation Components Inc (ACI) | A/RH3-1K-NI-O-4X | 111 | 105.1346 | Y | 111 | 105.1346 | 111
ACI-ARH31KNIOSUN | 173042 | 1 | 130004 | Relative Humidity, RH Outputs: 0-5, 0-10 | Automation Components Inc (ACI) | A/RH3-1K-NI-O-SUN | 207.25 | 207.25 | Y | 207.25 | 207.25 | 207.25
ACI-ARH31KNIR | 166560 | 1 | 130004 | Relative Humidity, RH Outputs: 0-5, 0-10 | Automation Components Inc (ACI) | A/RH3-1K-NI-R | 94.25 | 70 | N | 94.25 | 70 | 94.25
ACI-ARH31KNIR2 | 166553 | 2 | 130004 | Relative Humidity, RH Outputs: 0-5, 0-10 | Automation Components Inc (ACI) | A/RH3-1K-NI-R2 | 96.75 | 66.25 | N | 96.75 | 93.3333 | 96.75
ACI-ARH31KNIR2 | 166559 | 3 | 130004 | Relative Humidity, RH Outputs: 0-5, 0-10 | Automation Components Inc (ACI) | A/RH3-1K-NI-R2 | 96.75 | 93.3333 | Y | 96.75 | 93.3333 | 96.75
ACI-ARH31KNIR2 | 166560 | 5 | 130004 | Relative Humidity, RH Outputs: 0-5, 0-10 | Automation Components Inc (ACI) | A/RH3-1K-NI-R2 | 96.75 | 69 | Y | 96.75 | 93.3333 | 96.75
ACI-ARH31KNIR2 | 166561 | 10 | 130004 | Relative Humidity, RH Outputs: 0-5, 0-10 | Automation Components Inc (ACI) | A/RH3-1K-NI-R2 | 96.75 | 66.1458 | N | 96.75 | 93.3333 | 96.75
ACI-ARH320KD | 166553 | 1 | 130004 | Relative Humidity, RH Outputs: 0-5, 0-10 | Automation Components Inc (ACI) | A/RH3-20K-D | 104 | 82.6875 | Y | 104 | 91.0833 | 104
ACI-ARH320KD | 166559 | 1 | 130004 | Relative Humidity, RH Outputs: 0-5, 0-10 | Automation Components Inc (ACI) | A/RH3-20K-D | 104 | 69 | N | 104 | 91.0833 | 104
ACI-ARH320KD | 166560 | 3 | 130004 | Relative Humidity, RH Outputs: 0-5, 0-10 | Automation Components Inc (ACI) | A/RH3-20K-D | 104 | 85.2222 | Y | 104 | 91.0833 | 104
ACI-ARH320KD | 166561 | 1 | 130004 | Relative Humidity, RH Outputs: 0-5, 0-10 | Automation Components Inc (ACI) | A/RH3-20K-D | 104 | 91.0833 | Y | 104 | 91.0833 | 104
ACI-ARH320KD | 175891 | 3 | 130004 | Relative Humidity, RH Outputs: 0-5, 0-10 | Automation Components Inc (ACI) | A/RH3-20K-D | 104 | 87.5062 | N | 104 | 91.0833 | 104
ACI-ARH320KO | 166553 | 2 | 130004 | Relative Humidity, RH Outputs: 0-5, 0-10 | Automation Components Inc (ACI) | A/RH3-20K-O | 111 | 99.25 | Y | 111 | 111 | 111
ACI-ARH320KO | 166559 | 1 | 130004 | Relative Humidity, RH Outputs: 0-5, 0-10 | Automation Components Inc (ACI) | A/RH3-20K-O | 111 | 111 | Y | 111 | 111 | 111
ACI-ARH320KO | 166561 | 2 | 130004 | Relative Humidity, RH Outputs: 0-5, 0-10 | Automation Components Inc (ACI) | A/RH3-20K-O | 111 | 104.5625 | Y | 111 | 111 | 111
ACI-ARH320KR2 | 166553 | 1 | 130004 | Relative Humidity, RH Outputs: 0-5, 0-10 | Automation Components Inc (ACI) | A/RH3-20K-R2 | 102.5 | 66.25 | N | 102.5 | 83.75 | 102.5
ACI-ARH320KR2 | 166559 | 1 | 130004 | Relative Humidity, RH Outputs: 0-5, 0-10 | Automation Components Inc (ACI) | A/RH3-20K-R2 | 102.5 | 83.75 | Y | 102.5 | 83.75 | 102.5
ACI-ARH3AND | 10510 | 1 | 130004 | Relative Humidity, RH Outputs: 0-5, 0-10 | Automation Components Inc (ACI) | A/RH3-AN-D | 105.25 | 105.25 | Y | 105.25 | 105.25 | 105.25
ACI-ARH3AND | 166553 | 1 | 130004 | Relative Humidity, RH Outputs: 0-5, 0-10 | Automation Components Inc (ACI) | A/RH3-AN-D | 105.25 | 105.25 | Y | 105.25 | 105.25 | 105.25
ACI-ARH3AND | 166557 | 3 | 130004 | Relative Humidity, RH Outputs: 0-5, 0-10 | Automation Components Inc (ACI) | A/RH3-AN-D | 105.25 | 90.4167 | Y | 105.25 | 105.25 | 105.25
ACI-ARH3AND | 166561 | 3 | 130004 | Relative Humidity, RH Outputs: 0-5, 0-10 | Automation Components Inc (ACI) | A/RH3-AN-D | 105.25 | 87.25 | Y | 105.25 | 105.25 | 105.25
ACI-ARH3AND | 175883 | 5 | 130004 | Relative Humidity, RH Outputs: 0-5, 0-10 | Automation Components Inc (ACI) | A/RH3-AN-D | 105.25 | 104.3667 | Y | 105.25 | 105.25 | 105.25
ACI-ARH3ANO | 10510 | 1 | 130004 | Relative Humidity, RH Outputs: 0-5, 0-10 | Automation Components Inc (ACI) | A/RH3-AN-O | 108.25 | 96.75 | Y | 108.25 | 108.25 | 108.25
ACI-ARH3ANO | 166553 | 2 | 130004 | Relative Humidity, RH Outputs: 0-5, 0-10 | Automation Components Inc (ACI) | A/RH3-AN-O | 108.25 | 104.375 | Y | 108.25 | 108.25 | 108.25
ACI-ARH3ANO | 166559 | 2 | 130004 | Relative Humidity, RH Outputs: 0-5, 0-10 | Automation Components Inc (ACI) | A/RH3-AN-O | 108.25 | 90.75 | Y | 108.25 | 108.25 | 108.25
ACI-ARH3ANO | 166561 | 2 | 130004 | Relative Humidity, RH Outputs: 0-5, 0-10 | Automation Components Inc (ACI) | A/RH3-AN-O | 108.25 | 103.75 | Y | 108.25 | 108.25 | 108.25
ACI-ARH3ANO | 173042 | 2 | 130004 | Relative Humidity, RH Outputs: 0-5, 0-10 | Automation Components Inc (ACI) | A/RH3-AN-O | 108.25 | 95.55 | Y | 108.25 | 108.25 | 108.25
ACI-ARH3ANO | 175883 | 3 | 130004 | Relative Humidity, RH Outputs: 0-5, 0-10 | Automation Components Inc (ACI) | A/RH3-AN-O | 108.25 | 108.25 | Y | 108.25 | 108.25 | 108.25
ACI-ARH3ANO | 175891 | 1 | 130004 | Relative Humidity, RH Outputs: 0-5, 0-10 | Automation Components Inc (ACI) | A/RH3-AN-O | 108.25 | 90.75 | Y | 108.25 | 108.25 | 108.25
ACI-ARH3ANR | 10510 | 2 | 130004 | Relative Humidity, RH Outputs: 0-5, 0-10 | Automation Components Inc (ACI) | A/RH3-AN-R | 102.5 | 69 | Y | 102.5 | 69 | 102.5
ACI-ARH3ANR | 175891 | 1 | 130004 | Relative Humidity, RH Outputs: 0-5, 0-10 | Automation Components Inc (ACI) | A/RH3-AN-R | 102.5 | 67.6485 | Y | 102.5 | 69 | 102.5
ACI-ARH3ANR2 | 166553 | 2 | 130004 | Relative Humidity, RH Outputs: 0-5, 0-10 | Automation Components Inc (ACI) | A/RH3-AN-R2 | 100.25 | 89.5 | Y | 100.25 | 89.5 | 100.25
ACI-ARH3ANR2 | 166559 | 2 | 130004 | Relative Humidity, RH Outputs: 0-5, 0-10 | Automation Components Inc (ACI) | A/RH3-AN-R2 | 100.25 | 83.75 | Y | 100.25 | 89.5 | 100.25
ACI-ARH3ANR2 | 166561 | 5 | 130004 | Relative Humidity, RH Outputs: 0-5, 0-10 | Automation Components Inc (ACI) | A/RH3-AN-R2 | 100.25 | 67.625 | N | 100.25 | 89.5 | 100.25
ACI-ARH3ANR2 | 175883 | 5 | 130004 | Relative Humidity, RH Outputs: 0-5, 0-10 | Automation Components Inc (ACI) | A/RH3-AN-R2 | 100.25 | 87.5 | Y | 100.25 | 89.5 | 100.25
ACI-ARH3CPD | 10008 | 11 | 130004 | Relative Humidity, RH Outputs: 0-5, 0-10 | Automation Components Inc (ACI) | A/RH3-CP-D | 104 | 92.8058 | Y | 104 | 101.275 | 104
ACI-ARH3CPD | 166553 | 2 | 130004 | Relative Humidity, RH Outputs: 0-5, 0-10 | Automation Components Inc (ACI) | A/RH3-CP-D | 104 | 95.625 | Y | 104 | 101.275 | 104
ACI-ARH3CPD | 166559 | 3 | 130004 | Relative Humidity, RH Outputs: 0-5, 0-10 | Automation Components Inc (ACI) | A/RH3-CP-D | 104 | 95.4444 | Y | 104 | 101.275 | 104
ACI-ARH3CPD | 166560 | 3 | 130004 | Relative Humidity, RH Outputs: 0-5, 0-10 | Automation Components Inc (ACI) | A/RH3-CP-D | 104 | 87.8148 | Y | 104 | 101.275 | 104
ACI-ARH3CPD | 166561 | 2 | 130004 | Relative Humidity, RH Outputs: 0-5, 0-10 | Automation Components Inc (ACI) | A/RH3-CP-D | 104 | 101.275 | Y | 104 | 101.275 | 104
ACI-ARH3CPD | 173042 | 1 | 130004 | Relative Humidity, RH Outputs: 0-5, 0-10 | Automation Components Inc (ACI) | A/RH3-CP-D | 104 | 91 | Y | 104 | 101.275 | 104
ACI-ARH3CPD | 175883 | 1 | 130004 | Relative Humidity, RH Outputs: 0-5, 0-10 | Automation Components Inc (ACI) | A/RH3-CP-D | 104 | 93 | Y | 104 | 101.275 | 104
ACI-ARH3CPO | 166553 | 3 | 130004 | Relative Humidity, RH Outputs: 0-5, 0-10 | Automation Components Inc (ACI) | A/RH3-CP-O | 108.25 | 105.375 | Y | 108.25 | 108.25 | 108.25
ACI-ARH3CPO | 166557 | 1 | 130004 | Relative Humidity, RH Outputs: 0-5, 0-10 | Automation Components Inc (ACI) | A/RH3-CP-O | 108.25 | 108.25 | Y | 108.25 | 108.25 | 108.25
ACI-ARH3CPO | 166559 | 1 | 130004 | Relative Humidity, RH Outputs: 0-5, 0-10 | Automation Components Inc (ACI) | A/RH3-CP-O | 108.25 | 102.5 | Y | 108.25 | 108.25 | 108.25
ACI-ARH3CPO | 166561 | 0 | 130004 | Relative Humidity, RH Outputs: 0-5, 0-10 | Automation Components Inc (ACI) | A/RH3-CP-O | 108.25 | 108.25 | Y | 108.25 | 108.25 | 108.25
ACI-ARH3CPR2 | 166553 | 0 | 130004 | Relative Humidity, RH Outputs: 0-5, 0-10 | Automation Components Inc (ACI) | A/RH3-CP-R2 | 100.25 | 83.6474 | Y | 100.25 | 98.1 | 100.25
ACI-ARH3CPR2 | 166557 | 1 | 130004 | Relative Humidity, RH Outputs: 0-5, 0-10 | Automation Components Inc (ACI) | A/RH3-CP-R2 | 100.25 | 93.1786 | Y | 100.25 | 98.1 | 100.25
ACI-ARH3CPR2 | 166559 | 3 | 130004 | Relative Humidity, RH Outputs: 0-5, 0-10 | Automation Components Inc (ACI) | A/RH3-CP-R2 | 100.25 | 95.8438 | Y | 100.25 | 98.1 | 100.25
ACI-ARH3CPR2 | 175883 | -3 | 130004 | Relative Humidity, RH Outputs: 0-5, 0-10 | Automation Components Inc (ACI) | A/RH3-CP-R2 | 100.25 | 98.1 | Y | 100.25 | 98.1 | 100.25
ACI-ARH3D | 10006 | 3 | 130004 | Relative Humidity, RH Outputs: 0-5, 0-10 | Automation Components Inc (ACI) | A/RH3-D | 103.5 | 82.8889 | Y | 103.5 | 100.0945 | 103.5
ACI-ARH3D | 10008 | 2 | 130004 | Relative Humidity, RH Outputs: 0-5, 0-10 | Automation Components Inc (ACI) | A/RH3-D | 103.5 | 80 | Y | 103.5 | 100.0945 | 103.5
ACI-ARH3D | 10510 | 0 | 130004 | Relative Humidity, RH Outputs: 0-5, 0-10 | Automation Components Inc (ACI) | A/RH3-D | 103.5 | 99.975 | Y | 103.5 | 100.0945 | 103.5
ACI-ARH3D | 166553 | 3 | 130004 | Relative Humidity, RH Outputs: 0-5, 0-10 | Automation Components Inc (ACI) | A/RH3-D | 103.5 | 92.5 | Y | 103.5 | 100.0945 | 103.5
ACI-ARH3D | 166557 | 3 | 130004 | Relative Humidity, RH Outputs: 0-5, 0-10 | Automation Components Inc (ACI) | A/RH3-D | 103.5 | 98.8 | Y | 103.5 | 100.0945 | 103.5
ACI-ARH3D | 166559 | 3 | 130004 | Relative Humidity, RH Outputs: 0-5, 0-10 | Automation Components Inc (ACI) | A/RH3-D | 103.5 | 100.0945 | Y | 103.5 | 100.0945 | 103.5
ACI-ARH3D | 166560 | 3 | 130004 | Relative Humidity, RH Outputs: 0-5, 0-10 | Automation Components Inc (ACI) | A/RH3-D | 103.5 | 87 | Y | 103.5 | 100.0945 | 103.5
ACI-ARH3D | 166561 | 2 | 130004 | Relative Humidity, RH Outputs: 0-5, 0-10 | Automation Components Inc (ACI) | A/RH3-D | 103.5 | 87.3292 | Y | 103.5 | 100.0945 | 103.5
ACI-ARH3D | 173042 | 3 | 130004 | Relative Humidity, RH Outputs: 0-5, 0-10 | Automation Components Inc (ACI) | A/RH3-D | 103.5 | 97.9286 | N | 103.5 | 100.0945 | 103.5
ACI-ARH3D | 175891 | 5 | 130004 | Relative Humidity, RH Outputs: 0-5, 0-10 | Automation Components Inc (ACI) | A/RH3-D | 103.5 | 93.5704 | Y | 103.5 | 100.0945 | 103.5
ACI-ARH3O | 10008 | 6 | 130004 | Relative Humidity, RH Outputs: 0-5, 0-10 | Automation Components Inc (ACI) | A/RH3-O | 104 | 87.25 | N | 104 | 91 | 104
ACI-ARH3O | 166553 | 5 | 130004 | Relative Humidity, RH Outputs: 0-5, 0-10 | Automation Components Inc (ACI) | A/RH3-O | 104 | 85.0467 | Y | 104 | 91 | 104
ACI-ARH3O | 166557 | 3 | 130004 | Relative Humidity, RH Outputs: 0-5, 0-10 | Automation Components Inc (ACI) | A/RH3-O | 104 | 91 | Y | 104 | 91 | 104
ACI-ARH3O | 166559 | 3 | 130004 | Relative Humidity, RH Outputs: 0-5, 0-10 | Automation Components Inc (ACI) | A/RH3-O | 104 | 68.2 | Y | 104 | 91 | 104
ACI-ARH3O | 166561 | 3 | 130004 | Relative Humidity, RH Outputs: 0-5, 0-10 | Automation Components Inc (ACI) | A/RH3-O | 104 | 71.5333 | Y | 104 | 91 | 104
ACI-ARH3O | 175883 | 4 | 130004 | Relative Humidity, RH Outputs: 0-5, 0-10 | Automation Components Inc (ACI) | A/RH3-O | 104 | 87.25 | Y | 104 | 91 | 104
ACI-ARH3O | 175891 | 2 | 130004 | Relative Humidity, RH Outputs: 0-5, 0-10 | Automation Components Inc (ACI) | A/RH3-O | 104 | 79.9927 | Y | 104 | 91 | 104
ACI-ARH3R | 10510 | 1 | 130004 | Relative Humidity, RH Outputs: 0-5, 0-10 | Automation Components Inc (ACI) | A/RH3-R | 96.5 | 63.75 | Y | 96.5 | 63.75 | 96.5
ACI-ARH3R | 175891 | 2 | 130004 | Relative Humidity, RH Outputs: 0-5, 0-10 | Automation Components Inc (ACI) | A/RH3-R | 96.5 | 63.75 | N | 96.5 | 63.75 | 96.5
ACI-ARH3R2 | 10008 | 20 | 130004 | Relative Humidity, RH Outputs: 0-5, 0-10 | Automation Components Inc (ACI) | A/RH3-R2 | 96.5 | 85.1097 | N | 96.5 | 96.5 | 96.5
ACI-ARH3R2 | 166553 | 7 | 130004 | Relative Humidity, RH Outputs: 0-5, 0-10 | Automation Components Inc (ACI) | A/RH3-R2 | 96.5 | 91.6 | Y | 96.5 | 96.5 | 96.5
ACI-ARH3R2 | 166557 | 4 | 130004 | Relative Humidity, RH Outputs: 0-5, 0-10 | Automation Components Inc (ACI) | A/RH3-R2 | 96.5 | 92.1667 | Y | 96.5 | 96.5 | 96.5
ACI-ARH3R2 | 166559 | 3 | 130004 | Relative Humidity, RH Outputs: 0-5, 0-10 | Automation Components Inc (ACI) | A/RH3-R2 | 96.5 | 96.5 | Y | 96.5 | 96.5 | 96.5
ACI-ARH3R2 | 166560 | 5 | 130004 | Relative Humidity, RH Outputs: 0-5, 0-10 | Automation Components Inc (ACI) | A/RH3-R2 | 96.5 | 78.7917 | Y | 96.5 | 96.5 | 96.5
ACI-ARH3R2 | 166561 | 3 | 130004 | Relative Humidity, RH Outputs: 0-5, 0-10 | Automation Components Inc (ACI) | A/RH3-R2 | 96.5 | 82.1875 | Y | 96.5 | 96.5 | 96.5
ACI-ARH3R2 | 175883 | 5 | 130004 | Relative Humidity, RH Outputs: 0-5, 0-10 | Automation Components Inc (ACI) | A/RH3-R2 | 96.5 | 77.2439 | N | 96.5 | 96.5 | 96.5
ACI-ARH3R2O | 166560 | 2 | 130004 | Relative Humidity, RH Outputs: 0-5, 0-10 | Automation Components Inc (ACI) | A/RH3-R2O | 94.25 | 82.25 | N | 94.25 | 82.25 | 94.25
ACI-ARH3SP010 | 175890 | 6 | 130004 | Relative Humidity, RH Outputs: 0-5 & 0-1 | Automation Components Inc (ACI) | A/RH3-SP-010 | 107.25 | 69 | N | 107.25 | 69 | 107.25
ACI-ARH3TTM1KR24 | 173042 | 9 | 130004 | Relative Humidity, RH Outputs: 0-5, 0-10 | Automation Components Inc (ACI) | A/RH3-TTM1K-R2-4 | 155.5 | 100 | N | 155.5 | 100 | 155.5
ACI-ARH5DBB | 10008 | 2 | 130004 | Relative Humidity, RH Outputs: 0-5, 0-10 | Automation Components Inc (ACI) | A/RH5-D-BB | 92.5 | 51 | N | 92.5 | 51 | 92.5
ACI-ARH5R | 175888 | 1 | 130004 | Relative Humidity, RH Outputs: 0-5, 0-10 | Automation Components Inc (ACI) | A/RH5-R | 73.5 | 49.5076 | N | 73.5 | 49.5076 | 73.5
ACI-ARM | 10008 | 0 | 130004 | Analog Input, Analog Output, Analog Resc | Automation Components Inc (ACI) | ARM | 62.3 | 62.3 | N | 62.3 | 62.3 | 62.3
ACI-ARM | 10510 | 1 | 130004 | Analog Input, Analog Output, Analog Resc | Automation Components Inc (ACI) | ARM | 62.3 | 48.3 | Y | 62.3 | 62.3 | 62.3
ACI-ARM | 166559 | 1 | 130004 | Analog Input, Analog Output, Analog Resc | Automation Components Inc (ACI) | ARM | 62.3 | 62.3 | Y | 62.3 | 62.3 | 62.3
ACI-ARM | 175891 | 1 | 130004 | Analog Input, Analog Output, Analog Resc | Automation Components Inc (ACI) | ARM | 62.3 | 48.3 | Y | 62.3 | 62.3 | 62.3
ACI-ARM2 | 10010 | 1 | 130004 | Analog Input(VDC or mA), Dual Analog Out | Automation Components Inc (ACI) | ARM2 | 83.65 | 53.2 | Y | 83.65 | 83.65 | 83.65
ACI-ARM2 | 10510 | 1 | 130004 | Analog Input(VDC or mA), Dual Analog Out | Automation Components Inc (ACI) | ARM2 | 83.65 | 83.65 | Y | 83.65 | 83.65 | 83.65
ACI-ARM2 | 166557 | 1 | 130004 | Analog Input(VDC or mA), Dual Analog Out | Automation Components Inc (ACI) | ARM2 | 83.65 | 50.05 | N | 83.65 | 83.65 | 83.65
ACI-ARM2 | 166559 | 1 | 130004 | Analog Input(VDC or mA), Dual Analog Out | Automation Components Inc (ACI) | ARM2 | 83.65 | 55.65 | N | 83.65 | 83.65 | 83.65
ACI-ASA | 166553 | 1 | 130004 | Analog Input, Analog Output, Analog Sign | Automation Components Inc (ACI) | ASA | 96.6 | 60.9 | N | 96.6 | 60.9 | 96.6
ACI-ASCSX | 10008 | 1 | 130004 | Split-Core Current Switch, N/C | Automation Components Inc (ACI) | A/SCSX-BCS | 20.25 | 20.25 | N | 20.25 | 20.25 | 20.25
ACI-ASCTA250RMS | 10008 | -5 | 130004 | Analog Current Sensor, 4-20mA, DIN Rail, | Automation Components Inc (ACI) | A/SCTA2-50-RMS | 97.25 | 81.0682 | N | 97.25 | 81.0682 | 97.25
ACI-ASCTE250 | 10008 | 2 | 130004 | Analog Current Sensor, 0-5 VDC, DIN Rail | Automation Components Inc (ACI) | A/SCTE2-50 | 63.75 | 35.75 | N | 63.75 | 35.75 | 63.75
ACI-ASCTV2150 | 175883 | 5 | 130004 | Analog Current Sensor, 0-10 VDC, DIN Rai | Automation Components Inc (ACI) | A/SCTV2-150 | 50.75 | 42.25 | Y | 50.75 | 42.25 | 50.75
ACI-ASENSEDLCDREL | 166559 | 0 | 130004 | Carbon Dioxide Sensor, Duct Mount, 0-200 | Automation Components Inc (ACI) | ASENSE-D-LCD-REL | 411.92 | 251 | N | 411.92 | 251 | 411.92
ACI-ASENSERLCDREL | 166553 | 2 | 130004 | Carbon Dioxide Sensor, Room Mount, 0-200 | Automation Components Inc (ACI) | ASENSE-R-LCD-REL | 318.82 | 301.7743 | N | 318.82 | 301.7743 | 318.82
ACI-ASLD | 175883 | 1 | 130004 | Spot Leak Detector, Relay Output, 14ft/4 | Automation Components Inc (ACI) | A/SLD | 152 | 111.6 | N | 152 | 111.6 | 152
ACI-ASPPUP | 10006 | 15 | 130004 | Stainless Wall Plate Pickup Port | Automation Components Inc (ACI) | A/SP-PUP | 19.43 | 16.8038 | Y | 19.43 | 19.43 | 19.43
ACI-ASPPUP | 10008 | 10 | 130004 | Stainless Wall Plate Pickup Port | Automation Components Inc (ACI) | A/SP-PUP | 19.43 | 19.43 | Y | 19.43 | 19.43 | 19.43
ACI-ASPPUP | 166559 | 16 | 130004 | Stainless Wall Plate Pickup Port | Automation Components Inc (ACI) | A/SP-PUP | 19.43 | 18.6144 | Y | 19.43 | 19.43 | 19.43
ACI-ASPPUP | 173042 | 23 | 130004 | Stainless Wall Plate Pickup Port | Automation Components Inc (ACI) | A/SP-PUP | 19.43 | 17.3121 | Y | 19.43 | 19.43 | 19.43
ACI-ASPPUP | 175883 | 0 | 130004 | Stainless Wall Plate Pickup Port | Automation Components Inc (ACI) | A/SP-PUP | 19.43 | 17.1935 | N | 19.43 | 19.43 | 19.43
ACI-ASPPUP | 175891 | 5 | 130004 | Stainless Wall Plate Pickup Port | Automation Components Inc (ACI) | A/SP-PUP | 19.43 | 18.0767 | Y | 19.43 | 19.43 | 19.43
ACI-ATL | 10008 | 1 | 130004 | Analog Input, Relay Output, 4 (SPDT) Rel | Automation Components Inc (ACI) | ATL | 94.85 | 53.55 | N | 94.85 | 80.9521 | 94.85
ACI-ATL | 166561 | 3 | 130004 | Analog Input, Relay Output, 4 (SPDT) Rel | Automation Components Inc (ACI) | ATL | 94.85 | 80.9521 | Y | 94.85 | 80.9521 | 94.85
ACI-ATL | 175890 | 1 | 130004 | Analog Input, Relay Output, 4 (SPDT) Rel | Automation Components Inc (ACI) | ATL | 94.85 | 54.3265 | N | 94.85 | 80.9521 | 94.85
ACI-ATT1KBO4 | 166561 | 3 | 130004 | Transmitter w/ 1,000 Ohm RTD, Board Only | Automation Components Inc (ACI) | A/TT1K-BO-4 | 45.63 | 27.44 | N | 45.63 | 27.44 | 45.63
ACI-ATT1KD81GD | 175891 | 1 | 130004 | Transmitter w/ 1,000 Ohm RTD, Duct, 8in, | Automation Components Inc (ACI) | A/TT1K-D-8"-1-GD | 66.15 | 36.85 | N | 66.15 | 36.85 | 66.15
ACI-ATT1KI2544X | 10010 | 2 | 130004 | Transmitter w/ 1,000 Ohm RTD, Immersion, | Automation Components Inc (ACI) | A/TT1K-I-2.5"-4-4X | 92.34 | 77.22 | N | 92.34 | 77.22 | 92.34
ACI-ATT1KIM254PB | 175883 | 1 | 130004 | Transmitter w/ 1,000 Ohm RTD, Immersion, | Automation Components Inc (ACI) | A/TT1K-IM-2.5"-4-PB | 83.16 | 67.77 | N | 83.16 | 67.77 | 83.16
ACI-ATT1KIM84PB | 166561 | 1 | 130004 | Transmitter w/ 1,000 Ohm RTD, | Automation Components Inc (ACI) | A/TT1K-IM-8"-4-PB | 105.03 | 105.03 | N | 105.03 | 105.03 | 105.03
ACI-ATT1KLTS4GD10 | 166559 | 1 | 130004 | Transmitter w/ 1,000 Ohm RTD, 2in Freeze | Automation Components Inc (ACI) | A/TT1K-LTS-4-GD-10' | 116.37 | 63.99 | N | 116.37 | 63.99 | 116.37
ACI-ATT1KR22 | 10008 | 1 | 130004 | Transmitter w/ 1,000 Ohm RTD, Room (R2), | Automation Components Inc (ACI) | A/TT1K-R2-2 | 54.81 | 35.1 | N | 54.81 | 35.1 | 54.81
ACI-ATT1KR24 | 166553 | 1 | 130004 | Transmitter w/ 1,000 Ohm RTD, Room (R2), | Automation Components Inc (ACI) | A/TT1K-R2-4 | 54.81 | 35.484 | N | 54.81 | 37.9 | 54.81
ACI-ATT1KR24 | 166561 | 9 | 130004 | Transmitter w/ 1,000 Ohm RTD, Room (R2), | Automation Components Inc (ACI) | A/TT1K-R2-4 | 54.81 | 37.9 | N | 54.81 | 37.9 | 54.81
ACI-ATT1KS24X | 175888 | 0 | 130004 | Transmitter w/ 1,000 Ohm RTD, Strap On, | Automation Components Inc (ACI) | A/TT1K-S-2-4X | 80.73 | 0 | N | 80.73 | 0 | 80.73
ACI-ATT1KS4GD | 166557 | 1 | 130004 | Transmitter w/ 1,000 Ohm RTD, Strap On, | Automation Components Inc (ACI) | A/TT1K-S-4-GD | 68.85 | 39.42 | N | 68.85 | 39.42 | 68.85
ACI-ATT1KS4PB25HOSECLAMP | 173042 | 2 | 130004 | 40-200 DEG F. STRP TEMP TRANSDUCER | Automation Components Inc (ACI) | ATT1KS4PB25HOSECLAMP | 42.22 | 42.22 | N | 42.22 | 42.22 | 42.22
ACI-ATTM100O4BB | 175891 | 2 | 130004 | Transmitter w/ 100 Ohm RTD (NIST Cert), | Automation Components Inc (ACI) | A/TTM100-O-4-BB | 98.82 | 72.09 | N | 98.82 | 72.09 | 98.82
ACI-ATUCH22 | 10008 | 1 | 130004 | Microprocessor LCD Display Temp/RH | Automation Components Inc (ACI) | A/TUCH2-2% | 153.03 | 153.03 | N | 153.03 | 153.03 | 153.03
ACI-ATUCHV010 | 10008 | 1 | 130004 | TEMPERATURE & RH TRANSMITTER w/DISPLAY, | Automation Components Inc (ACI) | A/TUCH-V010-F-2--V010-TOGGLE-BCS | 162.19 | 162.19 | N | 162.19 | 162.19 | 162.19
ACI-AUVCRSOLCD | 166553 | 1 | 130004 | novar LCD rm sensor w/setpnt and ove | Automation Components Inc (ACI) | A/UVCRSOLCD-BCS | 58 | 58 | N | 58 | 58 | 58
ACI-AWPR210010 | 10006 | 3 | 130004 | Remote Wet Differential Pressure, 0-10, | Automation Components Inc (ACI) | A/WPR2-100-10 | 365.4 | 280.6475 | Y | 365.4 | 338.14 | 365.4
ACI-AWPR210010 | 10008 | 1 | 130004 | Remote Wet Differential Pressure, 0-10, | Automation Components Inc (ACI) | A/WPR2-100-10 | 365.4 | 319.58 | Y | 365.4 | 338.14 | 365.4
ACI-AWPR210010 | 10510 | 2 | 130004 | Remote Wet Differential Pressure, 0-10, | Automation Components Inc (ACI) | A/WPR2-100-10 | 365.4 | 338.14 | Y | 365.4 | 338.14 | 365.4
ACI-AWPR210010 | 166557 | 1 | 130004 | Remote Wet Differential Pressure, 0-10, | Automation Components Inc (ACI) | A/WPR2-100-10 | 365.4 | 326.54 | Y | 365.4 | 338.14 | 365.4
ACI-AWPR210010 | 166561 | 2 | 130004 | Remote Wet Differential Pressure, 0-10, | Automation Components Inc (ACI) | A/WPR2-100-10 | 365.4 | 319.58 | Y | 365.4 | 338.14 | 365.4
ACI-AWPR210010 | 173042 | 1 | 130004 | Remote Wet Differential Pressure, 0-10, | Automation Components Inc (ACI) | A/WPR2-100-10 | 365.4 | 326.54 | Y | 365.4 | 338.14 | 365.4
ACI-AWPR210010 | 175883 | 0 | 130004 | Remote Wet Differential Pressure, 0-10, | Automation Components Inc (ACI) | A/WPR2-100-10 | 365.4 | 319.58 | Y | 365.4 | 338.14 | 365.4
ACI-AWPR210010LCD | 10006 | 0 | 130004 | Remote Wet Differential Pressure, 0-10, | Automation Components Inc (ACI) | A/WPR2-100-10-LCD | 393.82 | 246.5 | Y | 393.82 | 371.0343 | 393.82
ACI-AWPR210010LCD | 10008 | -22 | 130004 | Remote Wet Differential Pressure, 0-10, | Automation Components Inc (ACI) | A/WPR2-100-10-LCD | 393.82 | 371.0343 | Y | 393.82 | 371.0343 | 393.82
ACI-AWPR210020 | 166559 | 1 | 130004 | Remote Wet Differential Pressure, 0-10, | Automation Components Inc (ACI) | A/WPR2-100-20 | 377.29 | 330.31 | Y | 377.29 | 330.31 | 377.29
ACI-AWPR210020LCD | 166553 | 5 | 130004 | Remote Wet Differential Pressure, 0-10, | Automation Components Inc (ACI) | A/WPR2-100-20-LCD | 405.71 | 360.0482 | Y | 405.71 | 388.7933 | 405.71
ACI-AWPR210020LCD | 166557 | 1 | 130004 | Remote Wet Differential Pressure, 0-10, | Automation Components Inc (ACI) | A/WPR2-100-20-LCD | 405.71 | 388.7933 | Y | 405.71 | 388.7933 | 405.71
ACI-AWPR230020 | 166557 | 2 | 130004 | Remote Wet Differential Pressure, 0-30, | Automation Components Inc (ACI) | A/WPR2-300-20 | 420.79 | 368.3 | Y | 420.79 | 368.3 | 420.79
ACI-AWPR230020LCD | 166553 | 5 | 130004 | Remote Wet Differential Pressure, 0-300 | Automation Components Inc (ACI) | A/WPR2-300-20-LCD | 405.71 | 405.71 | Y | 405.71 | 405.71 | 405.71
ACI-AWPR230020LCD | 166559 | 3 | 130004 | Remote Wet Differential Pressure, 0-300 | Automation Components Inc (ACI) | A/WPR2-300-20-LCD | 405.71 | 388.2959 | Y | 405.71 | 405.71 | 405.71
ACI-AWPR23010 | 166557 | 3 | 130004 | Remote Wet Differential Pressure, 0-3, 0 | Automation Components Inc (ACI) | A/WPR2-30-10 | 407.16 | 341.62 | Y | 407.16 | 341.62 | 407.16
ACI-B5CCO250POX | 166557 | 2 | 130004 | BACnet MSTP, Smart Sensor, Carbon Monoxi | Automation Components Inc (ACI) | B5C-CO-250P-O-X | 478.04 | 299.06 | N | 478.04 | 427.12 | 478.04
ACI-B5CCO250POX | 175883 | 3 | 130004 | BACnet MSTP, Smart Sensor, Carbon Monoxi | Automation Components Inc (ACI) | B5C-CO-250P-O-X | 478.04 | 427.12 | N | 478.04 | 427.12 | 478.04
ACI-B5NO100POX | 175883 | 3 | 130004 | BACnet MSTP, Smart Sensor, Nitric Oxide, | Automation Components Inc (ACI) | B5-NO-100P-O-X | 1061.34 | 890.72 | N | 1061.34 | 890.72 | 1061.34
ACI-B6CONO210P | 10510 | 1 | 130004 | BACnet MSTP, Smart Sensor, Combination, | Automation Components Inc (ACI) | B6-CO/NO2-10P | 752.78 | 752.78 | N | 752.78 | 752.78 | 752.78
ACI-BN2130O | 10510 | 1 | 130004 | BACnet MS/TP, Modbus RTU, Relative Humid | Automation Components Inc (ACI) | BN2130-O | 143.1 | 143.1 | Y | 143.1 | 143.1 | 143.1
ACI-BOBOX0 | 175888 | 2 | 130004 | 4 Channel Relay Output Module, Q-Control | Automation Components Inc (ACI) | BO-BOX-0 | 322.62 | 204 | Y | 322.62 | 204 | 322.62
ACI-CO2VENRRHTWAN | 10008 | 1 | 130004 | Room, CO2, RH, Temp, w/White Encl. | Automation Components Inc (ACI) | CO2-VEN-R-RHT-W-AN-BCS | 228 | 228 | N | 228 | 228 | 228
ACI-COD | 175891 | 1 | 130004 | Carbon Monoxide Sensor, 0-125 PPM Defaul | Automation Components Inc (ACI) | CO-D | 395.2 | 212.5 | N | 395.2 | 212.5 | 395.2
ACI-COR | 175883 | 0 | 130004 | Carbon Monoxide Sensor, 0-125 PPM Defaul | Automation Components Inc (ACI) | CO-R | 300.58 | 0 | N | 300.58 | 171 | 300.58
ACI-COR | 175891 | 1 | 130004 | Carbon Monoxide Sensor, 0-125 PPM Defaul | Automation Components Inc (ACI) | CO-R | 300.58 | 171 | N | 300.58 | 171 | 300.58
ACI-COR4XRBD | 175883 | 1 | 130004 | Carbon Monoxide Sensor, 0-125 PPM Defaul | Automation Components Inc (ACI) | CO-R-4X-RB-D | 100 | 100 | Y | 100 | 100 | 100
ACI-CORRBD | 175883 | 0 | 130004 | Carbon Monoxide Sensor, 0-125 PPM Defaul | Automation Components Inc (ACI) | CO-R-RB-D | 367.46 | 367.46 | N | 367.46 | 367.46 | 367.46
ACI-DBZ06MOUNTINGKIT | 173042 | 4 | 130004 | KIT W/2 PITOT TUBES FOR DIFF. PRESSU | Automation Components Inc (ACI) | DBZ06MOUNTINGKIT | 4.35 | 4.35 | N | 4.35 | 4.35 | 4.35
ACI-DRN4 | 10510 | 1 | 130004 | PWM/Analog/Floating Point Input to Resis | Automation Components Inc (ACI) | DRN4 | 156.1 | 128.45 | N | 156.1 | 157.59 | 157.59
ACI-DRN4 | 166553 | 1 | 130004 | PWM/Analog/Floating Point Input to Resis | Automation Components Inc (ACI) | DRN4 | 156.1 | 157.59 | N | 156.1 | 157.59 | 157.59
ACI-ECMCS25A | 10510 | 17 | 130004 | ECMCS25-A | Automation Components Inc (ACI) | ECMCS25-A | 43.75 | 43.3241 | Y | 43.75 | 43.75 | 43.75
ACI-ECMCS25A | 166553 | 15 | 130004 | ECMCS25-A | Automation Components Inc (ACI) | ECMCS25-A | 43.75 | 43.75 | Y | 43.75 | 43.75 | 43.75
ACI-ECMCS25A | 175883 | 1 | 130004 | ECMCS25-A | Automation Components Inc (ACI) | ECMCS25-A | 43.75 | 35.1786 | Y | 43.75 | 43.75 | 43.75
ACI-EFP2G | 10510 | 3 | 130004 | Floating Point Input (45 sec), Pressure | Automation Components Inc (ACI) | EFP2G | 204.75 | 103.1463 | Y | 204.75 | 103.1463 | 204.75
ACI-EPC2G | 166553 | 9 | 130004 | Analog Input (0-5VDC), Pressure Output ( | Automation Components Inc (ACI) | EPC2G | 155.05 | 145.3733 | Y | 155.05 | 155.05 | 155.05
ACI-EPC2G | 166557 | 8 | 130004 | Analog Input (0-5VDC), Pressure Output ( | Automation Components Inc (ACI) | EPC2G | 155.05 | 155.05 | Y | 155.05 | 155.05 | 155.05
ACI-EPC2G | 166559 | 2 | 130004 | Analog Input (0-5VDC), Pressure Output ( | Automation Components Inc (ACI) | EPC2G | 155.05 | 151.6203 | Y | 155.05 | 155.05 | 155.05
ACI-EPC2G | 166560 | 3 | 130004 | Analog Input (0-5VDC), Pressure Output ( | Automation Components Inc (ACI) | EPC2G | 155.05 | 110.46 | Y | 155.05 | 155.05 | 155.05
ACI-EPC2G | 166561 | 3 | 130004 | Analog Input (0-5VDC), Pressure Output ( | Automation Components Inc (ACI) | EPC2G | 155.05 | 149.1251 | Y | 155.05 | 155.05 | 155.05
ACI-EPCG | 166560 | 5 | 130004 | Analog Input (0-5VDC), Pressure Output ( | Automation Components Inc (ACI) | EPCG | 133 | 113.848 | Y | 133 | 113.848 | 133
ACI-EPW2 | 166561 | 4 | 130004 | Pulse Width Modulation Input (2.93 sec), | Automation Components Inc (ACI) | EPW2 | 145.95 | 97.65 | N | 145.95 | 97.65 | 145.95
ACI-EPWG | 166557 | 1 | 130004 | Pulse Width Modulation Input (2.93 sec), | Automation Components Inc (ACI) | EPWG | 153.3 | 75.95 | N | 153.3 | 75.95 | 153.3
ACI-ESENSEDLCD | 166553 | 1 | 130004 | Carbon Dioxide Sensor, Duct Mount, 0-200 | Automation Components Inc (ACI) | ESENSE-D-LCD | 263.72 | 149.0867 | N | 263.72 | 149.0867 | 263.72
ACI-FS1 | 10006 | 11 | 130004 | Freeze Stat, 20ft Capillary, Manual Rese | Automation Components Inc (ACI) | FS-1 | 131.6 | 110 | N | 131.6 | 110 | 131.6
ACI-FS1 | 10510 | 2 | 130004 | Freeze Stat, 20ft Capillary, Manual Rese | Automation Components Inc (ACI) | FS-1 | 131.6 | 77.4945 | N | 131.6 | 110 | 131.6
ACI-FS1 | 175891 | 3 | 130004 | Freeze Stat, 20ft Capillary, Manual Rese | Automation Components Inc (ACI) | FS-1 | 131.6 | 103.2741 | Y | 131.6 | 110 | 131.6
ACI-FS1A | 10510 | 1 | 130004 | Freeze Stat, 20ft Capillary, Automatic R | Automation Components Inc (ACI) | FS-1A | 127.6 | 114 | N | 127.6 | 114 | 127.6
ACI-FS1A | 166561 | 14 | 130004 | Freeze Stat, 20ft Capillary, Automatic R | Automation Components Inc (ACI) | FS-1A | 127.6 | 106.8 | N | 127.6 | 114 | 127.6
ACI-FS2 | 166557 | 3 | 130004 | Freeze Stat, 20ft Capillary, Manual Rese | Automation Components Inc (ACI) | FS-2 | 161.6 | 141.2 | Y | 161.6 | 148.4 | 161.6
ACI-FS2 | 175883 | 1 | 130004 | Freeze Stat, 20ft Capillary, Manual Rese | Automation Components Inc (ACI) | FS-2 | 161.6 | 148.4 | Y | 161.6 | 148.4 | 161.6
ACI-FS2 | 175888 | 3 | 130004 | Freeze Stat, 20ft Capillary, Manual Rese | Automation Components Inc (ACI) | FS-2 | 161.6 | 101.1262 | Y | 161.6 | 148.4 | 161.6
ACI-FS2 | 175890 | 2 | 130004 | Freeze Stat, 20ft Capillary, Manual Rese | Automation Components Inc (ACI) | FS-2 | 161.6 | 99.6005 | Y | 161.6 | 148.4 | 161.6
ACI-FS2 | 175891 | 2 | 130004 | Freeze Stat, 20ft Capillary, Manual Rese | Automation Components Inc (ACI) | FS-2 | 161.6 | 143.3333 | N | 161.6 | 148.4 | 161.6
ACI-FS4A | 175891 | 10 | 130004 | Freeze Stat, 10ft Capillary, Automatic R | Automation Components Inc (ACI) | FS-4A | 154.8 | 115.7207 | N | 154.8 | 115.7207 | 154.8
ACI-FS50 | 175883 | 3 | 130004 | Freeze Stat, 50ft Capillary, Manual Rese | Automation Components Inc (ACI) | FS-50 | 375.6 | 321.9949 | Y | 375.6 | 375.6 | 375.6
ACI-FS50 | 175891 | 0 | 130004 | Freeze Stat, 50ft Capillary, Manual Rese | Automation Components Inc (ACI) | FS-50 | 375.6 | 375.6 | N | 375.6 | 375.6 | 375.6
ACI-FS5A | 175888 | 3 | 130004 | Freeze Stat, 6ft Capillary, Automatic Re | Automation Components Inc (ACI) | FS-5A | 124 | 102.8 | Y | 124 | 102.8 | 124
ACI-FS6 | 175890 | 2 | 130004 | Freeze Stat, 6ft Capillary, Manual Reset | Automation Components Inc (ACI) | FS-6 | 164.8 | 164.8 | Y | 164.8 | 164.8 | 164.8
ACI-GP0100G20P | 10008 | 1 | 130004 | Gage Pressure with Packard Connector, 0 | Automation Components Inc (ACI) | GP(0-100G)-20-P | 155.15 | 155.15 | N | 155.15 | 155.15 | 155.15
ACI-GP0100G20P | 10510 | 2 | 130004 | Gage Pressure with Packard Connector, 0 | Automation Components Inc (ACI) | GP(0-100G)-20-P | 155.15 | 142.535 | Y | 155.15 | 155.15 | 155.15
ACI-GP0100G20P | 166553 | 2 | 130004 | Gage Pressure with Packard Connector, 0 | Automation Components Inc (ACI) | GP(0-100G)-20-P | 155.15 | 155.15 | Y | 155.15 | 155.15 | 155.15
ACI-GP0100G20P | 173042 | -3 | 130004 | Gage Pressure with Packard Connector, 0 | Automation Components Inc (ACI) | GP(0-100G)-20-P | 155.15 | 154.639 | Y | 155.15 | 155.15 | 155.15
ACI-GP0100G20P | 175891 | 1 | 130004 | Gage Pressure with Packard Connector, 0 | Automation Components Inc (ACI) | GP(0-100G)-20-P | 155.15 | 155.15 | Y | 155.15 | 155.15 | 155.15
ACI-GP0100G515VDC | 173042 | 1 | 130004 | THIS COMES WITH WIRE WHIP | Automation Components Inc (ACI) | GP0100G515VDC | 50 | 50 | N | 50 | 50 | 50
ACI-GP015G20P | 10510 | 2 | 130004 | Gage Pressure with Packard Connector, 0 | Automation Components Inc (ACI) | GP(0-15G)-20-P | 155.15 | 155.15 | Y | 155.15 | 155.15 | 155.15
ACI-GP015G20P | 175891 | 1 | 130004 | Gage Pressure with Packard Connector, 0 | Automation Components Inc (ACI) | GP(0-15G)-20-P | 155.15 | 99.2056 | Y | 155.15 | 155.15 | 155.15
ACI-GP0200G20P | 166559 | 1 | 130004 | Gage Pressure with Packard Connector, 0 | Automation Components Inc (ACI) | GP(0-200G)-20-P | 155.15 | 145.435 | Y | 155.15 | 145.435 | 155.15
ACI-GP0200G20P | 175891 | 3 | 130004 | Gage Pressure with Packard Connector, 0 | Automation Components Inc (ACI) | GP(0-200G)-20-P | 155.15 | 141.5254 | Y | 155.15 | 145.435 | 155.15
ACI-GP0300G20P | 166553 | 3 | 130004 | Gage Pressure with Packard Connector, | Automation Components Inc (ACI) | GP(0-300G)-20-P | 155.15 | 115.4855 | N | 155.15 | 155.15 | 155.15
ACI-GP0300G20P | 166557 | 1 | 130004 | Gage Pressure with Packard Connector, | Automation Components Inc (ACI) | GP(0-300G)-20-P | 155.15 | 129.92 | N | 155.15 | 155.15 | 155.15
ACI-GP0300G20P | 166559 | 2 | 130004 | Gage Pressure with Packard Connector, | Automation Components Inc (ACI) | GP(0-300G)-20-P | 155.15 | 123.7938 | Y | 155.15 | 155.15 | 155.15
ACI-GP0300G20P | 175891 | 2 | 130004 | Gage Pressure with Packard Connector, | Automation Components Inc (ACI) | GP(0-300G)-20-P | 155.15 | 155.15 | Y | 155.15 | 155.15 | 155.15
ACI-GP030G20P | 166553 | 2 | 130004 | Pressure Trans GP 0-30# | Automation Components Inc (ACI) | GP(0-30G)-20-P | 155.15 | 155.15 | N | 155.15 | 155.15 | 155.15
ACI-GP0500S20P | 166553 | 3 | 130004 | Gage Pressure with Packard Connector, 0 | Automation Components Inc (ACI) | GP(0-500S)-20-P | 155.15 | 82.592 | N | 155.15 | 155.15 | 155.15
ACI-GP0500S20P | 166557 | 2 | 130004 | Gage Pressure with Packard Connector, 0 | Automation Components Inc (ACI) | GP(0-500S)-20-P | 155.15 | 70 | N | 155.15 | 155.15 | 155.15
ACI-GP0500S20P | 166561 | 4 | 130004 | Gage Pressure with Packard Connector, 0 | Automation Components Inc (ACI) | GP(0-500S)-20-P | 155.15 | 86.62 | N | 155.15 | 155.15 | 155.15
ACI-GP0500S20P | 175891 | 2 | 130004 | Gage Pressure with Packard Connector, 0 | Automation Components Inc (ACI) | GP(0-500S)-20-P | 155.15 | 155.15 | Y | 155.15 | 155.15 | 155.15
ACI-GP050G20P | 10008 | 2 | 130004 | Gage Pressure with Packard Connector, 0 | Automation Components Inc (ACI) | GP(0-50G)-20-P | 155.15 | 135.72 | N | 155.15 | 135.72 | 155.15
ACI-GP050G20P | 166561 | 5 | 130004 | Gage Pressure with Packard Connector, 0 | Automation Components Inc (ACI) | GP(0-50G)-20-P | 155.15 | 86.0333 | N | 155.15 | 135.72 | 155.15
ACI-MAO | 166561 | 2 | 130004 | Analog Input, Analog Output, Manual Anal | Automation Components Inc (ACI) | MAO | 73.85 | 36.75 | N | 73.85 | 36.75 | 73.85
ACI-MDO2 | 166561 | 2 | 130004 | Manual Digital Override | Automation Components Inc (ACI) | MDO2-BCS | 21 | 21 | N | 21 | 21 | 21
ACI-NO2RRBD | 175891 | 1 | 130004 | Nitrogen Dioxide Sensor, 0-6 PPM Default | Automation Components Inc (ACI) | NO2-R-RB-D | 499.7 | 300.96 | N | 499.7 | 300.96 | 499.7
ACI-NSGHEATTRANSFERPASTE2OZ | 166561 | 6 | 130004 | NonSilicon Grease, 2 Oz | Automation Components Inc (ACI) | NSG HEAT TRANSFER PASTE 2 OZ | 41.6 | 39.2171 | Y | 41.6 | 39.2171 | 41.6
ACI-NSGHEATTRANSFERPASTE2OZ | 175883 | 1 | 130004 | NonSilicon Grease, 2 Oz | Automation Components Inc (ACI) | NSG HEAT TRANSFER PASTE 2 OZ | 41.6 | 14.85 | N | 41.6 | 39.2171 | 41.6
ACI-PAM1 | 10510 | 13 | 130004 | Multi-Voltage Control Relay, 24 VDC, 24 | Automation Components Inc (ACI) | PAM-1 | 17.6 | 14.9 | N | 17.6 | 14.9 | 17.6
ACI-PAM1 | 175890 | 6 | 130004 | Multi-Voltage Control Relay, 24 VDC, 24 | Automation Components Inc (ACI) | PAM-1 | 17.6 | 14.4 | Y | 17.6 | 14.9 | 17.6
ACI-PT3 | 166561 | 15 | 130004 | Total Pressure Pitot Tube with Foam Gask | Automation Components Inc (ACI) | PT 3" | 10.15 | 9.4209 | Y | 10.15 | 9.4209 | 10.15
ACI-PT3 | 173042 | 1 | 130004 | Total Pressure Pitot Tube with Foam Gask | Automation Components Inc (ACI) | PT 3" | 10.15 | 6.67 | N | 10.15 | 9.4209 | 10.15
ACI-PT52 | 166559 | 8 | 130004 | Total Pressure Pitot Tube with Foam Gask | Automation Components Inc (ACI) | PT 5.2" | 11.31 | 9.86 | Y | 11.31 | 9.86 | 11.31
ACI-PT52 | 166561 | 10 | 130004 | Total Pressure Pitot Tube with Foam Gask | Automation Components Inc (ACI) | PT 5.2" | 11.31 | 9.28 | Y | 11.31 | 9.86 | 11.31
ACI-PT52 | 173042 | 7 | 130004 | Total Pressure Pitot Tube with Foam Gask | Automation Components Inc (ACI) | PT 5.2" | 11.31 | 9.817 | Y | 11.31 | 9.86 | 11.31
ACI-PT52 | 175883 | 3 | 130004 | Total Pressure Pitot Tube with Foam Gask | Automation Components Inc (ACI) | PT 5.2" | 11.31 | 9.28 | N | 11.31 | 9.86 | 11.31
ACI-PT75 | 166559 | 10 | 130004 | Total Pressure Pitot Tube with Foam Gask | Automation Components Inc (ACI) | PT 7.5" | 12.47 | 10.7803 | Y | 12.47 | 10.7803 | 12.47
ACI-PT75 | 166561 | 3 | 130004 | Total Pressure Pitot Tube with Foam Gask | Automation Components Inc (ACI) | PT 7.5" | 12.47 | 10.15 | Y | 12.47 | 10.7803 | 12.47
ACI-PT75 | 173042 | 5 | 130004 | Total Pressure Pitot Tube with Foam Gask | Automation Components Inc (ACI) | PT 7.5" | 12.47 | 10.73 | Y | 12.47 | 10.7803 | 12.47
ACI-PT97 | 166559 | 14 | 130004 | Total Pressure Pitot Tube with Foam Gask | Automation Components Inc (ACI) | PT 9.7" | 13.92 | 11.6 | Y | 13.92 | 11.6 | 13.92
ACI-PT97 | 166561 | 3 | 130004 | Total Pressure Pitot Tube with Foam Gask | Automation Components Inc (ACI) | PT 9.7" | 13.92 | 11.6 | Y | 13.92 | 11.6 | 13.92
ACI-PTA | 166557 | 1 | 130004 | Pulse Width Modulation Input (0.1 to 10 | Automation Components Inc (ACI) | PTA | 74.9 | 44.1 | N | 74.9 | 46.7313 | 74.9
ACI-PTA | 166561 | 1 | 130004 | Pulse Width Modulation Input (0.1 to 10 | Automation Components Inc (ACI) | PTA | 74.9 | 46.7313 | N | 74.9 | 46.7313 | 74.9
ACI-PTA2 | 175891 | 4 | 130004 | Pulse Width Modulation Input (0.1 to 10 | Automation Components Inc (ACI) | PTA2 | 65.1 | 38.5 | Y | 65.1 | 38.5 | 65.1
ACI-PTP315 | 166557 | 1 | 130004 | Pressure Input (3-15PSI), Analog Output | Automation Components Inc (ACI) | PTP3-15 | 85.4 | 61.95 | N | 85.4 | 61.95 | 85.4
ACI-PTP315G | 166557 | 1 | 130004 | Pressure Input (3-15PSI), Analog Output | Automation Components Inc (ACI) | PTP3-15G | 95.2 | 65.8 | N | 95.2 | 69.3 | 95.2
ACI-PTP315G | 166559 | 1 | 130004 | Pressure Input (3-15PSI), Analog Output | Automation Components Inc (ACI) | PTP3-15G | 95.2 | 69.3 | N | 95.2 | 69.3 | 95.2
ACI-PTP315G | 166561 | 2 | 130004 | Pressure Input (3-15PSI), Analog Output | Automation Components Inc (ACI) | PTP3-15G | 95.2 | 46.15 | N | 95.2 | 69.3 | 95.2
ACI-PTP315G | 173042 | 1 | 130004 | Pressure Input (3-15PSI), Analog Output | Automation Components Inc (ACI) | PTP3-15G | 95.2 | 65.8 | N | 95.2 | 69.3 | 95.2
ACI-PTP330 | 166559 | 2 | 130004 | Pressure Input (3-30PSI), Analog Output | Automation Components Inc (ACI) | PTP3-30 | 85.4 | 35 | N | 85.4 | 35 | 85.4
ACI-PXP13 | 175891 | 1 | 130004 | Analog Input (0-5VDC), Pressure Output ( | Automation Components Inc (ACI) | PXP1.3 | 118.65 | 54.25 | N | 118.65 | 54.25 | 118.65
ACI-PXP23G | 10510 | -13 | 130004 | Analog Input (0-5VDC), Pressure Output ( | Automation Components Inc (ACI) | PXP2.3G | 145.25 | 132.4403 | Y | 145.25 | 132.4403 | 145.25
ACI-PXP23GFS | 10510 | 2 | 130004 | Analog Input (0-5VDC), Pressure Output ( | Automation Components Inc (ACI) | PXP2.3GFS | 192.15 | 192.15 | Y | 192.15 | 192.15 | 192.15
ACI-PXP23GFS | 166560 | 3 | 130004 | Analog Input (0-5VDC), Pressure Output ( | Automation Components Inc (ACI) | PXP2.3GFS | 192.15 | 108.5 | Y | 192.15 | 192.15 | 192.15
ACI-PXP23GFS | 175891 | 3 | 130004 | Analog Input (0-5VDC), Pressure Output ( | Automation Components Inc (ACI) | PXP2.3GFS | 192.15 | 170.5667 | Y | 192.15 | 192.15 | 192.15
ACI-Q5CCO1000POX | 166553 | 0 | 130004 | Smart Sensor, Carbon Monoxide, 0-1000 pp | Automation Components Inc (ACI) | Q5C-CO-1000P-O-X | 592.04 | 381 | N | 592.04 | 381 | 592.04
ACI-Q5CCO250POX | 10006 | 2 | 130004 | Smart Sensor, Carbon Monoxide | Automation Components Inc (ACI) | Q5C-CO-250P-O-X | 478.04 | 299.06 | Y | 478.04 | 478.04 | 478.04
ACI-Q5CCO250POX | 166553 | 3 | 130004 | Smart Sensor, Carbon Monoxide | Automation Components Inc (ACI) | Q5C-CO-250P-O-X | 478.04 | 427.12 | Y | 478.04 | 478.04 | 478.04
ACI-Q5CCO250POX | 166557 | 2 | 130004 | Smart Sensor, Carbon Monoxide | Automation Components Inc (ACI) | Q5C-CO-250P-O-X | 478.04 | 478.04 | Y | 478.04 | 478.04 | 478.04
ACI-Q5CCO250POX | 166559 | 1 | 130004 | Smart Sensor, Carbon Monoxide | Automation Components Inc (ACI) | Q5C-CO-250P-O-X | 478.04 | 452.58 | Y | 478.04 | 478.04 | 478.04
ACI-Q5NO210POX | 10510 | 2 | 130004 | Smart Sensor, Nitrogen Dioxide, 0-10 ppm | Automation Components Inc (ACI) | Q5-NO2-10P-O-X | 478.04 | 417.6243 | Y | 478.04 | 478.04 | 478.04
ACI-Q5NO210POX | 166553 | 2 | 130004 | Smart Sensor, Nitrogen Dioxide, 0-10 ppm | Automation Components Inc (ACI) | Q5-NO2-10P-O-X | 478.04 | 478.04 | Y | 478.04 | 478.04 | 478.04
ACI-Q6CONO210P | 10510 | 1 | 130004 | Smart Sensor, Combination, Main: CO 0-25 | Automation Components Inc (ACI) | Q6-CO/NO2-10P | 761.52 | 761.52 | N | 761.52 | 761.52 | 761.52
ACI-QIRFR123X0 | 166553 | 2 | 130004 | Refrigerant Sensor, | Automation Components Inc (ACI) | QIRF-R123X-0 | 1667.8199 | 1045 | N | 1667.8199 | 1045 | 1667.8199
ACI-RCT161000 | 10008 | 4 | 130004 | 16in Rogowski Coil, 5 to 1200A, 4.17in W | Automation Components Inc (ACI) | RCT16-1000 | 114.4 | 72 | N | 114.4 | 72 | 114.4
ACI-RIM5 | 166559 | 1 | 130004 | 12V/24VAC RELAY INTERFACE MOD | Automation Components Inc (ACI) | RIM-5 | 38.4 | 45.89 | N | 38.4 | 45.89 | 45.89
ACI-SL2000P | 166553 | 12 | 130004 | Smoke Detector, Duct, Multi-Application, | Automation Components Inc (ACI) | SL-2000-P | 156.4 | 149.4753 | Y | 156.4 | 156.4 | 156.4
ACI-SL2000P | 166557 | 8 | 130004 | Smoke Detector, Duct, Multi-Application, | Automation Components Inc (ACI) | SL-2000-P | 156.4 | 113.1248 | Y | 156.4 | 156.4 | 156.4
ACI-SL2000P | 175891 | 0 | 130004 | Smoke Detector, Duct, Multi-Application, | Automation Components Inc (ACI) | SL-2000-P | 156.4 | 156.4 | N | 156.4 | 156.4 | 156.4
ACI-SM501N | 175888 | 1 | 130004 | Smoke Detector, Ionization | Automation Components Inc (ACI) | SM-501-N | 103.0732 | 103.0732 | N | 103.0732 | 103.0732 | 103.0732
ACI-SM501N | 175890 | 2 | 130004 | Smoke Detector, Ionization | Automation Components Inc (ACI) | SM-501-N | 103.0732 | 76.4229 | Y | 103.0732 | 103.0732 | 103.0732
ACI-SPT35 | 166553 | 42 | 130004 | Static Pitot Tube, Aluminum, 3.5in | Automation Components Inc (ACI) | SPT-3.5" | 4.93 | 4.2496 | Y | 4.93 | 4.6506 | 4.93
ACI-SPT35 | 166559 | 11 | 130004 | Static Pitot Tube, Aluminum, 3.5in | Automation Components Inc (ACI) | SPT-3.5" | 4.93 | 4.6506 | Y | 4.93 | 4.6506 | 4.93
ACI-SPT35 | 166560 | 15 | 130004 | Static Pitot Tube, Aluminum, 3.5in | Automation Components Inc (ACI) | SPT-3.5" | 4.93 | 3.77 | Y | 4.93 | 4.6506 | 4.93
ACI-SPT35 | 166561 | 20 | 130004 | Static Pitot Tube, Aluminum, 3.5in | Automation Components Inc (ACI) | SPT-3.5" | 4.93 | 4.64 | Y | 4.93 | 4.6506 | 4.93
ACI-SPT35 | 173042 | 26 | 130004 | Static Pitot Tube, Aluminum, 3.5in | Automation Components Inc (ACI) | SPT-3.5" | 4.93 | 4.031 | Y | 4.93 | 4.6506 | 4.93
ACI-SPT35 | 175883 | 12 | 130004 | Static Pitot Tube, Aluminum, 3.5in | Automation Components Inc (ACI) | SPT-3.5" | 4.93 | 4.1384 | Y | 4.93 | 4.6506 | 4.93
ACI-SPT80 | 10006 | 6 | 130004 | Static Pitot Tube, Aluminum, 8in | Automation Components Inc (ACI) | SPT-8.0" | 9.86 | 6.382 | N | 9.86 | 8.8569 | 9.86
ACI-SPT80 | 166553 | 17 | 130004 | Static Pitot Tube, Aluminum, 8in | Automation Components Inc (ACI) | SPT-8.0" | 9.86 | 8.1251 | Y | 9.86 | 8.8569 | 9.86
ACI-SPT80 | 166557 | 13 | 130004 | Static Pitot Tube, Aluminum, 8in | Automation Components Inc (ACI) | SPT-8.0" | 9.86 | 8.265 | Y | 9.86 | 8.8569 | 9.86
ACI-SPT80 | 166559 | 8 | 130004 | Static Pitot Tube, Aluminum, 8in | Automation Components Inc (ACI) | SPT-8.0" | 9.86 | 8.5853 | Y | 9.86 | 8.8569 | 9.86
ACI-SPT80 | 166560 | 15 | 130004 | Static Pitot Tube, Aluminum, 8in | Automation Components Inc (ACI) | SPT-8.0" | 9.86 | 8.5133 | Y | 9.86 | 8.8569 | 9.86
ACI-SPT80 | 166561 | 10 | 130004 | Static Pitot Tube, Aluminum, 8in | Automation Components Inc (ACI) | SPT-8.0" | 9.86 | 8.3686 | Y | 9.86 | 8.8569 | 9.86
ACI-SPT80 | 173042 | 4 | 130004 | Static Pitot Tube, Aluminum, 8in | Automation Components Inc (ACI) | SPT-8.0" | 9.86 | 7.4345 | Y | 9.86 | 8.8569 | 9.86
ACI-SPT80 | 175883 | 15 | 130004 | Static Pitot Tube, Aluminum, 8in | Automation Components Inc (ACI) | SPT-8.0" | 9.86 | 8.8569 | Y | 9.86 | 8.8569 | 9.86
ACI-SPT80 | 175891 | 16 | 130004 | Static Pitot Tube, Aluminum, 8in | Automation Components Inc (ACI) | SPT-8.0" | 9.86 | 8.0927 | Y | 9.86 | 8.8569 | 9.86
ACI-STN100 | 175891 | 0 | 130004 | STN-10.0 SMOKE DETECTOR TUBE | Automation Components Inc (ACI) | STN-10.0' | 60 | 60 | N | 60 | 60 | 60
ACI-STN25 | 166553 | 9 | 130004 | Sampling Tube for SL-2000/RT3000, 2.5ft | Automation Components Inc (ACI) | STN-2.5' | 19.2 | 13.4 | Y | 19.2 | 13.4 | 19.2
ACI-STN50 | 10008 | 17 | 130004 | Sampling Tube for SL-2000/RT3000, 5.0ft | Automation Components Inc (ACI) | STN-5.0' | 30 | 6 | Y | 30 | 30 | 30
ACI-STN50 | 166553 | 15 | 130004 | Sampling Tube for SL-2000/RT3000, 5.0ft | Automation Components Inc (ACI) | STN-5.0' | 30 | 30 | Y | 30 | 30 | 30
ACI-STS50 | 166557 | 6 | 130004 | Sampling Tube for SM501, 5.0' | Automation Components Inc (ACI) | STS-5.0' | 29.6 | 10 | N | 29.6 | 10 | 29.6
ACI-TRIPADJUSTTOOL | 10008 | 1 | 130004 | ECM Calibration Tool, Visual Indication | Automation Components Inc (ACI) | TRIP ADJUST TOOL | 26.5 | 20 | N | 26.5 | 26.5 | 26.5
ACI-TRIPADJUSTTOOL | 10510 | 2 | 130004 | ECM Calibration Tool, Visual Indication | Automation Components Inc (ACI) | TRIP ADJUST TOOL | 26.5 | 26.5 | Y | 26.5 | 26.5 | 26.5
ACI-TRIPADJUSTTOOL | 166553 | 1 | 130004 | ECM Calibration Tool, Visual Indication | Automation Components Inc (ACI) | TRIP ADJUST TOOL | 26.5 | 23.25 | N | 26.5 | 26.5 | 26.5
ACI-TSENSE | 10006 | 3 | 130004 | Carbon Dioxide Sensor, Analog, Modbus, o | Automation Components Inc (ACI) | TSENSE | 360.24 | 200.7667 | Y | 360.24 | 229.55 | 360.24
ACI-TSENSE | 166553 | 1 | 130004 | Carbon Dioxide Sensor, Analog, Modbus, o | Automation Components Inc (ACI) | TSENSE | 360.24 | 207.1 | N | 360.24 | 229.55 | 360.24
ACI-TSENSE | 166557 | 1 | 130004 | Carbon Dioxide Sensor, Analog, Modbus, o | Automation Components Inc (ACI) | TSENSE | 360.24 | 229.55 | Y | 360.24 | 229.55 | 360.24
ACI-TSENSELCD | 166553 | 3 | 130004 | Carbon Dioxide Sensor, Analog, Modbus, o | Automation Components Inc (ACI) | TSENSE-LCD | 387.22 | 242.44 | N | 387.22 | 242.44 | 387.22
ACI-TSENSELCD | 175891 | 2 | 130004 | Carbon Dioxide Sensor, Analog, Modbus, o | Automation Components Inc (ACI) | TSENSE-LCD | 387.22 | 218.5 | N | 387.22 | 242.44 | 387.22
ACI-TUC2CPF11FC0SXXX | 166553 | 1 | 130004 | Microprocessor Based Sensor (Temp) LCD, | Automation Components Inc (ACI) | TUC2-CP-F1-1F-C0-S-X-X-X | 122.58 | 71.5 | N | 122.58 | 71.5 | 122.58
ACI-TUCH2CPF11FC0SX210XXXXXX | 10008 | 4 | 130004 | LCD, RH2%, SET, O/R, DEG F | Automation Components Inc (ACI) | TUCH2-CPF11FC0SX-210XXXXXX | 188.25 | 132.5 | Y | 188.25 | 132.5 | 188.25
ACI-UNIVERSALCLIP50 | 166559 | 55 | 130004 | Universal Clip for Cap Tube, Plastic | Automation Components Inc (ACI) | UNIVERSAL CLIP 50 | 2.016 | 1.6769 | Y | 2.016 | 2.016 | 2.016
ACI-UNIVERSALCLIP50 | 173042 | 100 | 130004 | Universal Clip for Cap Tube, Plastic | Automation Components Inc (ACI) | UNIVERSAL CLIP 50 | 2.016 | 2.016 | Y | 2.016 | 2.016 | 2.016
ACI-UNIVERSALCLIP50 | 175883 | 65 | 130004 | Universal Clip for Cap Tube, Plastic | Automation Components Inc (ACI) | UNIVERSAL CLIP 50 | 2.016 | 1.6 | Y | 2.016 | 2.016 | 2.016
ACI-VPT | 10510 | 102 | 130004 | Velocity Pitot Tube, Aluminum, 4in | Automation Components Inc (ACI) | VPT | 5.8 | 5.732 | Y | 5.8 | 5.732 | 5.8
ACI-VPT | 166559 | 3 | 130004 | Velocity Pitot Tube, Aluminum, 4in | Automation Components Inc (ACI) | VPT | 5.8 | 4.9136 | Y | 5.8 | 5.732 | 5.8
ACI-VPT | 175891 | 10 | 130004 | Velocity Pitot Tube, Aluminum, 4in | Automation Components Inc (ACI) | VPT | 5.8 | 4.9457 | Y | 5.8 | 5.732 | 5.8
ACI-VPT8 | 166559 | 15 | 130004 | Velocity Pitot Tube, Aluminum, 8in | Automation Components Inc (ACI) | VPT-8" | 6.09 | 6.09 | Y | 6.09 | 6.09 | 6.09
ACI-WT2630A | 166561 | 1 | 130004 | Wireless, Temp, Room, 32 to 104 F | Automation Components Inc (ACI) | WT2630A | 154.56 | 120.96 | N | 154.56 | 120.96 | 154.56
ACI/GP(0-500)-20-U-P | 10510 | 1 | 130004 | ACI Pressure Transducer0-500 4-20ma Schr | Automation Components Inc (ACI) | ACI/GP(0-500)-20-U-P | 103.24 | 103.24 | Y | 103.24 | 103.24 | 103.24
ACI/PXP2.3GFS-ENC1 | 10510 | 2 | 130004 | ACI electopneumatic transducerfail safe | Automation Components Inc (ACI) | ACI/PXP2.3GFS-ENC1 | 128.45 | 128.45 | Y | 128.45 | 128.45 | 128.45
ACIATT100I44BB | 10006 | 4 | 176430 | 100 Ohm RTD, Immersion, Welded Well, 4" | ACI CONTROLS INC | ACIATT100I44BB | 65.34 | 65.34 | N | 65.34 | 65.34 | 65.34
ACIRH310KCPRSOLCDCW | 175888 | 1 | 130004 | ROOM TEMP/HUM SENSOR | Automation Components Inc (ACI) | ACIRH310KCPRSOLCDCW | 107.1 | 107.1 | N | 107.1 | 107.1 | 107.1
ACITT1K40140FS | 175888 | 1 | 130004 | ACI STRAP ON 4-20 TRANSMITTER | Automation Components Inc (ACI) | ACITT1K40140FS | 31.05 | 31.05 | N | 31.05 | 31.05 | 31.05
ACPD24PB | 175891 | 22 | 130004 | Duct Sensor, 24IN, 10K-CP (Type II) Ther | Automation Components Inc (ACI) | ACPD24PB | 9.99 | 11.7082 | Y | 9.99 | 11.7082 | 11.7082
ACPD36PB | 175891 | 5 | 130004 | Duct Sensor, 36IN, 10K-CP (Type II) Ther | Automation Components Inc (ACI) | ACPD36PB | 9.99 | 10.746 | Y | 9.99 | 10.746 | 10.746
ACR118 | 10510 | 300 | 187611 | Mueller 1 1/8 OD x 20' L AC&Rhard copper | MUELLER STREAMLINE CO. | ACR118 | 3.66 | 3.2282 | Y | 3.66 | 3.2282 | 3.66
ACR12 | 10510 | 309 | 187611 | Mueller 1/2 OD L AC&Rcopper tube 20' | MUELLER STREAMLINE CO. | ACR12 | 1.21 | 1.1753 | Y | 1.21 | 1.1753 | 1.21
ACR1250 | 10510 | 6 | 187611 | Mueller 1/2 OD 50' ACR coppertubing | MUELLER STREAMLINE CO. | ACR1250 | 79.54 | 78.4487 | Y | 79.54 | 78.4487 | 79.54
ACR138 | 10510 | 550 | 187611 | Mueller 1 3/8 OD X 20' L AC&Rhard copper | MUELLER STREAMLINE CO. | ACR138 | 3.937 | 3.9243 | Y | 3.937 | 3.9243 | 3.937
ACR1450 | 10510 | 40 | 187611 | Mueller 1/4 OD 50' ACR coppertubing | MUELLER STREAMLINE CO. | ACR1450 | 50.16 | 49.0456 | Y | 50.16 | 49.0456 | 50.16
ACR158 | 10510 | 350 | 187611 | Mueller 1 5/8 OD X 20' L AC&Rhard copper | MUELLER STREAMLINE CO. | ACR158 | 5.527 | 4.1529 | Y | 5.527 | 4.1529 | 5.527
ACR1850 | 10510 | 2 | 187611 | Mueller 1/8 OD 50' ACR coppertubing | MUELLER STREAMLINE CO. | ACR1850 | 12.719 | 12.719 | Y | 12.719 | 12.719 | 12.719
ACR1850 | 175891 | 2 | 187611 | Mueller 1/8 OD 50' ACR coppertubing | MUELLER STREAMLINE CO. | ACR1850 | 12.719 | 12.719 | Y | 12.719 | 12.719 | 12.719
ACR218 | 10510 | 160 | 187611 | Mueller 2 1/8 ACR hardcopper 20' lengths | MUELLER STREAMLINE CO. | ACR218 | 9.04 | 8.089 | Y | 9.04 | 8.089 | 9.04
ACR258 | 10510 | 260 | 187611 | Mueller 2 5/8 ACR hardcopper 20' lengths | MUELLER STREAMLINE CO. | ACR258 | 11.552 | 9.4954 | Y | 11.552 | 9.4954 | 11.552
ACR31650 | 10510 | 11 | 187611 | Mueller 3/16 OD 50' coppertubing,(refrig | MUELLER STREAMLINE CO. | ACR31650 | 19.709 | 17.9542 | Y | 19.709 | 19.709 | 19.709
ACR31650 | 175891 | 1 | 187611 | Mueller 3/16 OD 50' coppertubing,(refrig | MUELLER STREAMLINE CO. | ACR31650 | 19.709 | 19.709 | Y | 19.709 | 19.709 | 19.709
ACR34 | 10510 | 113 | 187611 | Mueller 3/4OD 20' hard coppertubing,(ref | MUELLER STREAMLINE CO. | ACR34 | 1.95 | 1.9221 | Y | 1.95 | 1.9221 | 1.95
ACR3450 | 10510 | 4 | 187611 | Mueller 3/4 OD 50' coppertubing,(refrige | MUELLER STREAMLINE CO. | ACR3450 | 71.202 | 54.8552 | Y | 71.202 | 71.202 | 71.202
ACR3450 | 175891 | 1 | 187611 | Mueller 3/4 OD 50' coppertubing,(refrige | MUELLER STREAMLINE CO. | ACR3450 | 71.202 | 71.202 | Y | 71.202 | 71.202 | 71.202
ACR38 | 10510 | 220 | 187611 | Mueller 3/8 OD 20' hard coppertubing,(re | MUELLER STREAMLINE CO. | ACR38 | 0.7264 | 0.69908 | Y | 0.7264 | 0.69908 | 0.7264
ACR3850 | 10510 | 2 | 187611 | Mueller 3/8 OD 50' coppertubing,(refrige | MUELLER STREAMLINE CO. | ACR3850 | 58.326 | 58.326 | Y | 58.326 | 58.326 | 58.326
ACR51650 | 10510 | 8 | 187611 | Mueller 5/16 OD 50' ACRcopper tubing, re | MUELLER STREAMLINE CO. | ACR51650 | 43.286 | 38.8002 | Y | 43.286 | 43.286 | 43.286
ACR51650 | 175891 | 1 | 187611 | Mueller 5/16 OD 50' ACRcopper tubing, re | MUELLER STREAMLINE CO. | ACR51650 | 43.286 | 43.286 | Y | 43.286 | 43.286 | 43.286
ACR58 | 10510 | 990 | 187611 | Mueller 5/8 OD 20' ACRcopper tubing, har | MUELLER STREAMLINE CO. | ACR58 | 3.03 | 2.9484 | Y | 3.03 | 2.9484 | 3.03
ACR5850 | 10510 | 14 | 187611 | Mueller 5/8 OD 50' ACRcopper tubing, ref | MUELLER STREAMLINE CO. | ACR5850 | 116.8 | 107.6039 | Y | 116.8 | 107.6039 | 116.8
ACR5850 | 175891 | 1 | 187611 | Mueller 5/8 OD 50' ACRcopper tubing, ref | MUELLER STREAMLINE CO. | ACR5850 | 116.8 | 48.775 | N | 116.8 | 107.6039 | 116.8
ACR78 | 10510 | 470 | 187611 | Mueller 7/8 OD ACR hard coppertubing, re | MUELLER STREAMLINE CO. | ACR78 | 3.82 | 3.8186 | Y | 3.82 | 3.8186 | 3.82
ACR7850 | 10510 | 3 | 187611 | Mueller 7/8 OD 50' ACRcopper tubing, ref | MUELLER STREAMLINE CO. | ACR7850 | 206.82 | 206.82 | Y | 206.82 | 206.82 | 206.82
ACSXL | 175891 | 150 | 130004 | Current Switch, Solid Core, 0.5A Trip, | Automation Components Inc (ACI) | A/CSX-L | 18.8393 | 18.8393 | N | 18.8393 | 18.8393 | 18.8393
ADK7 | 10510 | 2 | 133856 | Fieldpiece Deluxe Test LeadSet, Includes | FIELDPIECE INSTRUMENTS, INC. | ADK7 | 28.81 | 28.7321 | Y | 28.81 | 28.7321 | 28.81
ADK7 | 175883 | 1 | 133856 | Fieldpiece Deluxe Test LeadSet, Includes | FIELDPIECE INSTRUMENTS, INC. | ADK7 | 28.81 | 27.75 | N | 28.81 | 28.7321 | 28.81
ADRSE2 | 10510 | 1 | 187620 | Parker hot gas bypass regulatodirect act | PARKER HANNIFIN | ADRSE-2 | 118.01 | 110.14 | Y | 118.01 | 110.14 | 118.01
AE2410AAA1A | 10510 | 3 | 176747 | Tecumseh - AE1249E-679-J7compressor | TECUMSEH COMPRESSOR CO | AE2410A-AA1A | 439.35 | 287.2967 | Y | 439.35 | 287.2967 | 439.35
AE2410ZAA1A | 10510 | 2 | 176747 | AE1126E-106-J7 compressorR404A 115V 1/4 | TECUMSEH COMPRESSOR CO | AE2410Z-AA1A | 288.665 | 269.4375 | Y | 288.665 | 269.4375 | 288.665
AE2413AAA1B | 10510 | 1 | 176747 | Tecumseh - AE1255E-679-J7Compressor | TECUMSEH COMPRESSOR CO | AE2413A-AA1B | 450.93 | 450.93 | Y | 450.93 | 450.93 | 450.93
AE2413YAA1B | 10510 | 1 | 176747 | AE1240E-679-J7 compressorR134A, 1/3hp, 1 | TECUMSEH COMPRESSOR CO | AE2413Y-AA1B | 336.029 | 305.556 | Y | 336.029 | 305.556 | 336.029
AE2415ZAA1A | 10510 | 5 | 176747 | AE1157E-679-J7 compressorR404A 115V 1/3 | TECUMSEH COMPRESSOR CO | AE2415Z-AA1A | 309.554 | 306.9553 | Y | 309.554 | 306.9553 | 309.554
AE3425YAA1A | 10510 | 1 | 176747 | AE1004E-212-J7 compressorR134a 115V 1/5 | TECUMSEH COMPRESSOR CO | AE3425Y-AA1A | 262.7 | 230.6357 | Y | 262.7 | 230.6357 | 262.7
AE4430AAA1A | 10510 | 6 | 176747 | AE1254E-215-J7 compressorR12 115V 1/4 HP | TECUMSEH COMPRESSOR CO | AE4430A-AA1A | 222.68 | 203.25 | Y | 222.68 | 203.25 | 222.68
AE4430EDS1A | 10510 | 2 | 176747 | AE1320E-212-J7 compressr R22115V 1/3 HP | TECUMSEH COMPRESSOR CO | AE4430E-DS1A | 191.13 | 185.185 | Y | 191.13 | 185.185 | 191.13
AE4430ZAA1A | 10510 | 2 | 176747 | AE1167E-212-J7 CompressorR404A 115V 1/5 | TECUMSEH COMPRESSOR CO | AE4430Z-AA1A | 280.243 | 254.022 | Y | 280.243 | 254.022 | 280.243
AE4440AAA1A | 10510 | 4 | 176747 | AE1252E-215-J7 compressorR12 115V 1/3 HP | TECUMSEH COMPRESSOR CO | AE4440A-AA1A | 241.1 | 202.7892 | Y | 241.1 | 202.7892 | 241.1
AE4440AAA1ASTUB | 10510 | 5 | 176747 | AE1250E-212-J7 compressorR12 115V 1/3 HP | TECUMSEH COMPRESSOR CO | AE4440A-AA1A-STUB | 162.761 | 160.8775 | Y | 162.761 | 160.8775 | 162.761
AE4440YAA1A | 10510 | 1 | 176747 | AE1200E-215-J7 compressorR134a 115V 1/3 | TECUMSEH COMPRESSOR CO | AE4440Y-AA1A | 241.72 | 241.72 | Y | 241.72 | 241.72 | 241.72
AE4440ZAA1ASC | 10510 | 2 | 176747 | 32F364-59S cond unit R404A115V 1/3 HP co | TECUMSEH COMPRESSOR CO | AE4440Z-AA1ASC | 304.97 | 304.97 | N | 304.97 | 304.97 | 304.97
AE4456EDS1B | 10510 | 2 | 176747 | AE1364E-214-J7 compressor115V 1/2 HP ai | TECUMSEH COMPRESSOR CO | AE4456E-DS1B | 207.59 | 207.59 | Y | 207.59 | 207.59 | 207.59
AEA9415EXA | 10510 | 1 | 176747 | Tecumseh - AE162AT-907-J7compressor, 11 | TECUMSEH COMPRESSOR CO | AEA9415EXA | 179.24 | 179.24 | N | 179.24 | 179.24 | 179.24
AEA9423EXAXC | 10510 | 3 | 176747 | 2C359-9 condensing unit R22115V 1/4 HP c | TECUMSEH COMPRESSOR CO | AEA9423EXAXC | 412.91 | 412.91 | N | 412.91 | 412.91 | 412.91
AF09301011 | 166557 | 3 | 133344 | 9Amp 1NO 20-60 AC/DC Coil | ABB INC. | AF09301011 | 39.3093 | 29.3197 | N | 39.3093 | 39.3093 | 39.3093
AF09301011 | 166561 | 5 | 133344 | 9Amp 1NO 20-60 AC/DC Coil | ABB INC. | AF09301011 | 39.3093 | 39.3093 | Y | 39.3093 | 39.3093 | 39.3093
AF09301013 | 166561 | 7 | 133344 | 9Amp 1NO 100-250 AC/DC Coil | ABB INC. | AF09301013 | 32.444 | 32.444 | Y | 32.444 | 40.8 | 40.8
AF09301013 | 175891 | 1 | 176391 | 9Amp 1NO 100-250 AC/DC Coil | EQUIPTEX INDUSTRIAL PRODUCTS CORP-PF | AF09301013 | 32.444 | 40.8 | N | 32.444 | 40.8 | 40.8
AF1 | 175888 | 1 | 176780 | AF1MCD (122800) | XYLEM, INC (M&M) | AF1 | 149.62 | 122.1405 | N | 149.62 | 122.1405 | 149.62
AF116301111 | 166561 | 1 | 133344 | 3P 104A 20-60VDC/24-60VAC | ABB INC. | AF116-30-11-11 | 246.3 | 246.3 | N | 246.3 | 246.3 | 246.3
AF12301011 | 166557 | 1 | 133344 | 12 amp 1NO 20-60V AC/DC Coil | ABB INC. | AF12301011 | 45.1849 | 32.1833 | N | 45.1849 | 45.1849 | 45.1849
AF12301011 | 166561 | 12 | 133344 | 12 amp 1NO 20-60V AC/DC Coil | ABB INC. | AF12301011 | 45.1849 | 45.1849 | Y | 45.1849 | 45.1849 | 45.1849
AF12301013 | 166561 | 6 | 133344 | 12 amp, 1NO, 100-250 AC/DC Coil | ABB INC. | AF12301013 | 38.6644 | 39.0956 | Y | 38.6644 | 39.0956 | 39.0956
AF13455 | 10510 | 4 | 176751 | JBI R134a adaptor1/2 ACME 1/4 Fem SAE | J/B INDUSTRIES INC | AF-13455 | 7.05 | 7.0075 | Y | 7.05 | 7.0075 | 7.05
AF16301011 | 166561 | 7 | 133344 | 18 AMP 1NO 20-60V AC/DC Coil | ABB INC. | AF16301011 | 55.6215 | 55.6215 | Y | 55.6215 | 55.6215 | 55.6215
AF16301013 | 166561 | 3 | 133344 | 18 AMP, 1NO, 100-250 AC/DC Coil | ABB INC. | AF16301013 | 46.428 | 46.428 | Y | 46.428 | 46.428 | 46.428
AF26300011 | 166557 | 2 | 133344 | 26 AMP NO AUX 20-60V AC/DC Coil | ABB INC. | AF26300011 | 60.3793 | 56.8331 | N | 60.3793 | 60.3793 | 60.3793
AF26300011 | 166561 | 7 | 133344 | 26 AMP NO AUX 20-60V AC/DC Coil | ABB INC. | AF26300011 | 60.3793 | 60.3793 | Y | 60.3793 | 60.3793 | 60.3793
AF26300013 | 166557 | 3 | 133344 | 26 AMP, NO AUX, 100-250 AC/DC Coil | ABB INC. | AF26300013 | 50.6064 | 41.63 | N | 50.6064 | 50.6064 | 50.6064
AF26300013 | 166561 | 1 | 133344 | 26 AMP, NO AUX, 100-250 AC/DC Coil | ABB INC. | AF26300013 | 50.6064 | 50.6064 | Y | 50.6064 | 50.6064 | 50.6064
AF30300011 | 166561 | 4 | 133344 | 32 AMP NO AUX 20-60V AC/DC Coil | ABB INC. | AF30300011 | 83.1523 | 92.1076 | Y | 83.1523 | 92.1076 | 92.1076
AF30300013 | 166561 | 7 | 133344 | 32 AMP NO AUX 100-250 AC/DC Coil | ABB INC. | AF30300013 | 69.8613 | 70.9529 | Y | 69.8613 | 70.9529 | 70.9529
AF30300014 | 166561 | 9 | 133344 | 32 Amp, 3P, 480V coil | ABB INC. | AF30-30-00-14 | 70.4477 | 70.4477 | N | 70.4477 | 70.4477 | 70.4477
AF40300011 | 166561 | 3 | 133344 | AF 3 Pole 42A, 24Vac | ABB INC. | AF40-30-00-11 | 91.61 | 91.61 | Y | 91.61 | 91.61 | 91.61
AF40300013 | 166561 | 2 | 133344 | AF 3 Pole 42A,100-250VAC | ABB INC. | AF40-30-00-13 | 83.67 | 83.67 | Y | 83.67 | 83.67 | 83.67
AF40301113 | 166561 | 2 | 176397 | AF40-30-11-13 MIS | ELECTRO-CONTROL SUPPLY | AF40-30-11-13 | 95.57 | 95.57 | N | 95.57 | 95.57 | 95.57
AF52300014 | 166561 | 6 | 134179 | 52 AMP 1no/1nc 250-500 ac/dc coil | NEUCO INC. | AF52-30-11-14 | 163.8 | 97.16 | N | 163.8 | 97.16 | 163.8
AF52301111 | 166561 | 2 | 133344 | 52 AMP 1NO/1NC 20-60V AC/DC Coil | ABB INC. | AF52301111 | 107.29 | 107.29 | Y | 107.29 | 107.29 | 107.29
AF65300014 | 166561 | 2 | 134179 | 65 AMP 1NO/1NC 250-500 AC/DC COIL | NEUCO INC. | AF52-30-00-14 | 194.04 | 122.15 | N | 194.04 | 122.15 | 194.04
AF65301111 | 166561 | 3 | 133344 | 65 AMP 1NO/1NC 20-60V AC/DC Coil | ABB INC. | AF65301111 | 150.3 | 150.3 | Y | 150.3 | 150.3 | 150.3
AF65301113 | 166561 | 2 | 133344 | 65 AMP 1NO/1NC 100-250 AC/DC Coil | ABB INC. | AF65301113 | 127.256 | 146.759 | Y | 127.256 | 146.759 | 146.759
AF80301111 | 166561 | 2 | 133344 | 80 AMP 1NO/1NC 20-60V AC/DC Coil | ABB INC. | AF80301111 | 158.98 | 158.98 | Y | 158.98 | 158.98 | 158.98
AF80301113 | 166561 | 2 | 133344 | 80 AMP 1NO/1NC 100-250 AC/DC Coil | ABB INC. | AF80301113 | 144.39 | 175.02 | Y | 144.39 | 175.02 | 175.02
AF96301111 | 166557 | 1 | 133344 | 96 AMP 1NO/1NC 20-60V AC/DC Coil | ABB INC. | AF96301111 | 162.48 | 142.44 | N | 162.48 | 162.48 | 162.48
AF96301111 | 166561 | 2 | 133344 | 96 AMP 1NO/1NC 20-60V AC/DC Coil | ABB INC. | AF96301111 | 162.48 | 162.48 | Y | 162.48 | 162.48 | 162.48
AF96301113 | 166561 | 1 | 133344 | 96 AMP 1NO/1NC 100-250 AC/DC Coil | ABB INC. | AF96301113 | 173.7 | 173.7 | Y | 173.7 | 173.7 | 173.7
AFE1 | 175891 | 3 | 176780 | AIR FLOW SWITCH UL HAZARDOUS (123010) | XYLEM, INC (M&M) | AFE1 | 437.6756 | 437.6756 | N | 437.6756 | 437.6756 | 437.6756
AFS-145 | 175891 | 1 | 134012 | DIFF PRESS SW, ADJUST, 0. | JOHNSON CONTROLS NORTH AMERICAN PRODUCTS (JCI) | AFS-145 | 40.08 | 21.9031 | N | 40.08 | 21.9031 | 40.08
AFS-A | 173042 | 2 | 134179 | Cleveland Controls AIR PRESS SENS SW W/ | NEUCO INC. | AFS-A | 87.8 | 87.8 | Y | 87.8 | 87.8 | 87.8
AFSA173 | 175891 | 2 | 134179 | CLEVELAND AIR FLOW SWITCH | NEUCO INC. | AFSA173 | 33.1467 | 41.3233 | Y | 33.1467 | 41.3233 | 41.3233
AFXUP-S AF020 1A5 003 | 175891 | 5 | 133602 | Belimo actuator w/switch 16' cable s | BELIMO AIRCONTROLS (USA), INC | AF020 1A5 003 | 323.34 | 301.8284 | Y | 323.34 | 301.8284 | 323.34
AFXUPAF0001A5003 | 175891 | 4 | 133602 | BELIMO ACTUATOR W/ 16’ CABLE | BELIMO AIRCONTROLS (USA), INC | AF000 1A5 003 | 269.14 | 248.74 | Y | 269.14 | 248.74 | 269.14
AG3180E | 10510 | 37 | 170127 | Rectorseal drain pan switchand sensor UL | RECTOR SEAL | AG-3180E | 28.08 | 28.08 | Y | 28.08 | 28.08 | 28.08
AGC1 | 166559 | 20 | 168938 | BUSSMAN FUSE 5X20MM 1 AMP DC | Lectro Components, Inc. | AGC-1 | 0.24 | 0.24 | N | 0.24 | 0.24 | 0.24
AGC10 | 166559 | 10 | 168938 | 250V, 5A, .25" x 1.25" glass | Lectro Components, Inc. | CQ35350 | 0.24 | 0.24 | N | 0.24 | 0.24 | 0.24
AGC12 | 166559 | 15 | 168938 | 250V 1/2A .25 x 1.25" glass | Lectro Components, Inc. | AGC-1/2 | 0.85 | 0.24667 | N | 0.85 | 0.85 | 0.85
AGC12 | 173042 | 3 | 168859 | 250V 1/2A .25 x 1.25" glass | *DO NOT USE* Paid with Divvy Card | AGC-1/2 | 0.85 | 0.85 | N | 0.85 | 0.85 | 0.85
AGC15 | 10510 | 5 | 187580 | Edison fuse 15 amp 5-packnon-time delay | CGNA/EDISON FUSEGEAR | AGC-15 | 2.583 | 2.583 | Y | 2.583 | 2.583 | 2.583
AGC2 | 166559 | 10 | 168938 | 250V, 2A, .25" x 1.25" glass | Lectro Components, Inc. | AGC-2 | 0.26 | 0.26 | N | 0.26 | 0.26 | 0.26
AGC20 | 10510 | 3 | 187580 | Edison fuse 20 amp 5-packnon-time delay | CGNA/EDISON FUSEGEAR | AGC-20 | 3.86 | 3.8633 | Y | 3.86 | 3.8633 | 3.8633
AGC3 | 10510 | 1 | 187580 | 250V, 3A, .25" x 1.25" glass | CGNA/EDISON FUSEGEAR | AGC-3 | 2.934 | 2.934 | Y | 2.934 | 2.934 | 2.934
AGC3 | 166559 | 9 | 168938 | 250V, 3A, .25" x 1.25" glass | Lectro Components, Inc. | AGC-3 | 2.934 | 0.24 | N | 2.934 | 2.934 | 2.934
AGC5 | 166559 | 15 | 168938 | 250V, 5A, .25" x 1.25" glass | Lectro Components, Inc. | CQ66794 | 0.24 | 0.24 | N | 0.24 | 0.24 | 0.24
AGC5553EXG | 10510 | 1 | 176747 | AG122UT-003-J7 compressor R22460V 3ph 4H | TECUMSEH COMPRESSOR CO | AGC5553EXG | 537.23 | 537.23 | Y | 537.23 | 537.23 | 537.23
AGC7 | 166559 | 10 | 168938 | 250V, 7A, .25" x 1.25" glass | Lectro Components, Inc. | AGC-7 | 0.24 | 0.24 | N | 0.24 | 0.24 | 0.24
AGG5635 | 10510 | 2 | 175110 | AGG5.635 | Siemens Combustion (SCC, Inc.) | AGG5635 | 108.51 | 108.51 | N | 108.51 | 108.51 | 108.51
AGP020020U | 166560 | 1 | 130004 | Pressure Transducer 0-100psig Schrader | Automation Components Inc (ACI) | AGP020020U | 103.24 | 103.24 | N | 103.24 | 103.24 | 103.24
AGP050020U | 166560 | 1 | 130004 | Pressure Transducer 0-500psig Schrader | Automation Components Inc (ACI) | A/GP(0-500)20U | 103.24 | 103.24 | N | 103.24 | 103.24 | 103.24
AH2E102S4 | 175891 | 1 | 134179 | 120Vac On-Off Slow Opening (26 second Ma | NEUCO INC. | AH2E102S4 | 1379.95 | 1379.95 | N | 1379.95 | 1379.95 | 1379.95
AH2E112S | 173042 | 1 | 133472 | 120Vac On-Off Fast Opening (14 second Ma | ASCO L.P. | AH2E112S | 783.07 | 783.07 | N | 783.07 | 783.07 | 783.07
AHE8X6X4 | 10510 | 12 | 133541 | Hoffman 8x6x4 hinged (UNI)cover pull box | WESCO DISTRIBUTION, INC. | A-HE8X6X4 | 27.58 | 27.58 | Y | 27.58 | 27.58 | 27.58
AHG120VAC | 10510 | 1 | 134565 | Alco solenoid coil 120Vhigh temp W/jtn b | COPELAND COMFORT CONTROL LP | AHG-120VAC | 43.875 | 43.875 | N | 43.875 | 43.875 | 43.875
AI383KSC628A | 175888 | 2 | 176391 | SONALERT ALARM 24VAC PANEL MOUNT | EQUIPTEX INDUSTRIAL PRODUCTS CORP-PF | AI383KSC628A | 28.75 | 28.7509 | N | 28.75 | 28.7509 | 28.7509
AIC11AW | 10008 | 3 | 133369 | ANTENNA, 9dB YAGI | AIC WIRELESS | AIC11AW | 47.84 | 47.84 | N | 47.84 | 47.84 | 47.84
AJ2425ZXA3A | 10510 | 2 | 176747 | AJ2ZH1AF643J70 COMPRESSORR404A 115V 1/2 | TECUMSEH COMPRESSOR CO | AJ2425Z-XA3A | 651.13 | 651.13 | Y | 651.13 | 651.13 | 651.13
AJ2433ZXA3A | 10510 | 2 | 176747 | AJ2ZM1AF643J70 COMPRESSORR404A 115V 3/4 | TECUMSEH COMPRESSOR CO | AJ2433Z-XA3A | 523.734 | 523.734 | Y | 523.734 | 523.734 | 523.734
AJ2433ZXD3A | 10510 | 1 | 176747 | AJ2ZM1DF643J70 COMPRESSORR404A 208/230/1 | TECUMSEH COMPRESSOR CO | AJ2433Z-XD3A | 645.744 | 645.744 | Y | 645.744 | 645.744 | 645.744
AJ4492YXA1A | 10510 | 1 | 176747 | HIGH START TORQUE R-134A AJ2 SERIES | TECUMSEH COMPRESSOR CO | AJ4492Y-XA1A | 440.24 | 440.24 | N | 440.24 | 440.24 | 440.24
AJ4512AXD3A | 10510 | 2 | 176747 | AJ4AR1DF643J70 Compressor R12208/230 1 p | TECUMSEH COMPRESSOR CO | AJ4512A-XD3A | 688.3 | 688.3 | Y | 688.3 | 688.3 | 688.3
AJ7461YXA3A | 10510 | 3 | 176747 | AJ7YP1AF643J70 COMPRESSORR134A 115V 3/4 | TECUMSEH COMPRESSOR CO | AJ7461Y-XA3A | 759.66 | 759.66 | Y | 759.66 | 759.66 | 759.66
AJ7494ZXD3A | 10510 | 6 | 176747 | AJ7ZP1DF646J70 COMPRESSORR404A 208/230/1 | TECUMSEH COMPRESSOR CO | AJ7494Z-XD3A | 626.8866 | 593.2514 | Y | 626.8866 | 593.2514 | 626.8866
AJA2419YXA | 10510 | 2 | 176747 | AJ135AT-336-J7 compressorR134a 115V 1/2 | TECUMSEH COMPRESSOR CO | AJA2419YXA | 374.52 | 332.5175 | Y | 374.52 | 332.5175 | 374.52
AJA5519EXD | 10510 | 2 | 176747 | AJ220FT-206-J7comp R22 208/230 1PH 1-3/4 | TECUMSEH COMPRESSOR CO | AJA5519EXD | 446.87 | 446.87 | Y | 446.87 | 446.87 | 446.87
AJPT06 | 10510 | 1 | 175111 | 300 MM (L) 6 MM (DIA) SS RIGID | SEITRON AMERICAS INC. | AJPT06 | 178.5 | 178.5 | N | 178.5 | 178.5 | 178.5
AKA4460YXA | 10510 | 2 | 176747 | AK168AR-B38-J7 compressr R134a115V 1/2 H | TECUMSEH COMPRESSOR CO | AKA4460YXA | 564.53 | 564.53 | N | 564.53 | 564.53 | 564.53
AKA4460YXD | 10510 | 1 | 176747 | AK168ER-A38-J7 compressr R134a208/230V 1 | TECUMSEH COMPRESSOR CO | AKA4460YXD | 491.38 | 491.38 | Y | 491.38 | 491.38 | 491.38
AKA4476YXA | 10510 | 5 | 176747 | AK169AR-B38-J7 compressr R134a115V 1/2+ | TECUMSEH COMPRESSOR CO | AKA4476YXA | 577.52 | 566.544 | Y | 577.52 | 566.544 | 577.52
AKA9427ZXA | 10510 | 1 | 176747 | AK174AR-A38-J7 compressr R404A115V 1/3 H | TECUMSEH COMPRESSOR CO | AKA9427ZXA | 483.36 | 483.36 | Y | 483.36 | 483.36 | 483.36
AKA9428EXA | 10510 | 2 | 176747 | AK164AR-B38-J7 compressorR22 115V 1/3 HP | TECUMSEH COMPRESSOR CO | AKA9428EXA | 524.64 | 524.64 | Y | 524.64 | 524.64 | 524.64
AKA9441AXA | 10510 | 1 | 176747 | AK163AR-B38 J7 compressorR12 115V 1/2 HP | TECUMSEH COMPRESSOR CO | AKA9441AXA | 613.83 | 613.83 | Y | 613.83 | 613.83 | 613.83
AKA9442EXA | 10510 | 3 | 176747 | AK165AR-B38-J7 compressorR22 115V 1/2 HP | TECUMSEH COMPRESSOR CO | AKA9442EXA | 469.45 | 469.45 | Y | 469.45 | 469.45 | 469.45
AKA9442EXD | 10510 | 1 | 176747 | AK165ER-B38-J7 compressr R22230/208V 1ph | TECUMSEH COMPRESSOR CO | AKA9442EXD | 527.78 | 527.78 | Y | 527.78 | 527.78 | 527.78
AKA9455EXD | 10510 | 2 | 176747 | AK167ER-B38-J7 compressor R22208/230V 1p | TECUMSEH COMPRESSOR CO | AKA9455EXD | 570.77 | 570.77 | Y | 570.77 | 570.77 | 570.77
AKA9455ZXD | 10510 | 1 | 176747 | AK171ER-B38-J7 comp R404A230/208V 1ph 3/ | TECUMSEH COMPRESSOR CO | AKA9455ZXD | 457.72 | 457.72 | Y | 457.72 | 457.72 | 457.72
AKA9462ZXA | 10510 | 1 | 176747 | AK172AR-B38-J7 compressr R404A115V 3/4 H | TECUMSEH COMPRESSOR CO | AKA9462ZXA | 530.6 | 530.6 | Y | 530.6 | 530.6 | 530.6
AL9V1P | 10510 | 37 | 134078 | 9 volt Alkaline battery1 piece | MARS MOTORS & ARMATURES INC | AL-9V1P | 2.345 | 1.7705 | Y | 2.345 | 2.345 | 2.345
AL9V1P | 175891 | 11 | 134078 | 9 volt Alkaline battery1 piece | MARS MOTORS & ARMATURES INC | AL-9V1P | 2.345 | 2.345 | Y | 2.345 | 2.345 | 2.345
ALAA | 10510 | 201 | 134078 | AA Alkaline battery(each) | MARS MOTORS & ARMATURES INC | AL-AA | 0.6491 | 0.52316 | Y | 0.6491 | 0.531 | 0.6491
ALAA | 175891 | 2 | 134078 | AA Alkaline battery(each) | MARS MOTORS & ARMATURES INC | AL-AA | 0.6491 | 0.531 | Y | 0.6491 | 0.531 | 0.6491
ALAAA | 10510 | 280 | 134078 | AAA Alkaline battery(each) | MARS MOTORS & ARMATURES INC | 79404 | 0.672 | 0.67944 | Y | 0.672 | 0.67944 | 0.67944
ALAAA | 175891 | 27 | 134078 | AAA Alkaline battery(each) | MARS MOTORS & ARMATURES INC | 79404 | 0.672 | 0.53146 | Y | 0.672 | 0.67944 | 0.67944
ALC | 10510 | 72 | 134078 | C Alkaline battery(each) | MARS MOTORS & ARMATURES INC | 79402 | 1.3 | 1.2397 | Y | 1.3 | 1.2397 | 1.3
ALC | 175891 | 3 | 134078 | C Alkaline battery(each) | MARS MOTORS & ARMATURES INC | 79402 | 1.3 | 0.887 | Y | 1.3 | 1.2397 | 1.3
ALD | 10510 | 191 | 134078 | D Alkaline battery(each) | MARS MOTORS & ARMATURES INC | 79401 | 1.39 | 1.3864 | Y | 1.39 | 1.3864 | 1.39
ALD | 175891 | 15 | 134078 | D Alkaline battery(each) | MARS MOTORS & ARMATURES INC | 79401 | 1.39 | 0.934 | Y | 1.39 | 1.3864 | 1.39
ALG-V5011A1734U | 175888 | 1 | 133384 | 2 1/2 IN. PIPE SIZE, FLANGED, 3/4in STRO | ALLAGASH INTERNATIONAL GROUP, INC. | V5011A1734/U | 1161.32 | 1242.61 | Y | 1161.32 | 1242.61 | 1242.61
ALG-V5011A1767U | 10510 | 1 | 133384 | TWO-WAY, GLOBE, 3 IN, FLANGED, 100 CV, W | ALLAGASH INTERNATIONAL GROUP, INC. | V5011A1767/U | 1350.03 | 1444.53 | Y | 1350.03 | 1444.53 | 1444.53
ALG-V5013B1003U | 175888 | 1 | 133384 | 2-1/2" Flanged Globe Valve 3w, 63cv | ALLAGASH INTERNATIONAL GROUP, INC. | V5013B1003/U | 1309.35 | 1401 | Y | 1309.35 | 1401 | 1401
ALINK5 | 10510 | 1 | 134078 | Mars 94671 5' adjustableV-beltbelt | MARS MOTORS & ARMATURES INC | A-LINK-5 | 27.82 | 27.82 | Y | 27.82 | 27.82 | 27.82
ALL1092S | 173042 | 1 | 175058 | ALLANSON Ignition Trnsfrmr Type S 120vac | ALLANSON INC. | ALL-1092-S | 62.83 | 62.83 | N | 62.83 | 62.83 | 62.83
ALT-002540001 | 166561 | 2 | 168837 | Fuse holder,EFD 10,32A,1p | Altech Corporation | 002540001 | 3.64 | 3.47 | Y | 3.64 | 3.47 | 3.64
ALT-002540011 | 166557 | 9 | 168837 | Fuse holder,EFD 10,32A,1p,LED | Altech Corporation | 002540011 | 6.53 | 5.6352 | N | 6.53 | 6.53 | 6.53
ALT-002540011 | 166561 | 1 | 168837 | Fuse holder,EFD 10,32A,1p,LED | Altech Corporation | 002540011 | 6.53 | 6.53 | Y | 6.53 | 6.53 | 6.53
ALT-153901 | 166559 | 6 | 168837 | PB1-L, 94x94x81mm Enclosure | Altech Corporation | 153-901 | 14.59 | 13.5 | Y | 14.59 | 13.5 | 14.59
ALT-1C3UL | 173042 | 4 | 168837 | 1C3UL, 3A, CIRCUIT BREAKER | Altech Corporation | 1C3UL | 18.31 | 17.44 | N | 18.31 | 17.44 | 18.31
ALT-1C5UL | 173042 | 6 | 168837 | 1C5UL, 5A, CIRCUIT BREAKER | Altech Corporation | 1C5UL | 18.31 | 17.355 | Y | 18.31 | 17.355 | 18.31
ALT-1C6UR | 166553 | 2 | 168837 | 1C6UR, 6A, MCB, C CHAR | Altech Corporation | 1C6UR | 9.74 | 7.8683 | N | 9.74 | 9.28 | 9.74
ALT-1C6UR | 166560 | 10 | 168837 | 1C6UR, 6A, MCB, C CHAR | Altech Corporation | 1C6UR | 9.74 | 9.28 | N | 9.74 | 9.28 | 9.74
ALT-1C6UR | 166561 | 1 | 168837 | 1C6UR, 6A, MCB, C CHAR | Altech Corporation | 1C6UR | 9.74 | 9.28 | Y | 9.74 | 9.28 | 9.74
ALT-22040100 | 166559 | 400 | 168837 | H1.50/8 Insulated,16AWG | Altech Corporation | 2204.0/100 | 0.08 | 0.06 | Y | 0.08 | 0.06 | 0.08
ALT-22120 | 10510 | 3 | 168837 | H10.0/12, Insulated,8AWG | Altech Corporation | 2212.0 | 0.25 | 42.3027 | Y | 0.25 | 46.08 | 46.08
ALT-22120 | 175891 | 1 | 168837 | H10.0/12, Insulated,8AWG | Altech Corporation | 2212.0 | 0.25 | 46.08 | N | 0.25 | 46.08 | 46.08
ALT-25111201M | 166559 | 31 | 168837 | TS35x7.5 DIN Rail, Steel, 1M | Altech Corporation | 2511120/1M | 2.52 | 2.475 | Y | 2.52 | 3.03 | 3.03
ALT-25111201M | 166560 | 1 | 168837 | TS35x7.5 DIN Rail, Steel, 1M | Altech Corporation | 2511120/1M | 2.52 | 2.3967 | Y | 2.52 | 3.03 | 3.03
ALT-25111201M | 166561 | 15 | 168837 | TS35x7.5 DIN Rail, Steel, 1M | Altech Corporation | 2511120/1M | 2.52 | 2.3838 | Y | 2.52 | 3.03 | 3.03
ALT-25111201M | 175883 | 86 | 168837 | TS35x7.5 DIN Rail, Steel, 1M | Altech Corporation | 2511120/1M | 2.52 | 3.03 | Y | 2.52 | 3.03 | 3.03
ALT-25111201M | 175888 | 20 | 168837 | TS35x7.5 DIN Rail, Steel, 1M | Altech Corporation | 2511120/1M | 2.52 | 2.4 | Y | 2.52 | 3.03 | 3.03
ALT-25111201M | 175890 | 18 | 168837 | TS35x7.5 DIN Rail, Steel, 1M | Altech Corporation | 2511120/1M | 2.52 | 2.4 | Y | 2.52 | 3.03 | 3.03
ALT-25111211M | 166553 | 64 | 168837 | TS35x7.5 DIN Rail, Aluminum | Altech Corporation | 2511121/1M | 4.88 | 4.5386 | Y | 4.88 | 4.7264 | 4.88
ALT-25111211M | 166559 | 47 | 168837 | TS35x7.5 DIN Rail, Aluminum | Altech Corporation | 2511121/1M | 4.88 | 4.7264 | Y | 4.88 | 4.7264 | 4.88
ALT-25111211M | 166561 | 109 | 168837 | TS35x7.5 DIN Rail, Aluminum | Altech Corporation | 2511121/1M | 4.88 | 4.5824 | Y | 4.88 | 4.7264 | 4.88
ALT-25111211M | 175883 | 40 | 168837 | TS35x7.5 DIN Rail, Aluminum | Altech Corporation | 2511121/1M | 4.88 | 4.6243 | Y | 4.88 | 4.7264 | 4.88
ALT-26230100 | 166559 | 100 | 168837 | H0.34/8 Insulated,22AWG | Altech Corporation | 2623.0/100 | 0.06 | 0.05 | N | 0.06 | 0.05 | 0.06
ALT-27750100 | 166559 | 400 | 168837 | HH2x0.75/8 Dual Wire | Altech Corporation | 2775.0/100 | 0.09 | 0.06 | N | 0.09 | 0.06 | 0.09
ALT-27760100 | 166559 | 400 | 168837 | H2x1,00/8 Dual Wire | Altech Corporation | 2776.0/100 | 0.11 | 0.07 | N | 0.11 | 0.07 | 0.11
ALT-27770100 | 166559 | 400 | 168837 | H2x1.50/8, Dual Wire | Altech Corporation | 2777.0/100 | 0.14 | 0.13 | Y | 0.14 | 0.13 | 0.14
ALT-27950100 | 166559 | 300 | 168837 | H2X0.75/10 Dual Wire/100 | Altech Corporation | 2795.0/100 | 0.1 | 0.07 | N | 0.1 | 0.07 | 0.1
ALT-28410100 | 166559 | 400 | 168837 | H1.50/8-D, DIN Std,16AWG | Altech Corporation | 2841.0/100 | 0.08 | 0.079606 | Y | 0.08 | 0.079606 | 0.08
ALT-28640100 | 166559 | 100 | 168837 | H0.50/8-D DIN Std,20AWG | Altech Corporation | 2864.0/100 | 0.06 | 0.05 | N | 0.06 | 0.05 | 0.06
ALT-28670100 | 166559 | 300 | 168837 | H0.75/8-D DIN Std,18AWG | Altech Corporation | 2867.0/100 | 0.06 | 0.05 | N | 0.06 | 0.05 | 0.06
ALT-28680100 | 166559 | 400 | 168837 | H0.75/10-D DIN Std,18AWG | Altech Corporation | 2868.0/100 | 0.06 | 0.05 | N | 0.06 | 0.05 | 0.06
ALT-28710100 | 166559 | 500 | 168837 | H1.00/8-D DIN Std,18AWG | Altech Corporation | 2871.0/100 | 0.08 | 0.06 | N | 0.08 | 0.06 | 0.08
ALT-2ADP | 166553 | 79 | 168837 | Fixing Adapter, 2 part kit | Altech Corporation | 2ADP | 0.94 | 0.32 | N | 0.94 | 0.84889 | 0.94
ALT-2ADP | 166559 | 13 | 168837 | Fixing Adapter, 2 part kit | Altech Corporation | 2ADP | 0.94 | 0.84889 | Y | 0.94 | 0.84889 | 0.94
ALT-2ADP | 166561 | 20 | 168837 | Fixing Adapter, 2 part kit | Altech Corporation | 2ADP | 0.94 | 0.62 | N | 0.94 | 0.84889 | 0.94
ALT-2AF1 | 166553 | 4 | 168837 | Push Button Operator, 22mm | Altech Corporation | 2AF1 | 3.22 | 1.95 | N | 3.22 | 2.532 | 3.22
ALT-2AF1 | 166561 | 7 | 168837 | Push Button Operator, 22mm | Altech Corporation | 2AF1 | 3.22 | 2.532 | N | 3.22 | 2.532 | 3.22
ALT-2AF2 | 166553 | 4 | 168837 | Push Button Operator, 22 mm, | Altech Corporation | 2AF2 | 3.22 | 2.24 | N | 3.22 | 2.9858 | 3.22
ALT-2AF2 | 166557 | 5 | 168837 | Push Button Operator, 22 mm, | Altech Corporation | 2AF2 | 3.22 | 2.3914 | Y | 3.22 | 2.9858 | 3.22
ALT-2AF2 | 166559 | 4 | 168837 | Push Button Operator, 22 mm, | Altech Corporation | 2AF2 | 3.22 | 2.8364 | Y | 3.22 | 2.9858 | 3.22
ALT-2AF2 | 166561 | 2 | 168837 | Push Button Operator, 22 mm, | Altech Corporation | 2AF2 | 3.22 | 2.9858 | Y | 3.22 | 2.9858 | 3.22
ALT-2AF3 | 166553 | 1 | 168837 | Push Button Operator, 22 mm, | Altech Corporation | 2AF3 | 3.22 | 2.0808 | N | 3.22 | 2.9475 | 3.22
ALT-2AF3 | 166557 | 2 | 168837 | Push Button Operator, 22 mm, | Altech Corporation | 2AF3 | 3.22 | 2.4607 | N | 3.22 | 2.9475 | 3.22
ALT-2AF3 | 166559 | 6 | 168837 | Push Button Operator, 22 mm, | Altech Corporation | 2AF3 | 3.22 | 2.2344 | Y | 3.22 | 2.9475 | 3.22
ALT-2AF3 | 166561 | 5 | 168837 | Push Button Operator, 22 mm, | Altech Corporation | 2AF3 | 3.22 | 2.9475 | Y | 3.22 | 2.9475 | 3.22
ALT-2AF4 | 166553 | 7 | 168837 | Push Button Operator, 22 mm, | Altech Corporation | 2AF4 | 3.22 | 2.3528 | N | 3.22 | 2.9422 | 3.22
ALT-2AF4 | 166557 | 6 | 168837 | Push Button Operator, 22 mm, | Altech Corporation | 2AF4 | 3.22 | 2.4843 | N | 3.22 | 2.9422 | 3.22
ALT-2AF4 | 166559 | 5 | 168837 | Push Button Operator, 22 mm, | Altech Corporation | 2AF4 | 3.22 | 2.9422 | Y | 3.22 | 2.9422 | 3.22
ALT-2AF4 | 166561 | 3 | 168837 | Push Button Operator, 22 mm, | Altech Corporation | 2AF4 | 3.22 | 2.7231 | Y | 3.22 | 2.9422 | 3.22
ALT-2AF6 | 166559 | 17 | 168837 | Push Button Operator, 22 mm, | Altech Corporation | 2AF6 | 3.22 | 3.1982 | Y | 3.22 | 3.1982 | 3.22
ALT-2AK201 | 166553 | 2 | 168837 | Selec.Oper, 22 mm, Key (LR) | Altech Corporation | 2AK2-01 | 14.07 | 8.4167 | N | 14.07 | 12.09 | 14.07
ALT-2AK201 | 166561 | 6 | 168837 | Selec.Oper, 22 mm, Key (LR) | Altech Corporation | 2AK2-01 | 14.07 | 12.09 | N | 14.07 | 12.09 | 14.07
ALT-2AK206 | 166553 | 3 | 168837 | Selec. Opr., 22 mm, key (LCR) | Altech Corporation | 2AK2-06 | 14.65 | 8.66 | N | 14.65 | 9.45 | 14.65
ALT-2AK206 | 166559 | 1 | 168837 | Selec. Opr., 22 mm, key (LCR) | Altech Corporation | 2AK2-06 | 14.65 | 9.45 | N | 14.65 | 9.45 | 14.65
ALT-2AK206 | 166561 | 2 | 168837 | Selec. Opr., 22 mm, key (LCR) | Altech Corporation | 2AK2-06 | 14.65 | 9.42 | N | 14.65 | 9.45 | 14.65
ALT-2ALF1LB110 | 166553 | 4 | 168837 | Push Button Oper. 22 mm, Ill. | Altech Corporation | 2ALF1LB-110 | 19.77 | 14.08 | N | 19.77 | 14.08 | 19.77
ALT-2ALF3LB024 | 166553 | 7 | 168837 | Push Button Oper. 22 mm, Ill. | Altech Corporation | 2ALF3LB-024 | 16.8 | 15.41 | Y | 16.8 | 15.41 | 16.8
ALT-2ALF3LB110 | 166553 | 5 | 168837 | Push Button Oper. 22 mm, Ill. | Altech Corporation | 2ALF3LB-110 | 16.8 | 14.93 | N | 16.8 | 14.93 | 16.8
ALT-2ALF4LB024 | 166553 | 6 | 168837 | Push Button Oper. 22 mm, Ill. | Altech Corporation | 2ALF4LB-024 | 11.86 | 10.802 | Y | 11.86 | 10.802 | 11.86
ALT-2ALF4LB024 | 166557 | 6 | 168837 | Push Button Oper. 22 mm, Ill. | Altech Corporation | 2ALF4LB-024 | 11.86 | 8.8967 | N | 11.86 | 10.802 | 11.86
ALT-2ALF4LB110 | 166553 | 6 | 168837 | Push Button Oper. 22 mm, Ill. | Altech Corporation | 2ALF4LB-110 | 11.86 | 10.55 | N | 11.86 | 10.55 | 11.86
ALT-2ALF5LB024 | 166553 | 8 | 168837 | Push Button Oper. 22 mm, Ill. | Altech Corporation | 2ALF5LB-024 | 11.86 | 7.3175 | N | 11.86 | 7.696 | 11.86
ALT-2ALF5LB024 | 166561 | 2 | 168837 | Push Button Oper. 22 mm, Ill. | Altech Corporation | 2ALF5LB-024 | 11.86 | 7.696 | N | 11.86 | 7.696 | 11.86
ALT-2AM2 | 166553 | 1 | 168837 | Push Button Oper., 22 mm, | Altech Corporation | 2AM2 | 5.26 | 3.65 | N | 5.26 | 3.65 | 5.26
ALT-2AML4 | 166553 | 7 | 168837 | Push Button Oper.,22mm,Non Ill | Altech Corporation | 2AML4 | 7.28 | 6.5312 | Y | 7.28 | 9.955 | 9.955
ALT-2AML4 | 166557 | 6 | 168837 | Push Button Oper.,22mm,Non Ill | Altech Corporation | 2AML4 | 7.28 | 6.465 | Y | 7.28 | 9.955 | 9.955
ALT-2AML4 | 166559 | 3 | 168837 | Push Button Oper.,22mm,Non Ill | Altech Corporation | 2AML4 | 7.28 | 6.93 | Y | 7.28 | 9.955 | 9.955
ALT-2AML4 | 166561 | 2 | 168837 | Push Button Oper.,22mm,Non Ill | Altech Corporation | 2AML4 | 7.28 | 7.28 | Y | 7.28 | 9.955 | 9.955
ALT-2AML4 | 175883 | 3 | 168837 | Push Button Oper.,22mm,Non Ill | Altech Corporation | 2AML4 | 7.28 | 9.955 | N | 7.28 | 9.955 | 9.955
ALT-2AMLJ4 | 166553 | 2 | 168837 | Push Button Oper.,22mm,Non Ill | Altech Corporation | 2AMLJ4 | 7.29 | 4.7828 | N | 7.29 | 9.955 | 9.955
ALT-2AMLJ4 | 166557 | 5 | 168837 | Push Button Oper.,22mm,Non Ill | Altech Corporation | 2AMLJ4 | 7.29 | 6.03 | Y | 7.29 | 9.955 | 9.955
ALT-2AMLJ4 | 166559 | 3 | 168837 | Push Button Oper.,22mm,Non Ill | Altech Corporation | 2AMLJ4 | 7.29 | 6.7203 | Y | 7.29 | 9.955 | 9.955
ALT-2AMLJ4 | 175883 | 12 | 168837 | Push Button Oper.,22mm,Non Ill | Altech Corporation | 2AMLJ4 | 7.29 | 9.955 | N | 7.29 | 9.955 | 9.955
ALT-2AMLKB4 | 166561 | 6 | 168837 | Push Button Oper, 22 mm, | Altech Corporation | 2AMLKB4 | 14.65 | 9.27 | N | 14.65 | 9.27 | 14.65
ALT-2AMPP3 | 166553 | 11 | 168837 | Push Button Oper., 22 mm, | Altech Corporation | 2AMPP3 | 7.28 | 4.775 | N | 7.28 | 4.775 | 7.28
ALT-2AMPP4 | 166553 | 10 | 168837 | Push Button Oper., 22 mm, | Altech Corporation | 2AMPP4 | 7.28 | 6.47 | N | 7.28 | 6.47 | 7.28
ALT-2AS21 | 166553 | 13 | 168837 | Selec Opr. 22 mm, 2 Pos., | Altech Corporation | 2AS2-1 | 10.12 | 8.8712 | Y | 10.12 | 9.5457 | 10.12
ALT-2AS21 | 166557 | 4 | 168837 | Selec Opr. 22 mm, 2 Pos., | Altech Corporation | 2AS2-1 | 10.12 | 7.5836 | N | 10.12 | 9.5457 | 10.12
ALT-2AS21 | 166559 | 3 | 168837 | Selec Opr. 22 mm, 2 Pos., | Altech Corporation | 2AS2-1 | 10.12 | 9.5457 | Y | 10.12 | 9.5457 | 10.12
ALT-2AS23 | 166553 | 4 | 168837 | Selec Opr. 22 mm, 3 Pos., | Altech Corporation | 2AS2-3 | 10.12 | 9.3372 | Y | 10.12 | 12.1433 | 12.1433
ALT-2AS23 | 166559 | 5 | 168837 | Selec Opr. 22 mm, 3 Pos., | Altech Corporation | 2AS2-3 | 10.12 | 9.573 | Y | 10.12 | 12.1433 | 12.1433
ALT-2AS23 | 175883 | 7 | 168837 | Selec Opr. 22 mm, 3 Pos., | Altech Corporation | 2AS2-3 | 10.12 | 12.1433 | N | 10.12 | 12.1433 | 12.1433
ALT-2AS24 | 166553 | 6 | 168837 | Selec. Opr.,22 mm,3 Pos., | Altech Corporation | 2AS2-4 | 10.97 | 8.04 | N | 10.97 | 8.44 | 10.97
ALT-2AS24 | 166557 | 8 | 168837 | Selec. Opr.,22 mm,3 Pos., | Altech Corporation | 2AS2-4 | 10.97 | 8.44 | N | 10.97 | 8.44 | 10.97
ALT-2ATL5LBF3F4024 | 166561 | 6 | 168837 | Push Button Oper. 22 mm, Ill. | Altech Corporation | 2ATL5LB F3F4-024 | 15.8 | 12.1467 | N | 15.8 | 12.1467 | 15.8
ALT-2ATL5LBF3F4110 | 166561 | 6 | 168837 | Push Button Oper. 22 mm, Ill. | Altech Corporation | 2ATL5LB F3F4-110 | 15.8 | 10.39 | N | 15.8 | 10.39 | 15.8
ALT-2BP2 | 166559 | 7 | 168837 | Blanking Plug, 22 mm | Altech Corporation | 2BP2 | 1.31 | 0.86 | N | 1.31 | 0.86 | 1.31
ALT-2LP13 | 166559 | 2 | 168837 | Legend Plate, 22 mm | Altech Corporation | 2LP13 | 1.08 | 0.7133 | N | 1.08 | 0.74 | 1.08
ALT-2LP13 | 166561 | 6 | 168837 | Legend Plate, 22 mm | Altech Corporation | 2LP13 | 1.08 | 0.74 | N | 1.08 | 0.74 | 1.08
ALT-2LP28 | 166553 | 17 | 168837 | Legend Plate, 22 mm, | Altech Corporation | 2LP28 | 1.08 | 0.7425 | Y | 1.08 | 0.8125 | 1.08
ALT-2LP28 | 166557 | 21 | 168837 | Legend Plate, 22 mm, | Altech Corporation | 2LP28 | 1.08 | 0.8125 | Y | 1.08 | 0.8125 | 1.08
ALT-2LP28 | 166559 | 4 | 168837 | Legend Plate, 22 mm, | Altech Corporation | 2LP28 | 1.08 | 0.6667 | N | 1.08 | 0.8125 | 1.08
ALT-2LP28 | 166561 | 11 | 168837 | Legend Plate, 22 mm, | Altech Corporation | 2LP28 | 1.08 | 0.79527 | N | 1.08 | 0.8125 | 1.08
ALT-2LP36 | 166553 | 13 | 168837 | Legend Plate, 22 mm, | Altech Corporation | 2LP36 | 1.08 | 0.65437 | Y | 1.08 | 0.96333 | 1.08
ALT-2LP36 | 166557 | 8 | 168837 | Legend Plate, 22 mm, | Altech Corporation | 2LP36 | 1.08 | 0.96333 | Y | 1.08 | 0.96333 | 1.08
ALT-2LP36 | 166559 | 7 | 168837 | Legend Plate, 22 mm, | Altech Corporation | 2LP36 | 1.08 | 0.89667 | Y | 1.08 | 0.96333 | 1.08
ALT-2LP36 | 166561 | 5 | 168837 | Legend Plate, 22 mm, | Altech Corporation | 2LP36 | 1.08 | 0.95587 | Y | 1.08 | 0.96333 | 1.08
ALT-2LP40 | 166561 | 9 | 168837 | Legend Plate, 22 mm, | Altech Corporation | 2LP40 | 1.08 | 0.71 | N | 1.08 | 0.71 | 1.08
ALT-2LP41 | 166553 | 49 | 168837 | Legend Plate, 22 mm, | Altech Corporation | 2LP41 | 1.08 | 0.96 | N | 1.08 | 1.48 | 1.48
ALT-2LP41 | 166557 | 6 | 168837 | Legend Plate, 22 mm, | Altech Corporation | 2LP41 | 1.08 | 0.76 | N | 1.08 | 1.48 | 1.48
ALT-2LP41 | 166559 | 2 | 168837 | Legend Plate, 22 mm, | Altech Corporation | 2LP41 | 1.08 | 0.91333 | Y | 1.08 | 1.48 | 1.48
ALT-2LP41 | 166561 | 9 | 168837 | Legend Plate, 22 mm, | Altech Corporation | 2LP41 | 1.08 | 0.92944 | Y | 1.08 | 1.48 | 1.48
ALT-2LP41 | 175883 | 4 | 168837 | Legend Plate, 22 mm, | Altech Corporation | 2LP41 | 1.08 | 1.48 | N | 1.08 | 1.48 | 1.48
ALT-2LP43 | 166557 | 8 | 168837 | Legend Plate, 22 mm, | Altech Corporation | 2LP43 | 1.08 | 0.83 | N | 1.08 | 0.89636 | 1.08
ALT-2LP43 | 166559 | 25 | 168837 | Legend Plate, 22 mm, | Altech Corporation | 2LP43 | 1.08 | 0.89636 | Y | 1.08 | 0.89636 | 1.08
ALT-2LP46 | 166553 | 18 | 168837 | Legend Plate, 22 mm, | Altech Corporation | 2LP46 | 1.08 | 0.91 | Y | 1.08 | 0.91 | 1.08
ALT-2LP46 | 166559 | 24 | 168837 | Legend Plate, 22 mm, | Altech Corporation | 2LP46 | 1.08 | 0.87477 | Y | 1.08 | 0.91 | 1.08
ALT-2LP46 | 166561 | 5 | 168837 | Legend Plate, 22 mm, | Altech Corporation | 2LP46 | 1.08 | 0.83 | N | 1.08 | 0.91 | 1.08
ALT-2LP66 | 166553 | 14 | 168837 | Legend Plate, Red | Altech Corporation | 2LP66 | 1.08 | 0.6713 | N | 1.08 | 0.97046 | 1.08
ALT-2LP66 | 166557 | 9 | 168837 | Legend Plate, Red | Altech Corporation | 2LP66 | 1.08 | 0.76 | Y | 1.08 | 0.97046 | 1.08
ALT-2LP66 | 166559 | 4 | 168837 | Legend Plate, Red | Altech Corporation | 2LP66 | 1.08 | 0.80143 | Y | 1.08 | 0.97046 | 1.08
ALT-2LP66 | 166561 | 8 | 168837 | Legend Plate, Red | Altech Corporation | 2LP66 | 1.08 | 0.97046 | Y | 1.08 | 0.97046 | 1.08
ALT-2PAM7 | 166559 | 5 | 168837 | Push button Security pad lock, 22mm | Altech Corporation | 2PAM7 | 4.33 | 4 | Y | 4.33 | 4 | 4.33
ALT-2PLB3LB024 | 166553 | 10 | 168837 | Pilot Light, LED, 22 mm, | Altech Corporation | 2PLB3LB-024 | 16.8 | 15.4057 | Y | 16.8 | 15.4057 | 16.8
ALT-2PLB3LB024 | 166561 | 1 | 168837 | Pilot Light, LED, 22 mm, | Altech Corporation | 2PLB3LB-024 | 16.8 | 14.6991 | Y | 16.8 | 15.4057 | 16.8
ALT-2PLB4LB024 | 166553 | 10 | 168837 | Pilot Light, LED, 22 mm, | Altech Corporation | 2PLB4LB-024 | 11.86 | 10.6005 | Y | 11.86 | 10.97 | 11.86
ALT-2PLB4LB024 | 166557 | 4 | 168837 | Pilot Light, LED, 22 mm, | Altech Corporation | 2PLB4LB-024 | 11.86 | 10.97 | N | 11.86 | 10.97 | 11.86
ALT-2PLB4LB024 | 166561 | 2 | 168837 | Pilot Light, LED, 22 mm, | Altech Corporation | 2PLB4LB-024 | 11.86 | 10.97 | Y | 11.86 | 10.97 | 11.86
ALT-2PLB5LB024 | 166553 | 1 | 168837 | Pilot Light, LED, 22 mm, | Altech Corporation | 2PLB5LB-024 | 11.86 | 7.5966 | N | 11.86 | 10.97 | 11.86
ALT-2PLB5LB024 | 166557 | 3 | 168837 | Pilot Light, LED, 22 mm, | Altech Corporation | 2PLB5LB-024 | 11.86 | 10.97 | Y | 11.86 | 10.97 | 11.86
ALT-2PLB5LB024 | 166561 | 8 | 168837 | Pilot Light, LED, 22 mm, | Altech Corporation | 2PLB5LB-024 | 11.86 | 9.0649 | N | 11.86 | 10.97 | 11.86
ALT-2PLB6LB024 | 166553 | 7 | 168837 | Pilot Light, LED, 22 mm, | Altech Corporation | 2PLB6LB-024 | 16.8 | 10.518 | N | 16.8 | 15.306 | 16.8
ALT-2PLB6LB024 | 166557 | 4 | 168837 | Pilot Light, LED, 22 mm, | Altech Corporation | 2PLB6LB-024 | 16.8 | 15.306 | Y | 16.8 | 15.306 | 16.8
ALT-2PPM | 166553 | 10 | 168837 | Adaptor Block, 22 mm | Altech Corporation | 2PPM | 2.1216 | 1.3465 | N | 2.1216 | 1.81 | 2.1216
ALT-2PPM | 166557 | 8 | 168837 | Adaptor Block, 22 mm | Altech Corporation | 2PPM | 2.1216 | 1.6315 | N | 2.1216 | 1.81 | 2.1216
ALT-2PPM | 166559 | 8 | 168837 | Adaptor Block, 22 mm | Altech Corporation | 2PPM | 2.1216 | 1.81 | Y | 2.1216 | 1.81 | 2.1216
ALT-2PPM | 166561 | 12 | 168837 | Adaptor Block, 22 mm | Altech Corporation | 2PPM | 2.1216 | 1.5778 | N | 2.1216 | 1.81 | 2.1216
ALT-2SEBT2 | 166559 | 3 | 168837 | Boot for 22mm contact elements | Altech Corporation | 2SEBT2 | 3.85 | 2.68 | N | 3.85 | 2.68 | 3.85
ALT-3C3UR | 166561 | 1 | 168837 | 3C3UR, 3A, MCB, C CHAR | Altech Corporation | 3C3UR | 29.24 | 27.03 | N | 29.24 | 27.03 | 29.24
ALT-3C5UR | 166559 | 18 | 168837 | 3C5UR, 5A, MCB, C CHAR | Altech Corporation | 3C5UR | 29.24 | 27.03 | N | 29.24 | 27.03 | 29.24
ALT-3DU40M | 166553 | 2 | 168837 | 3DU40M,40A MCB, D CHAR | Altech Corporation | 3DU40M | 40.33 | 28.05 | N | 40.33 | 28.05 | 40.33
ALT-3PLBR3L024 | 166553 | 12 | 168837 | Pilot Light 22mm, Integral LED | Altech Corporation | 3PLBR3L-024 | 7.92 | 7.2764 | Y | 7.92 | 7.4364 | 7.92
ALT-3PLBR3L024 | 166559 | 5 | 168837 | Pilot Light 22mm, Integral LED | Altech Corporation | 3PLBR3L-024 | 7.92 | 7.4364 | Y | 7.92 | 7.4364 | 7.92
ALT-3PLBR3L024 | 166561 | 8 | 168837 | Pilot Light 22mm, Integral LED | Altech Corporation | 3PLBR3L-024 | 7.92 | 6.7389 | N | 7.92 | 7.4364 | 7.92
ALT-3PLBR3L110 | 166553 | 11 | 168837 | Pilot Light 22mm, Integral LED | Altech Corporation | 3PLBR3L-110 | 7.92 | 7.4871 | Y | 7.92 | 7.92 | 7.92
ALT-3PLBR3L110 | 166559 | 3 | 168837 | Pilot Light 22mm, Integral LED | Altech Corporation | 3PLBR3L-110 | 7.92 | 7.92 | Y | 7.92 | 7.92 | 7.92
ALT-3PLBR4L024 | 166553 | 10 | 168837 | Pilot Light 22mm, Integral LED | Altech Corporation | 3PLBR4L-024 | 7.92 | 7.2818 | Y | 7.92 | 7.4667 | 7.92
ALT-3PLBR4L024 | 166559 | 7 | 168837 | Pilot Light 22mm, Integral LED | Altech Corporation | 3PLBR4L-024 | 7.92 | 7.4667 | Y | 7.92 | 7.4667 | 7.92
ALT-3PLBR4L024 | 166561 | 2 | 168837 | Pilot Light 22mm, Integral LED | Altech Corporation | 3PLBR4L-024 | 7.92 | 7.125 | N | 7.92 | 7.4667 | 7.92
ALT-3PLBR4L110 | 166553 | 22 | 168837 | Pilot Light 22mm, Integral LED | Altech Corporation | 3PLBR4L-110 | 7.92 | 5.9782 | Y | 7.92 | 5.9782 | 7.92
ALT-3PLBR4L110 | 166559 | 2 | 168837 | Pilot Light 22mm, Integral LED | Altech Corporation | 3PLBR4L-110 | 7.92 | 5.9782 | Y | 7.92 | 5.9782 | 7.92
ALT-3PLBR5L024 | 166553 | 9 | 168837 | Pilot Light 22mm, Integral LED | Altech Corporation | 3PLBR5L-024 | 7.92 | 6.5972 | N | 7.92 | 7.55 | 7.92
ALT-3PLBR5L024 | 166559 | 3 | 168837 | Pilot Light 22mm, Integral LED | Altech Corporation | 3PLBR5L-024 | 7.92 | 7.55 | Y | 7.92 | 7.55 | 7.92
ALT-3PLBR5L024 | 166561 | 5 | 168837 | Pilot Light 22mm, Integral LED | Altech Corporation | 3PLBR5L-024 | 7.92 | 6.7801 | N | 7.92 | 7.55 | 7.92
ALT-3PLBR5L110 | 166553 | 15 | 168837 | Pilot Light 22mm, Integral LED | Altech Corporation | 3PLBR5L-110 | 7.92 | 7.1233 | N | 7.92 | 7.1233 | 7.92
ALT-3PLBR5L110 | 166559 | 2 | 168837 | Pilot Light 22mm, Integral LED | Altech Corporation | 3PLBR5L-110 | 7.92 | 5.5481 | N | 7.92 | 7.1233 | 7.92
ALT-3PLBR6L024 | 166561 | 9 | 168837 | Pilot Light 22mm, Integral LED | Altech Corporation | 3PLBR6L-024 | 7.92 | 5.4171 | N | 7.92 | 5.4171 | 7.92
ALT-4004A10 | 166559 | 2 | 168837 | Enclosure, 1 Hole, Therm Plas. | Altech Corporation | 4004A10 | 14.98 | 14.27 | Y | 14.98 | 14.27 | 14.98
ALT-445R2S2 | 166553 | 4 | 168837 | 22mm PB Assy, Push turn op, | Altech Corporation | 44.5R-2S2 | 29.68 | 28.26 | N | 29.68 | 28.26 | 29.68
ALT-542402 | 175888 | 1 | 168837 | EK002 | Altech Corporation | 542-402 | 29.75 | 28.3 | N | 29.75 | 28.3 | 29.75
ALT-6088187028 | 166561 | 3 | 168837 | LIMIT SWITCH. PLASTIC BODY | Altech Corporation | 608.8187.028 | 63.36 | 42.71 | N | 63.36 | 42.71 | 63.36
ALT-63M5X20F | 166553 | 18 | 168837 | 6.3 Amp Glass Fuse 5X20mm Fast Blow | Altech Corporation | 63M5X20F | 0.2288 | 0.22 | N | 0.2288 | 0.22 | 0.2288
ALT-AM8 | 10008 | 0 | 168837 | Push Button Oper, 30 mm, | Altech Corporation | AM8 | 4.78 | 4.78 | N | 4.78 | 4.78 | 4.78
ALT-AMT12D2 | 166557 | 3 | 168837 | Digital Multi Timer, 2 NO | Altech Corporation | AMT12-D2 | 52.72 | 40.58 | N | 52.72 | 40.58 | 52.72
ALT-AMT12S1 | 166553 | 4 | 168837 | Digital Multi Timer, 1 C/O | Altech Corporation | AMT12-S1 | 52.72 | 34.67 | Y | 52.72 | 40.58 | 52.72
ALT-AMT12S1 | 166557 | 3 | 168837 | Digital Multi Timer, 1 C/O | Altech Corporation | AMT12-S1 | 52.72 | 40.58 | N | 52.72 | 40.58 | 52.72
ALT-AMT12S1 | 166561 | 2 | 168837 | Digital Multi Timer, 1 C/O | Altech Corporation | AMT12-S1 | 52.72 | 38.242 | N | 52.72 | 40.58 | 52.72
ALT-AMT8D2 | 166553 | 5 | 168837 | Digital Multi Timer, 2 NO | Altech Corporation | AMT8-D2 | 45.52 | 29.94 | N | 45.52 | 40.47 | 45.52
ALT-AMT8D2 | 166557 | 1 | 168837 | Digital Multi Timer, 2 NO | Altech Corporation | AMT8-D2 | 45.52 | 35.04 | N | 45.52 | 40.47 | 45.52
ALT-AMT8D2 | 166559 | 1 | 168837 | Digital Multi Timer, 2 NO | Altech Corporation | AMT8-D2 | 45.52 | 40.47 | N | 45.52 | 40.47 | 45.52
ALT-AMT8D2 | 166561 | 1 | 168837 | Digital Multi Timer, 2 NO | Altech Corporation | AMT8-D2 | 45.52 | 40.47 | N | 45.52 | 40.47 | 45.52
ALT-AP9 | 166559 | 2 | 168837 | MC Safety Cover | Altech Corporation | AP-9 | 1.67 | 1.19 | N | 1.67 | 1.19 | 1.67
ALT-AU1 | 166553 | 5 | 168837 | AUX SW, SIDE MOUNT, 1NC/1NO. | Altech Corporation | AU1 | 3.98 | 3.98 | N | 3.98 | 3.98 | 3.98
ALT-AU1 | 166561 | 10 | 168837 | AUX SW, SIDE MOUNT, 1NC/1NO. | Altech Corporation | AU1 | 3.98 | 3.84 | N | 3.98 | 3.98 | 3.98
ALT-AU1M01 | 166553 | 6 | 168837 | AUX SW, SIDE MOUNT, 1-NC. MINI | Altech Corporation | AU-1M-01 | 5.79 | 1.64 | N | 5.79 | 1.64 | 5.79
ALT-AU1M10 | 166553 | 6 | 168837 | AUX SW, SIDE MOUNT, 1-N0. MINI | Altech Corporation | AU-1M-10 | 5.79 | 1.6056 | N | 5.79 | 1.89 | 5.79
ALT-AU1M10 | 166559 | 1 | 168837 | AUX SW, SIDE MOUNT, 1-N0. MINI | Altech Corporation | AU-1M-10 | 5.79 | 1.89 | N | 5.79 | 1.89 | 5.79
ALT-AU2M11 | 166553 | 2 | 168837 | AUX SWITCH 1NO/1NC TOP MOUNT | Altech Corporation | AU-2M-11 | 7.25 | 4.4116 | N | 7.25 | 4.4116 | 7.25
ALT-AU4M22 | 166553 | 3 | 168837 | AUX SWITCH 2NO/2NC TOP MOUNT | Altech Corporation | AU-4M-22 | 9.56 | 6.5587 | N | 9.56 | 6.5587 | 9.56
ALT-AU4M22 | 166559 | 1 | 168837 | AUX SWITCH 2NO/2NC TOP MOUNT | Altech Corporation | AU-4M-22 | 9.56 | 4.84 | N | 9.56 | 6.5587 | 9.56
ALT-AZ12MH | 166553 | 1 | 134065 | MTG BASE FOR GTK-12M OVERLOAD | SIEMENS INDUSTRY, INC. | AZ12MH | 5.53 | 4.12 | N | 5.53 | 5.53 | 5.53
ALT-AZ12MH | 166557 | 1 | 134065 | MTG BASE FOR GTK-12M OVERLOAD | SIEMENS INDUSTRY, INC. | AZ12MH | 5.53 | 4.78 | N | 5.53 | 5.53 | 5.53
ALT-AZ12MH | 166559 | 2 | 134065 | MTG BASE FOR GTK-12M OVERLOAD | SIEMENS INDUSTRY, INC. | AZ12MH | 5.53 | 5.53 | N | 5.53 | 5.53 | 5.53
ALT-B25CR | 166561 | 11 | 168837 | 1" Wire Duct Cover Only (Grey) | Altech Corporation | B25CR | 6.8016 | 6.54 | N | 6.8016 | 6.54 | 6.8016
ALT-B25CWR | 166561 | 8 | 168837 | 1" Wire Duct Cover Only (White) | Altech Corporation | B25CWR | 6.8016 | 6.54 | N | 6.8016 | 6.54 | 6.8016
ALT-B25X35S | 166553 | 45 | 168837 | Wire duct, GREY (new) 1" x 1.5" nom. | Altech Corporation | B25X35S | 26.11 | 22.9599 | Y | 26.11 | 24.3322 | 26.11
ALT-B25X35S | 166559 | 9 | 168837 | Wire duct, GREY (new) 1" x 1.5" nom. | Altech Corporation | B25X35S | 26.11 | 20.4297 | N | 26.11 | 24.3322 | 26.11
ALT-B25X35S | 166560 | 26 | 168837 | Wire duct, GREY (new) 1" x 1.5" nom. | Altech Corporation | B25X35S | 26.11 | 24.3322 | Y | 26.11 | 24.3322 | 26.11
ALT-B25X35S | 166561 | 40 | 168837 | Wire duct, GREY (new) 1" x 1.5" nom. | Altech Corporation | B25X35S | 26.11 | 23.2809 | Y | 26.11 | 24.3322 | 26.11
ALT-B25X35S | 175883 | 10 | 168837 | Wire duct, GREY (new) 1" x 1.5" nom. | Altech Corporation | B25X35S | 26.11 | 24.14 | N | 26.11 | 24.3322 | 26.11
ALT-B25X35SB | 166553 | 17 | 168837 | Wire duct BLACK (new) 1" x 1.5" nom. | Altech Corporation | B25X35S/B | 33.66 | 22.97 | N | 33.66 | 31.13 | 33.66
ALT-B25X35SB | 166559 | 6 | 168837 | Wire duct BLACK (new) 1" x 1.5" nom. | Altech Corporation | B25X35S/B | 33.66 | 21.88 | N | 33.66 | 31.13 | 33.66
ALT-B25X35SB | 166561 | 24 | 168837 | Wire duct BLACK (new) 1" x 1.5" nom. | Altech Corporation | B25X35S/B | 33.66 | 31.13 | N | 33.66 | 31.13 | 33.66
ALT-B25X35SW | 166561 | 24 | 168837 | 1"x1.5"x 6.5 Wire duct Cvr White | Altech Corporation | B25X35S/W | 31.32 | 26.1965 | N | 31.32 | 26.1965 | 31.32
ALT-B25X40SR | 166560 | 3 | 134065 | 1"x1 1/2"x6 1/2 WireDuct Cvr Grey | SIEMENS INDUSTRY, INC. | B25X40SR | 17.34 | 17.34 | N | 17.34 | 17.34 | 17.34
ALT-B25X50S | 166553 | 21 | 168837 | Wire duct, GREY (new) 1" x 2" nom. | Altech Corporation | B25X50S | 26.52 | 24.52 | Y | 26.52 | 24.52 | 26.52
ALT-B25X50S | 166561 | 5 | 168837 | Wire duct, GREY (new) 1" x 2" nom. | Altech Corporation | B25X50S | 26.52 | 24.52 | Y | 26.52 | 24.52 | 26.52
ALT-B25X50SB | 166559 | 10 | 168837 | Wire duct BLACK (new) 1" x 2" nom. | Altech Corporation | B25X50S/B | 31.2 | 23.38 | N | 31.2 | 28.85 | 31.2
ALT-B25X50SB | 166561 | 24 | 168837 | Wire duct BLACK (new) 1" x 2" nom. | Altech Corporation | B25X50S/B | 31.2 | 28.85 | N | 31.2 | 28.85 | 31.2
ALT-B25X50SW | 166553 | 4 | 168837 | Wire Duct, 1"x2", White | Altech Corporation | B25X50S/W | 31.9 | 21.88 | N | 31.9 | 21.88 | 31.9
ALT-B25X50SW | 166561 | 9 | 168837 | Wire Duct, 1"x2", White | Altech Corporation | B25X50S/W | 31.9 | 21.1349 | Y | 31.9 | 21.88 | 31.9
ALT-B25X75S | 166553 | 11 | 168837 | Wire duct, GREY (new) 1" x 3" nom. | Altech Corporation | B25X75S | 31.78 | 29.33 | Y | 31.78 | 30.26 | 31.78
ALT-B25X75S | 166559 | 2 | 168837 | Wire duct, GREY (new) 1" x 3" nom. | Altech Corporation | B25X75S | 31.78 | 28.2106 | N | 31.78 | 30.26 | 31.78
ALT-B25X75S | 166560 | 16 | 168837 | Wire duct, GREY (new) 1" x 3" nom. | Altech Corporation | B25X75S | 31.78 | 30.26 | Y | 31.78 | 30.26 | 31.78
ALT-B25X75S | 166561 | 15 | 168837 | Wire duct, GREY (new) 1" x 3" nom. | Altech Corporation | B25X75S | 31.78 | 30.26 | Y | 31.78 | 30.26 | 31.78
ALT-B25X75S | 175883 | 8 | 168837 | Wire duct, GREY (new) 1" x 3" nom. | Altech Corporation | B25X75S | 31.78 | 29.38 | N | 31.78 | 30.26 | 31.78
ALT-B25X75SW | 166559 | 6 | 168837 | Wire duct, WHITE (new), 1" x 3" | Altech Corporation | B25X75S/W | 34.52 | 25.0826 | N | 34.52 | 31.92 | 34.52
ALT-B25X75SW | 166561 | 16 | 168837 | Wire duct, WHITE (new), 1" x 3" | Altech Corporation | B25X75S/W | 34.52 | 31.92 | Y | 34.52 | 31.92 | 34.52
ALT-B25X75TB | 166560 | 23 | 168837 | 1"x3"x6 1/2 Thin Wire Duct, BLK w Cover | Altech Corporation | B25X75T/B | 36.37 | 23.49 | N | 36.37 | 23.49 | 36.37
ALT-B25X80SBUR | 166560 | 23 | 134065 | 1"x3"x6 1/2 Wire Duct w/ Cover Blue | SIEMENS INDUSTRY, INC. | B25X80SBUR | 16.71 | 16.71 | Y | 16.71 | 16.71 | 16.71
ALT-B35X35S | 166559 | 9 | 168837 | Wire Duct, GRAY, 35x35mm x 2m | Altech Corporation | B35X35S | 27.22 | 24.7992 | N | 27.22 | 24.8106 | 27.22
ALT-B35X35S | 166561 | 10 | 168837 | Wire Duct, GRAY, 35x35mm x 2m | Altech Corporation | B35X35S | 27.22 | 24.8106 | N | 27.22 | 24.8106 | 27.22
ALT-B35X35SB | 166553 | 11 | 168837 | Wire duct BLACK (new) 1.5" x 1.5" nom. | Altech Corporation | B35X35S/B | 30.71 | 23.45 | N | 30.71 | 23.45 | 30.71
ALT-B35X35SB | 166559 | 3 | 168837 | Wire duct BLACK (new) 1.5" x 1.5" nom. | Altech Corporation | B35X35S/B | 30.71 | 23.45 | N | 30.71 | 23.45 | 30.71
ALT-B35X50S | 166553 | 10 | 168837 | Gray Wire Duct, 1.5"x 2" | Altech Corporation | B35X50S | 30.47 | 28.85 | Y | 30.47 | 29.02 | 30.47
ALT-B35X50S | 166559 | 10 | 168837 | Gray Wire Duct, 1.5"x 2" | Altech Corporation | B35X50S | 30.47 | 28.17 | N | 30.47 | 29.02 | 30.47
ALT-B35X50S | 166560 | 15 | 168837 | Gray Wire Duct, 1.5"x 2" | Altech Corporation | B35X50S | 30.47 | 29.02 | Y | 30.47 | 29.02 | 30.47
ALT-B35X50S | 166561 | 10 | 168837 | Gray Wire Duct, 1.5"x 2" | Altech Corporation | B35X50S | 30.47 | 28.9116 | Y | 30.47 | 29.02 | 30.47
ALT-B35X50S | 175883 | 16 | 168837 | Gray Wire Duct, 1.5"x 2" | Altech Corporation | B35X50S | 30.47 | 28.17 | Y | 30.47 | 29.02 | 30.47
ALT-B35X50SB | 166561 | 15 | 168837 | Wire duct BLACK (new) 1.5" x 2" nom. | Altech Corporation | B35X50S/B | 39.37 | 36.41 | N | 39.37 | 36.41 | 39.37
ALT-B35X50SW | 166553 | 3 | 168837 | Wire duct,Stand Slot,1.5"x2" White W/Cov | Altech Corporation | B35X50S/W | 39.9 | 23.11 | N | 39.9 | 36.9 | 39.9
ALT-B35X50SW | 166561 | 5 | 168837 | Wire duct,Stand Slot,1.5"x2" White W/Cov | Altech Corporation | B35X50S/W | 39.9 | 36.9 | Y | 39.9 | 36.9 | 39.9
ALT-B35X75S | 166553 | 8 | 168837 | Wire Duct, GRAY, 35x75mm x 2m length | Altech Corporation | B35X75S | 38.43 | 38.43 | Y | 38.43 | 38.43 | 38.43
ALT-B35X75S | 166561 | 5 | 168837 | Wire Duct, GRAY, 35x75mm x 2m length | Altech Corporation | B35X75S | 38.43 | 35.53 | N | 38.43 | 38.43 | 38.43
ALT-B35X75S | 175883 | 2 | 168837 | Wire Duct, GRAY, 35x75mm x 2m length | Altech Corporation | B35X75S | 38.43 | 35.53 | N | 38.43 | 38.43 | 38.43
ALT-B40CWR | 166561 | 10 | 168837 | 1.5" Wire Duct Cover Only (White) | Altech Corporation | B40CWR | 6.8016 | 6.54 | N | 6.8016 | 6.54 | 6.8016
ALT-B50X35S | 166561 | 12 | 168837 | Wire duct, 50x35mm, 2m length | Altech Corporation | B50X35S | 31.08 | 28.74 | N | 31.08 | 28.74 | 31.08
ALT-B50X50S | 166553 | 23 | 168837 | 50MM X 50MM Grey Wire Duct | Altech Corporation | B50X50S | 32.14 | 31.5915 | Y | 32.14 | 31.8711 | 32.14
ALT-B50X50S | 166559 | 2 | 168837 | 50MM X 50MM Grey Wire Duct | Altech Corporation | B50X50S | 32.14 | 29.72 | N | 32.14 | 31.8711 | 32.14
ALT-B50X50S | 166561 | 1 | 168837 | 50MM X 50MM Grey Wire Duct | Altech Corporation | B50X50S | 32.14 | 31.8711 | Y | 32.14 | 31.8711 | 32.14
ALT-B50X50SW | 166553 | 16 | 168837 | Wire Duct, White, 2"x2" | Altech Corporation | B50X50S/W | 35.35 | 23.53 | N | 35.35 | 32.68 | 35.35
ALT-B50X50SW | 166561 | 11 | 168837 | Wire Duct, White, 2"x2" | Altech Corporation | B50X50S/W | 35.35 | 32.68 | N | 35.35 | 32.68 | 35.35
ALT-B50X50T | 175883 | 5 | 168837 | Wire duct, 50x50mm, 2m length | Altech Corporation | B50X50T | 32.14 | 29.72 | N | 32.14 | 29.72 | 32.14
ALT-B50X75S | 166553 | 2 | 168837 | Wire Duct, Standard slot | Altech Corporation | B50X75S | 38.43 | 28.09 | N | 38.43 | 35.53 | 38.43
ALT-B50X75S | 166561 | 5 | 168837 | Wire Duct, Standard slot | Altech Corporation | B50X75S | 38.43 | 35.53 | N | 38.43 | 35.53 | 38.43
ALT-B50X75SW | 166561 | 9 | 168837 | Wire duct, 50x75mm, 2m length | Altech Corporation | B50X75S/W | 49.51 | 45.78 | N | 49.51 | 45.78 | 49.51
ALT-B60X60SBUR | 166559 | 4 | 168837 | 2"x2"x61/2 Wire Duct w/Cover | Altech Corporation | B60X60SBUR | 17.3784 | 16.71 | N | 17.3784 | 16.71 | 17.3784
ALT-B60X60SBUR | 166560 | 1 | 168837 | 2"x2"x61/2 Wire Duct w/Cover | Altech Corporation | B60X60SBUR | 17.3784 | 13.6 | N | 17.3784 | 16.71 | 17.3784
ALT-B60X60SWR | 166553 | 14 | 168837 | 2"x2"x6 1/2 WireDuct Cvr Wht 8per | Altech Corporation | B60X60SWR | 20.3424 | 19.56 | N | 20.3424 | 19.56 | 20.3424
ALT-BS24EM112 | 166559 | 20 | 168837 | 1-12 Maring plates for Eurostrip HE4 | Altech Corporation | BS24EM1-12 | 0.76 | 0.54 | N | 0.76 | 0.54 | 0.76
ALT-BS24EM1324 | 166559 | 25 | 168837 | 13-24 Maring plates for Eurostrip HE | Altech Corporation | BS24EM13-24 | 0.76 | 0.54 | N | 0.76 | 0.54 | 0.76
ALT-CA202 | 166553 | 54 | 168837 | End Stop 35mm DIN Rail, Heavy duty | Altech Corporation | CA202 | 0.85 | 0.55 | N | 0.85 | 0.83262 | 0.85
ALT-CA202 | 166559 | 46 | 168837 | End Stop 35mm DIN Rail, Heavy duty | Altech Corporation | CA202 | 0.85 | 0.83262 | Y | 0.85 | 0.83262 | 0.85
ALT-CA202 | 173042 | 5 | 168837 | End Stop 35mm DIN Rail, Heavy duty | Altech Corporation | CA202 | 0.85 | 0.79 | N | 0.85 | 0.83262 | 0.85
ALT-CA603 | 166559 | 32 | 168837 | Angled din-rail sup bracket | Altech Corporation | CA603 | 0.52 | 0.39088 | Y | 0.52 | 0.39088 | 0.52
ALT-CA702 | 10510 | 15 | 168837 | Terminal Block End Stop | Altech Corporation | CA702 | 0.34 | 0.29111 | N | 0.34 | 0.32767 | 0.34
ALT-CA702 | 10770 | 38 | 168837 | Terminal Block End Stop | Altech Corporation | CA702 | 0.34 | 0.31 | Y | 0.34 | 0.32767 | 0.34
ALT-CA702 | 166553 | 78 | 168837 | Terminal Block End Stop | Altech Corporation | CA702 | 0.34 | 0.29111 | Y | 0.34 | 0.32767 | 0.34
ALT-CA702 | 166559 | 129 | 168837 | Terminal Block End Stop | Altech Corporation | CA702 | 0.34 | 0.32767 | Y | 0.34 | 0.32767 | 0.34
ALT-CA702 | 166560 | 7 | 168837 | Terminal Block End Stop | Altech Corporation | CA702 | 0.34 | 0.30993 | N | 0.34 | 0.32767 | 0.34
ALT-CA702 | 166561 | 274 | 168837 | Terminal Block End Stop | Altech Corporation | CA702 | 0.34 | 0.31255 | Y | 0.34 | 0.32767 | 0.34
ALT-CA702 | 173042 | 40 | 168837 | Terminal Block End Stop | Altech Corporation | CA702 | 0.34 | 0.32 | Y | 0.34 | 0.32767 | 0.34
ALT-CA707SQ01 | 166553 | 200 | 168837 | Shorting Screw & Sleeve for Jumper B | Altech Corporation | CA707/S/Q/01 | 0.15 | 0.15 | Y | 0.15 | 0.17 | 0.17
ALT-CA707SQ01 | 166557 | 100 | 168837 | Shorting Screw & Sleeve for Jumper B | Altech Corporation | CA707/S/Q/01 | 0.15 | 0.15 | Y | 0.15 | 0.17 | 0.17
ALT-CA707SQ01 | 166559 | 600 | 168837 | Shorting Screw & Sleeve for Jumper B | Altech Corporation | CA707/S/Q/01 | 0.15 | 0.15 | Y | 0.15 | 0.17 | 0.17
ALT-CA707SQ01 | 166561 | 600 | 168837 | Shorting Screw & Sleeve for Jumper B | Altech Corporation | CA707/S/Q/01 | 0.15 | 0.14429 | Y | 0.15 | 0.17 | 0.17
ALT-CA707SQ01 | 173042 | 101 | 168837 | Shorting Screw & Sleeve for Jumper B | Altech Corporation | CA707/S/Q/01 | 0.15 | 0.15126 | Y | 0.15 | 0.17 | 0.17
ALT-CA707SQ01 | 175883 | 200 | 168837 | Shorting Screw & Sleeve for Jumper B | Altech Corporation | CA707/S/Q/01 | 0.15 | 0.17 | N | 0.15 | 0.17 | 0.17
ALT-CA7142 | 173042 | 100 | 168837 | External Jumper, 6mm spacing, 2 pole | Altech Corporation | CA714/2 | 0.33 | 0.3 | N | 0.33 | 0.3 | 0.33
ALT-CA71710 | 166553 | 5 | 168837 | External Jumper, 5mm spacing, 10 pole | Altech Corporation | CA717/10 | 1.73 | 1.06 | N | 1.73 | 1.06 | 1.73
ALT-CA72210 | 166561 | 10 | 168837 | Internal Jumper, Screw, 6mm spacing, 10 | Altech Corporation | CA722/10 | 1.81 | 1.5271 | Y | 1.81 | 1.5271 | 1.81
ALT-CA722100 | 166560 | 21 | 168837 | Internal Jumper, Screw, 6mm spacing, 100 | Altech Corporation | CA722/100 | 18.02 | 16.6639 | Y | 18.02 | 16.6639 | 18.02
ALT-CA7222 | 173042 | 100 | 168837 | Internal Jumper, Screw, 6mm spacing, 2 p | Altech Corporation | CA722/2 | 0.41 | 0.38 | N | 0.41 | 0.38 | 0.41
ALT-CA7223 | 173042 | 90 | 168837 | Internal Jumper, Screw, 6mm spacing, 3 p | Altech Corporation | CA722/3 | 0.61 | 0.57 | N | 0.61 | 0.57 | 0.61
ALT-CA7224 | 173042 | 100 | 168837 | Internal Jumper, Screw, 6mm spacing, 4 p | Altech Corporation | CA722/4 | 0.7 | 0.65 | N | 0.7 | 0.65 | 0.7
ALT-CA73210 | 166557 | 14 | 168837 | Current Bar, 6mm spacing, 10 Pole | Altech Corporation | CA732/10 | 0.37 | 0 | N | 0.37 | 0.3633 | 0.37
ALT-CA73210 | 166559 | 100 | 168837 | Current Bar, 6mm spacing, 10 Pole | Altech Corporation | CA732/10 | 0.37 | 0.35 | N | 0.37 | 0.3633 | 0.37
ALT-CA73210 | 173042 | 101 | 168837 | Current Bar, 6mm spacing, 10 Pole | Altech Corporation | CA732/10 | 0.37 | 0.3633 | Y | 0.37 | 0.3633 | 0.37
ALT-CA732100 | 166553 | 9 | 168837 | Current Bar, 6mm spacing, 100 Pole | Altech Corporation | CA732/100 | 3.69 | 3.4471 | Y | 3.69 | 3.51 | 3.69
ALT-CA732100 | 166557 | 8 | 168837 | Current Bar, 6mm spacing, 100 Pole | Altech Corporation | CA732/100 | 3.69 | 3.51 | Y | 3.69 | 3.51 | 3.69
ALT-CA732100 | 166559 | 9 | 168837 | Current Bar, 6mm spacing, 100 Pole | Altech Corporation | CA732/100 | 3.69 | 3.51 | Y | 3.69 | 3.51 | 3.69
ALT-CA732100 | 166561 | 67 | 168837 | Current Bar, 6mm spacing, 100 Pole | Altech Corporation | CA732/100 | 3.69 | 3.2268 | Y | 3.69 | 3.51 | 3.69
ALT-CA732100 | 175883 | 2 | 168837 | Current Bar, 6mm spacing, 100 Pole | Altech Corporation | CA732/100 | 3.69 | 3.03 | N | 3.69 | 3.51 | 3.69
ALT-CA73210A | 166553 | 100 | 168837 | Current Bar, 6mm spacing, 10 Pole | Altech Corporation | CA732/10-A | 0.38 | 0.36 | Y | 0.38 | 0.4 | 0.4
ALT-CA73210A | 166559 | 500 | 168837 | Current Bar, 6mm spacing, 10 Pole | Altech Corporation | CA732/10-A | 0.38 | 0.3625 | Y | 0.38 | 0.4 | 0.4
ALT-CA73210A | 175883 | 100 | 168837 | Current Bar, 6mm spacing, 10 Pole | Altech Corporation | CA732/10-A | 0.38 | 0.4 | N | 0.38 | 0.4 | 0.4
ALT-CA802 | 166553 | 214 | 168837 | Terminal Block End Stop | Altech Corporation | CA802 | 0.34 | 0.30988 | Y | 0.34 | 0.3714 | 0.3714
ALT-CA802 | 166557 | 95 | 168837 | Terminal Block End Stop | Altech Corporation | CA802 | 0.34 | 0.31901 | Y | 0.34 | 0.3714 | 0.3714
ALT-CA802 | 166559 | 70 | 168837 | Terminal Block End Stop | Altech Corporation | CA802 | 0.34 | 0.33143 | Y | 0.34 | 0.3714 | 0.3714
ALT-CA802 | 166560 | 12 | 168837 | Terminal Block End Stop | Altech Corporation | CA802 | 0.34 | 0.31 | N | 0.34 | 0.3714 | 0.3714
ALT-CA802 | 166561 | 277 | 168837 | Terminal Block End Stop | Altech Corporation | CA802 | 0.34 | 0.31859 | Y | 0.34 | 0.3714 | 0.3714
ALT-CA802 | 173042 | 30 | 168837 | Terminal Block End Stop | Altech Corporation | CA802 | 0.34 | 0.31 | Y | 0.34 | 0.3714 | 0.3714
ALT-CA802 | 175883 | 119 | 168837 | Terminal Block End Stop | Altech Corporation | CA802 | 0.34 | 0.3714 | N | 0.34 | 0.3714 | 0.3714
ALT-CAFL4U | 166553 | 81 | 168837 | DIN Term Blk, Screw, Fuse 1/4x1" | Altech Corporation | CAFL4U | 2.07 | 1.3889 | Y | 2.07 | 1.3889 | 2.07
ALT-CASP | 166559 | 51 | 168837 | DIN Rail Spacer Terminal, 8mm width | Altech Corporation | CASP | 0.23 | 0.22863 | N | 0.23 | 0.22863 | 0.23
ALT-CB243A | 166557 | 3 | 168837 | 24VDC Dinrail Power Supply UPS Combo | Altech Corporation | CB243A | 126.52 | 116.99 | N | 126.52 | 154.38 | 154.38
ALT-CB243A | 166561 | 2 | 168837 | 24VDC Dinrail Power Supply UPS Combo | Altech Corporation | CB243A | 126.52 | 154.38 | N | 126.52 | 154.38 | 154.38
ALT-CDL4UN | 173042 | 101 | 168837 | DIN Term Blk, Screw, Dbl Level | Altech Corporation | CDL4UN | 1.09 | 1.9802 | Y | 1.09 | 1.9802 | 1.9802
ALT-CDL4UNBG | 166561 | 45 | 168837 | DIN Term Blk, Screw, Dbl Level | Altech Corporation | CDL4UN/BG | 1.2 | 0.75 | N | 1.2 | 0.75 | 1.2
ALT-CDL4UNBL | 166561 | 82 | 168837 | DIN Term Blk, Screw, Dbl Level | Altech Corporation | CDL4UN/BL | 1.2 | 0.7609 | N | 1.2 | 0.7609 | 1.2
ALT-CDL4UNBU | 166561 | 128 | 168837 | DIN Term Blk, Screw, Dbl Level | Altech Corporation | CDL4UN/BU | 1.2 | 0.7648 | N | 1.2 | 0.7648 | 1.2
ALT-CDL4UNDB | 166561 | 100 | 168837 | DIN Term Blk, Screw, Dbl Level | Altech Corporation | CDL4UN/DB | 1.2 | 0.77 | N | 1.2 | 0.77 | 1.2
ALT-CDL4UNIS | 166561 | 177 | 168837 | DIN Term Blk, Screw, Dbl Level | Altech Corporation | CDL4UN(I.S) | 1.44 | 0.932 | N | 1.44 | 0.932 | 1.44
ALT-CDL4UNISBL | 166561 | 51 | 168837 | DIN Term Blk, Screw, Dbl Level | Altech Corporation | CDL4UN(I.S)/BL | 1.56 | 1.03 | N | 1.56 | 1.03 | 1.56
ALT-CDL4UNISBU | 166561 | 87 | 168837 | DIN Term Blk, Screw, Dbl Level | Altech Corporation | CDL4UN(I.S)/BU | 1.56 | 1.034 | N | 1.56 | 1.034 | 1.56
ALT-CDL4UNISR | 166561 | 60 | 168837 | DIN Term Blk, Screw, Dbl Level | Altech Corporation | CDL4UN(I.S)/R | 1.56 | 1.0345 | N | 1.56 | 1.0345 | 1.56
ALT-CDL4UNO | 166561 | 76 | 168837 | DIN Term Blk, Screw, Dbl Level | Altech Corporation | CDL4UN/O | 1.2 | 0.7641 | N | 1.2 | 0.7641 | 1.2
ALT-CDL4UNR | 166561 | 85 | 168837 | DIN Term Blk, Screw, Dbl Level | Altech Corporation | CDL4UN/R | 1.2 | 0.75 | N | 1.2 | 0.75 | 1.2
ALT-CDL4UNW | 166561 | 99 | 168837 | DIN Term Blk, Screw, Dbl Level | Altech Corporation | CDL4UN/W | 1.2 | 0.77 | N | 1.2 | 0.77 | 1.2
ALT-CDL4UNY | 166561 | 121 | 168837 | DIN Term Blk, Screw, Dbl Level | Altech Corporation | CDL4UN/Y | 1.2 | 0.7583 | N | 1.2 | 0.7583 | 1.2
ALT-CF4UL110240V | 166559 | 50 | 168837 | DIN Term Blk, Screw, Fuse 5x20mm, LED | Altech Corporation | CF4U(L)/110-240V | 2.72 | 2.59 | Y | 2.72 | 2.59 | 2.72
ALT-CF4UL110240V | 175883 | 38 | 168837 | DIN Term Blk, Screw, Fuse 5x20mm, LED | Altech Corporation | CF4U(L)/110-240V | 2.72 | 2.24 | N | 2.72 | 2.59 | 2.72
ALT-CF4UL660V | 175883 | 21 | 168837 | DIN Term Blk, Screw, Fuse 5x20mm, LED | Altech Corporation | CF4U(L)/6-60V | 2.72 | 2.24 | N | 2.72 | 2.24 | 2.72
ALT-CGT4N | 166553 | 27 | 168837 | Grounding Terminal Yellow/Green 6mm | Altech Corporation | CGT4N | 1.71 | 0.97 | N | 1.71 | 2.3783 | 2.3783
ALT-CGT4N | 166557 | 21 | 168837 | Grounding Terminal Yellow/Green 6mm | Altech Corporation | CGT4N | 1.71 | 1.4033 | N | 1.71 | 2.3783 | 2.3783
ALT-CGT4N | 166559 | 44 | 168837 | Grounding Terminal Yellow/Green 6mm | Altech Corporation | CGT4N | 1.71 | 1.63 | Y | 1.71 | 2.3783 | 2.3783
ALT-CGT4N | 166561 | 46 | 168837 | Grounding Terminal Yellow/Green 6mm | Altech Corporation | CGT4N | 1.71 | 1.4033 | Y | 1.71 | 2.3783 | 2.3783
ALT-CGT4N | 175883 | 32 | 168837 | Grounding Terminal Yellow/Green 6mm | Altech Corporation | CGT4N | 1.71 | 2.3783 | N | 1.71 | 2.3783 | 2.3783
ALT-CGT4U | 166559 | 1 | 168837 | DIN Term Blk, Screw, Grnd | Altech Corporation | CGT4U | 1.68 | 1.42 | N | 1.68 | 2.8298 | 2.8298
ALT-CGT4U | 173042 | 38 | 168837 | DIN Term Blk, Screw, Grnd | Altech Corporation | CGT4U | 1.68 | 2.8298 | Y | 1.68 | 2.8298 | 2.8298
ALT-CHV4U | 10770 | 10 | 168837 | DIN Term Blk, Screw, High Voltage | Altech Corporation | CHV4U | 0.89 | 0.82 | N | 0.89 | 0.82 | 0.89
ALT-CKT4U | 166553 | 101 | 168837 | DIN Term Blk, Screw, Disconnect | Altech Corporation | CKT4U | 1.67 | 1.12 | N | 1.67 | 1.12 | 1.67
ALT-CMDB42 | 166553 | 52 | 168837 | DIN Distribution Block, Screw, 4 I/ O | Altech Corporation | CMDB4/2 | 1.87 | 1.05 | N | 1.87 | 1.05 | 1.87
ALT-CMDB62 | 166553 | 42 | 168837 | DIN Distribution Block, Screw, 4 I/ O | Altech Corporation | CMDB6/2 | 2.85 | 1.75 | N | 2.85 | 1.75 | 2.85
ALT-CRIMPITF6L | 166559 | 1 | 168837 | Ferrule Crimper, 20-10 AWG, UL | Altech Corporation | CRIMPIT F 6 L | 163.02 | 116.03 | N | 163.02 | 116.03 | 163.02
ALT-CSFL4UL110 | 166553 | 11 | 168837 | Fused Disconnect w/ 110V LED Status | Altech Corporation | CSFL4UL110 | 1.8285 | 1.7099 | N | 1.8285 | 2.38 | 2.38
ALT-CSFL4UL110 | 166561 | 11 | 168837 | Fused Disconnect w/ 110V LED Status | Altech Corporation | CSFL4UL110 | 1.8285 | 1.7582 | N | 1.8285 | 2.38 | 2.38
ALT-CSFL4UL110 | 175883 | 38 | 168837 | Fused Disconnect w/ 110V LED Status | Altech Corporation | CSFL4UL110 | 1.8285 | 2.38 | N | 1.8285 | 2.38 | 2.38
ALT-CSFL4UL24 | 166561 | 12 | 134078 | Fused Disconnect w/ 24V LED Status | MARS MOTORS & ARMATURES INC | CSFL4UL24 | 1.83 | 1.83 | N | 1.83 | 1.83 | 1.83
ALT-CTS16U | 166561 | 45 | 168837 | DIN Term Blk, Screw, Feed-Thru | Altech Corporation | CTS16U | 1.07 | 0.99 | N | 1.07 | 0.99 | 1.07
ALT-CTS35UN | 166557 | 10 | 168837 | DIN Term Blk, Screw, Feed-Thru | Altech Corporation | CTS35UN | 2.49 | 1.53 | N | 2.49 | 1.53 | 2.49
ALT-CTS35UN | 166561 | 4 | 168837 | DIN Term Blk, Screw, Feed-Thru | Altech Corporation | CTS35UN | 2.49 | 1.53 | N | 2.49 | 1.53 | 2.49
ALT-CTS4UN | 10510 | 44 | 168837 | DIN Term Blk, Screw, Feed-Thru | Altech Corporation | CTS4U-N | 0.48 | 0.44999 | N | 0.48 | 0.51 | 0.51
ALT-CTS4UN | 10770 | 90 | 168837 | DIN Term Blk, Screw, Feed-Thru | Altech Corporation | CTS4U-N | 0.48 | 0.45 | N | 0.48 | 0.51 | 0.51
ALT-CTS4UN | 166553 | 462 | 168837 | DIN Term Blk, Screw, Feed-Thru | Altech Corporation | CTS4U-N | 0.48 | 0.45 | Y | 0.48 | 0.51 | 0.51
ALT-CTS4UN | 166557 | 150 | 168837 | DIN Term Blk, Screw, Feed-Thru | Altech Corporation | CTS4U-N | 0.48 | 0.46 | Y | 0.48 | 0.51 | 0.51
ALT-CTS4UN | 166559 | 160 | 168837 | DIN Term Blk, Screw, Feed-Thru | Altech Corporation | CTS4U-N | 0.48 | 0.48 | Y | 0.48 | 0.51 | 0.51
ALT-CTS4UN | 166560 | 100 | 168837 | DIN Term Blk, Screw, Feed-Thru | Altech Corporation | CTS4U-N | 0.48 | 0.46 | N | 0.48 | 0.51 | 0.51
ALT-CTS4UN | 166561 | 156 | 168837 | DIN Term Blk, Screw, Feed-Thru | Altech Corporation | CTS4U-N | 0.48 | 0.45773 | Y | 0.48 | 0.51 | 0.51
ALT-CTS4UN | 173042 | 614 | 168837 | DIN Term Blk, Screw, Feed-Thru | Altech Corporation | CTS4U-N | 0.48 | 0.45643 | Y | 0.48 | 0.51 | 0.51
ALT-CTS4UN | 175883 | 249 | 168837 | DIN Term Blk, Screw, Feed-Thru | Altech Corporation | CTS4U-N | 0.48 | 0.51 | N | 0.48 | 0.51 | 0.51
ALT-CTS4UNBG | 166559 | 215 | 168837 | DIN Term Blk, Screw, Feed-Thru | Altech Corporation | CTS4U-N/BG | 0.54 | 0.48921 | Y | 0.54 | 0.48921 | 0.54
ALT-CTS4UNBG | 166561 | 400 | 168837 | DIN Term Blk, Screw, Feed-Thru | Altech Corporation | CTS4U-N/BG | 0.54 | 0.36134 | Y | 0.54 | 0.48921 | 0.54
ALT-CTS4UNBL | 166557 | 36 | 168837 | DIN Term Blk, Screw, Feed-Thru | Altech Corporation | CTS4U-N/BL | 0.54 | 0.49 | Y | 0.54 | 0.50111 | 0.54
ALT-CTS4UNBL | 166559 | 186 | 168837 | DIN Term Blk, Screw, Feed-Thru | Altech Corporation | CTS4U-N/BL | 0.54 | 0.50111 | Y | 0.54 | 0.50111 | 0.54
ALT-CTS4UNBL | 166560 | 0 | 168837 | DIN Term Blk, Screw, Feed-Thru | Altech Corporation | CTS4U-N/BL | 0.54 | 0.49 | Y | 0.54 | 0.50111 | 0.54
ALT-CTS4UNBL | 166561 | 80 | 168837 | DIN Term Blk, Screw, Feed-Thru | Altech Corporation | CTS4U-N/BL | 0.54 | 0.49 | Y | 0.54 | 0.50111 | 0.54
ALT-CTS4UNBL | 173042 | 413 | 168837 | DIN Term Blk, Screw, Feed-Thru | Altech Corporation | CTS4U-N/BL | 0.54 | 0.49 | Y | 0.54 | 0.50111 | 0.54
ALT-CTS4UNBU | 166553 | 5 | 168837 | DIN Term Blk, Screw, Feed-Thru | Altech Corporation | CTS4U-N/BU | 0.54 | 0.40727 | N | 0.54 | 0.49 | 0.54
ALT-CTS4UNBU | 166557 | 76 | 168837 | DIN Term Blk, Screw, Feed-Thru | Altech Corporation | CTS4U-N/BU | 0.54 | 0.46317 | Y | 0.54 | 0.49 | 0.54
ALT-CTS4UNBU | 166559 | 48 | 168837 | DIN Term Blk, Screw, Feed-Thru | Altech Corporation | CTS4U-N/BU | 0.54 | 0.47073 | Y | 0.54 | 0.49 | 0.54
ALT-CTS4UNBU | 166561 | 252 | 168837 | DIN Term Blk, Screw, Feed-Thru | Altech Corporation | CTS4U-N/BU | 0.54 | 0.47784 | Y | 0.54 | 0.49 | 0.54
ALT-CTS4UNBU | 173042 | 319 | 168837 | DIN Term Blk, Screw, Feed-Thru | Altech Corporation | CTS4U-N/BU | 0.54 | 0.49 | Y | 0.54 | 0.49 | 0.54
ALT-CTS4UNDB | 166557 | 150 | 168837 | DIN Term Blk, Screw, Feed-Thru | Altech Corporation | CTS4U-N/DB | 0.54 | 0.36 | Y | 0.54 | 0.50637 | 0.54
ALT-CTS4UNDB | 166559 | 10 | 168837 | DIN Term Blk, Screw, Feed-Thru | Altech Corporation | CTS4U-N/DB | 0.54 | 0.50637 | Y | 0.54 | 0.50637 | 0.54
ALT-CTS4UNDB | 166561 | 92 | 168837 | DIN Term Blk, Screw, Feed-Thru | Altech Corporation | CTS4U-N/DB | 0.54 | 0.49 | Y | 0.54 | 0.50637 | 0.54
ALT-CTS4UNG | 166557 | 80 | 168837 | DIN Term Blk, Screw, Feed-Thru | Altech Corporation | CTS4U-N/G | 0.54 | 0.36 | Y | 0.54 | 0.50458 | 0.54
ALT-CTS4UNG | 166559 | 42 | 168837 | DIN Term Blk, Screw, Feed-Thru | Altech Corporation | CTS4U-N/G | 0.54 | 0.48975 | Y | 0.54 | 0.50458 | 0.54
ALT-CTS4UNG | 166561 | 269 | 168837 | DIN Term Blk, Screw, Feed-Thru | Altech Corporation | CTS4U-N/G | 0.54 | 0.50458 | Y | 0.54 | 0.50458 | 0.54
ALT-CTS4UNG | 173042 | 169 | 168837 | DIN Term Blk, Screw, Feed-Thru | Altech Corporation | CTS4U-N/G | 0.54 | 0.49 | Y | 0.54 | 0.50458 | 0.54
ALT-CTS4UNO | 166557 | 150 | 168837 | DIN Term Blk, Screw, Feed-Thru | Altech Corporation | CTS4U-N/O | 0.54 | 0.36 | N | 0.54 | 0.49472 | 0.54
ALT-CTS4UNO | 166559 | 76 | 168837 | DIN Term Blk, Screw, Feed-Thru | Altech Corporation | CTS4U-N/O | 0.54 | 0.49472 | Y | 0.54 | 0.49472 | 0.54
ALT-CTS4UNO | 166561 | 172 | 168837 | DIN Term Blk, Screw, Feed-Thru | Altech Corporation | CTS4U-N/O | 0.54 | 0.44713 | Y | 0.54 | 0.49472 | 0.54
ALT-CTS4UNO | 173042 | 155 | 168837 | DIN Term Blk, Screw, Feed-Thru | Altech Corporation | CTS4U-N/O | 0.54 | 0.49 | Y | 0.54 | 0.49472 | 0.54
ALT-CTS4UNR | 166557 | 34 | 168837 | DIN Term Blk, Screw, Feed-Thru | Altech Corporation | CTS4U-N/R | 0.54 | 0.4542 | Y | 0.54 | 0.53742 | 0.54
ALT-CTS4UNR | 166559 | 86 | 168837 | DIN Term Blk, Screw, Feed-Thru | Altech Corporation | CTS4U-N/R | 0.54 | 0.49 | Y | 0.54 | 0.53742 | 0.54
ALT-CTS4UNR | 166560 | 46 | 168837 | DIN Term Blk, Screw, Feed-Thru | Altech Corporation | CTS4U-N/R | 0.54 | 0.48962 | Y | 0.54 | 0.53742 | 0.54
ALT-CTS4UNR | 166561 | 192 | 168837 | DIN Term Blk, Screw, Feed-Thru | Altech Corporation | CTS4U-N/R | 0.54 | 0.53742 | Y | 0.54 | 0.53742 | 0.54
ALT-CTS4UNR | 173042 | 372 | 168837 | DIN Term Blk, Screw, Feed-Thru | Altech Corporation | CTS4U-N/R | 0.54 | 0.49 | Y | 0.54 | 0.53742 | 0.54
ALT-CTS4UNW | 166559 | 205 | 168837 | DIN Term Blk, Screw, Feed-Thru | Altech Corporation | CTS4U-N/W | 0.54 | 0.48876 | Y | 0.54 | 0.64055 | 0.64055
ALT-CTS4UNW | 166561 | 286 | 168837 | DIN Term Blk, Screw, Feed-Thru | Altech Corporation | CTS4U-N/W | 0.54 | 0.45789 | Y | 0.54 | 0.64055 | 0.64055
ALT-CTS4UNW | 173042 | 278 | 168837 | DIN Term Blk, Screw, Feed-Thru | Altech Corporation | CTS4U-N/W | 0.54 | 0.64055 | Y | 0.54 | 0.64055 | 0.64055
ALT-CTS4UNY | 166557 | 124 | 168837 | DIN Term Blk, Screw, Feed-Thru | Altech Corporation | CTS4U-N/Y | 0.54 | 0.36 | N | 0.54 | 0.49 | 0.54
ALT-CTS4UNY | 166559 | 122 | 168837 | DIN Term Blk, Screw, Feed-Thru | Altech Corporation | CTS4U-N/Y | 0.54 | 0.44667 | Y | 0.54 | 0.49 | 0.54
ALT-CTS4UNY | 166561 | 144 | 168837 | DIN Term Blk, Screw, Feed-Thru | Altech Corporation | CTS4U-N/Y | 0.54 | 0.37331 | Y | 0.54 | 0.49 | 0.54
ALT-CTS4UNY | 173042 | 185 | 168837 | DIN Term Blk, Screw, Feed-Thru | Altech Corporation | CTS4U-N/Y | 0.54 | 0.49 | Y | 0.54 | 0.49 | 0.54
ALT-CTS6U | 166553 | 142 | 168837 | DIN Term Blk, Screw, Feed-Thru | Altech Corporation | CTS6U | 0.56 | 0.41036 | N | 0.56 | 0.56 | 0.56
ALT-CTS6U | 166559 | 100 | 168837 | DIN Term Blk, Screw, Feed-Thru | Altech Corporation | CTS6U | 0.56 | 0.56 | Y | 0.56 | 0.56 | 0.56
ALT-CX4 | 10770 | 97 | 168837 | DIN Term Blk, Spring, Feed-Thru | Altech Corporation | CX4 | 0.55 | 0.5 | Y | 0.55 | 0.5 | 0.55
ALT-CX4BL | 10770 | 97 | 168837 | DIN Term Blk, Spring, Feed-Thru | Altech Corporation | CX4/BL | 0.59 | 0.55 | Y | 0.59 | 0.55 | 0.59
ALT-CX4BU | 10770 | 97 | 168837 | DIN Term Blk, Spring, Feed-Thru | Altech Corporation | CX4/BU | 0.59 | 0.55 | Y | 0.59 | 0.55 | 0.59
ALT-CX4G | 10770 | 100 | 168837 | DIN Term Blk, Spring, Feed-Thru | Altech Corporation | CX4/G | 0.59 | 0.55 | Y | 0.59 | 0.55 | 0.59
ALT-CX4R | 10770 | 97 | 168837 | DIN Term Blk, Spring, Feed-Thru | Altech Corporation | CX4/R | 0.59 | 0.55 | Y | 0.59 | 0.55 | 0.59
ALT-CX4W | 10770 | 97 | 168837 | DIN Term Blk, Spring, Feed-Thru | Altech Corporation | CX4/W | 0.59 | 0.55 | Y | 0.59 | 0.55 | 0.59
ALT-CX4Y | 10770 | 97 | 168837 | DIN Term Blk, Spring, Feed-Thru | Altech Corporation | CX4/Y | 0.59 | 0.55 | Y | 0.59 | 0.55 | 0.59
ALT-CXDL25 | 10770 | 50 | 168837 | DIN Term Blk, Spring, Dbl Level | Altech Corporation | CXDL2.5 | 1.32 | 1.22 | Y | 1.32 | 1.22 | 1.32
ALT-CXF4 | 10770 | 50 | 168837 | DIN Term Blk, Spring, Fuse 5x20mm | Altech Corporation | CXF4 | 2.41 | 2.23 | Y | 2.41 | 2.23 | 2.41
ALT-CXG4 | 10770 | 97 | 168837 | DIN Term Blk, Spring, Grnd | Altech Corporation | CXG4 | 2 | 1.85 | Y | 2 | 1.85 | 2
ALT-E110000 | 166559 | 1 | 168837 | Ferrule Crimper, 26-10 AWG [1] | Altech Corporation | E110.000 | 233.3344 | 224.36 | N | 233.3344 | 224.36 | 233.3344
ALT-EP1ODL25 | 173042 | 49 | 168837 | End Plate, back side, grey | Altech Corporation | EP1ODL2.5 | 0.21 | 0.21 | N | 0.21 | 0.21 | 0.21
ALT-EP254UN | 10510 | 24 | 168837 | Terminal Block End Piece Gray | Altech Corporation | EP2.5/4UN | 0.19 | 0.17739 | N | 0.19 | 0.18 | 0.19
ALT-EP254UN | 166557 | 35 | 168837 | Terminal Block End Piece Gray | Altech Corporation | EP2.5/4UN | 0.19 | 0.17852 | Y | 0.19 | 0.18 | 0.19
ALT-EP254UN | 166559 | 141 | 168837 | Terminal Block End Piece Gray | Altech Corporation | EP2.5/4UN | 0.19 | 0.18 | Y | 0.19 | 0.18 | 0.19
ALT-EP254UN | 166561 | 161 | 168837 | Terminal Block End Piece Gray | Altech Corporation | EP2.5/4UN | 0.19 | 0.18 | Y | 0.19 | 0.18 | 0.19
ALT-EP254UN | 173042 | 65 | 168837 | Terminal Block End Piece Gray | Altech Corporation | EP2.5/4UN | 0.19 | 0.18 | Y | 0.19 | 0.18 | 0.19
ALT-EP254UNBG | 166559 | 55 | 168837 | Terminal Block End Piece Beige | Altech Corporation | EP2.5/4UN/BG | 0.23 | 0.18232 | Y | 0.23 | 0.18232 | 0.23
ALT-EP254UNBG | 166561 | 217 | 168837 | Terminal Block End Piece Beige | Altech Corporation | EP2.5/4UN/BG | 0.23 | 0.1521 | N | 0.23 | 0.18232 | 0.23
ALT-EP254UNBL | 166557 | 25 | 168837 | Terminal Block End Piece Black | Altech Corporation | EP2.5/4UN/BL | 0.23 | 0.21795 | Y | 0.23 | 0.23 | 0.23
ALT-EP254UNBL | 166559 | 195 | 168837 | Terminal Block End Piece Black | Altech Corporation | EP2.5/4UN/BL | 0.23 | 0.22461 | Y | 0.23 | 0.23 | 0.23
ALT-EP254UNBL | 166560 | 30 | 168837 | Terminal Block End Piece Black | Altech Corporation | EP2.5/4UN/BL | 0.23 | 0.22 | N | 0.23 | 0.23 | 0.23
ALT-EP254UNBL | 166561 | 100 | 168837 | Terminal Block End Piece Black | Altech Corporation | EP2.5/4UN/BL | 0.23 | 0.23 | Y | 0.23 | 0.23 | 0.23
ALT-EP254UNBU | 166553 | 43 | 168837 | Terminal Block End Piece Blue | Altech Corporation | EP2.5/4UN/BU | 0.23 | 0.15784 | N | 0.23 | 0.18866 | 0.23
ALT-EP254UNBU | 166557 | 33 | 168837 | Terminal Block End Piece Blue | Altech Corporation | EP2.5/4UN/BU | 0.23 | 0.15 | Y | 0.23 | 0.18866 | 0.23
ALT-EP254UNBU | 166559 | 150 | 168837 | Terminal Block End Piece Blue | Altech Corporation | EP2.5/4UN/BU | 0.23 | 0.18866 | Y | 0.23 | 0.18866 | 0.23
ALT-EP254UNBU | 166561 | 460 | 168837 | Terminal Block End Piece Blue | Altech Corporation | EP2.5/4UN/BU | 0.23 | 0.15784 | Y | 0.23 | 0.18866 | 0.23
ALT-EP254UNDB | 166557 | 49 | 168837 | Terminal Block End Piece Dark Brown | Altech Corporation | EP2.5/4UN/DB | 0.23 | 0.15 | Y | 0.23 | 0.18413 | 0.23
ALT-EP254UNDB | 166559 | 91 | 168837 | Terminal Block End Piece Dark Brown | Altech Corporation | EP2.5/4UN/DB | 0.23 | 0.18413 | Y | 0.23 | 0.18413 | 0.23
ALT-EP254UNDB | 166561 | 605 | 168837 | Terminal Block End Piece Dark Brown | Altech Corporation | EP2.5/4UN/DB | 0.23 | 0.15425 | Y | 0.23 | 0.18413 | 0.23
ALT-EP254UNG | 166557 | 23 | 168837 | Terminal Block End Piece Green | Altech Corporation | EP2.5/4UN/G | 0.23 | 0.15 | N | 0.23 | 0.23 | 0.23
ALT-EP254UNG | 166559 | 24 | 168837 | Terminal Block End Piece Green | Altech Corporation | EP2.5/4UN/G | 0.23 | 0.21 | Y | 0.23 | 0.23 | 0.23
ALT-EP254UNG | 166561 | 200 | 168837 | Terminal Block End Piece Green | Altech Corporation | EP2.5/4UN/G | 0.23 | 0.23 | Y | 0.23 | 0.23 | 0.23
ALT-EP254UNO | 166557 | 50 | 168837 | Terminal Block End Piece Orange | Altech Corporation | EP2.5/4UN/O | 0.23 | 0.15 | Y | 0.23 | 0.19 | 0.23
ALT-EP254UNO | 166559 | 71 | 168837 | Terminal Block End Piece Orange | Altech Corporation | EP2.5/4UN/O | 0.23 | 0.19 | Y | 0.23 | 0.19 | 0.23
ALT-EP254UNO | 166561 | 121 | 168837 | Terminal Block End Piece Orange | Altech Corporation | EP2.5/4UN/O | 0.23 | 0.1439 | N | 0.23 | 0.19 | 0.23
ALT-EP254UNR | 166557 | 10 | 168837 | Terminal Block End Piece Red | Altech Corporation | EP2.5/4UN/R | 0.23 | 0.22 | Y | 0.23 | 0.22 | 0.23
ALT-EP254UNR | 166559 | 172 | 168837 | Terminal Block End Piece Red | Altech Corporation | EP2.5/4UN/R | 0.23 | 0.20728 | Y | 0.23 | 0.22 | 0.23
ALT-EP254UNR | 166560 | 40 | 168837 | Terminal Block End Piece Red | Altech Corporation | EP2.5/4UN/R | 0.23 | 0.22 | N | 0.23 | 0.22 | 0.23
ALT-EP254UNR | 166561 | 132 | 168837 | Terminal Block End Piece Red | Altech Corporation | EP2.5/4UN/R | 0.23 | 0.16748 | Y | 0.23 | 0.22 | 0.23
ALT-EP254UNW | 166557 | 30 | 168837 | Terminal Block End Piece White | Altech Corporation | EP2.5/4UN/W | 0.23 | 0.15 | Y | 0.23 | 0.18634 | 0.23
ALT-EP254UNW | 166559 | 42 | 168837 | Terminal Block End Piece White | Altech Corporation | EP2.5/4UN/W | 0.23 | 0.18634 | Y | 0.23 | 0.18634 | 0.23
ALT-EP254UNW | 166561 | 244 | 168837 | Terminal Block End Piece White | Altech Corporation | EP2.5/4UN/W | 0.23 | 0.16678 | N | 0.23 | 0.18634 | 0.23
ALT-EP254UNY | 166557 | 49 | 168837 | Terminal Block End Piece Yellow | Altech Corporation | EP2.5/4UN/Y | 0.23 | 0.15 | Y | 0.23 | 0.1591 | 0.23
ALT-EP254UNY | 166559 | 101 | 168837 | Terminal Block End Piece Yellow | Altech Corporation | EP2.5/4UN/Y | 0.23 | 0.1591 | N | 0.23 | 0.1591 | 0.23
ALT-EP254UNY | 166561 | 460 | 168837 | Terminal Block End Piece Yellow | Altech Corporation | EP2.5/4UN/Y | 0.23 | 0.15391 | Y | 0.23 | 0.1591 | 0.23
ALT-EP610U | 166553 | 73 | 168837 | Term Block 6-10mm end piece | Altech Corporation | EP6/10U | 0.2 | 0.12 | N | 0.2 | 0.18 | 0.2
ALT-EP610U | 166559 | 15 | 168837 | Term Block 6-10mm end piece | Altech Corporation | EP6/10U | 0.2 | 0.18 | Y | 0.2 | 0.18 | 0.2
ALT-EPCAFL4U | 166553 | 87 | 168837 | END PLATE | Altech Corporation | EPCAFL4U | 0.52 | 0.34 | N | 0.52 | 0.34 | 0.52
ALT-EPCDL4UN | 166559 | 47 | 168837 | Double Terminal Block End Plate GREY | Altech Corporation | EPCDL4UN | 0.27 | 0.18 | N | 0.27 | 0.18 | 0.27
ALT-EPCDL4UN | 166561 | 176 | 168837 | Double Terminal Block End Plate GREY | Altech Corporation | EPCDL4UN | 0.27 | 0.1793 | N | 0.27 | 0.18 | 0.27
ALT-EPCDL4UNBG | 166561 | 46 | 168837 | Double Terminal Block End Plate BEI | Altech Corporation | EPCDL4UNBG | 0.1976 | 0.19 | N | 0.1976 | 0.19 | 0.1976
ALT-EPCDL4UNBU | 166561 | 87 | 133921 | Double Terminal Block End Plate BLUE | HONEYWELL INTERNATIONAL ECC US (HOFS) | EPCDL4UNBU | 0.19 | 0.19 | N | 0.19 | 0.19 | 0.19
ALT-EPCDL4UNY | 166561 | 41 | 133921 | Double Terminal Block End Plate YELL | HONEYWELL INTERNATIONAL ECC US (HOFS) | EPCDL4UNY | 0.19 | 0.19 | N | 0.19 | 0.19 | 0.19
ALT-EPCGT4UY | 173042 | 81 | 168837 | End Plate, yellow | Altech Corporation | EPCGT4U/Y | 0.27 | 0.37129 | Y | 0.27 | 0.37129 | 0.37129
ALT-EPCSFL4U | 166553 | 120 | 133921 | Fused Disconnect End Piece (CSFL4U T | HONEYWELL INTERNATIONAL ECC US (HOFS) | EPCSFL4U | 0.192 | 0.192 | N | 0.192 | 0.26 | 0.26
ALT-EPCSFL4U | 166561 | 13 | 133921 | Fused Disconnect End Piece (CSFL4U T | HONEYWELL INTERNATIONAL ECC US (HOFS) | EPCSFL4U | 0.192 | 0.1859 | N | 0.192 | 0.26 | 0.26
ALT-EPCSFL4U | 175883 | 55 | 133921 | Fused Disconnect End Piece (CSFL4U T | HONEYWELL INTERNATIONAL ECC US (HOFS) | EPCSFL4U | 0.192 | 0.26 | N | 0.192 | 0.26 | 0.26
ALT-EPCX253 | 10770 | 50 | 168837 | End Plate, grey | Altech Corporation | EPCX2.5/3 | 0.22 | 0.21 | Y | 0.22 | 0.21 | 0.22
ALT-EPCX4 | 10770 | 48 | 168837 | End Plate, grey | Altech Corporation | EPCX4 | 0.23 | 0.21 | Y | 0.23 | 0.21 | 0.23
ALT-EPCXDL25 | 10770 | 50 | 168837 | End Plate, grey | Altech Corporation | EPCXDL2.5 | 0.31 | 0.29 | Y | 0.31 | 0.29 | 0.31
ALT-EPODL25 | 173042 | 49 | 168837 | End Plate, front side, grey | Altech Corporation | EPODL2.5 | 0.43 | 0.43 | N | 0.43 | 0.43 | 0.43
ALT-EPUSC | 10770 | 46 | 168837 | End Plate, grey | Altech Corporation | EPUSC | 0.31 | 0.29 | N | 0.31 | 0.29 | 0.31
ALT-GMC12M01AC120V | 166557 | 1 | 168837 | MINI CONTACTOR,12A/380/440V | Altech Corporation | GMC-12M-01-AC120V | 16.22 | 0 | N | 16.22 | 0 | 16.22
ALT-GMC12M10AC120V | 166553 | 6 | 168837 | MINI CONTACTOR, 12A/380/440,120V COI | Altech Corporation | GMC-12M-10-AC120V | 16.22 | 15 | Y | 16.22 | 15 | 16.22
ALT-GMC12M10AC120V | 166557 | 2 | 168837 | MINI CONTACTOR, 12A/380/440,120V COI | Altech Corporation | GMC-12M-10-AC120V | 16.22 | 14.7849 | Y | 16.22 | 15 | 16.22
ALT-GMC12M10AC120V | 166559 | 6 | 168837 | MINI CONTACTOR, 12A/380/440,120V COI | Altech Corporation | GMC-12M-10-AC120V | 16.22 | 15 | Y | 16.22 | 15 | 16.22
ALT-GMC12M10AC120V | 166561 | 4 | 168837 | MINI CONTACTOR, 12A/380/440,120V COI | Altech Corporation | GMC-12M-10-AC120V | 16.22 | 13.4781 | Y | 16.22 | 15 | 16.22
ALT-GMC12M10AC120V | 175883 | 4 | 168837 | MINI CONTACTOR, 12A/380/440,120V COI | Altech Corporation | GMC-12M-10-AC120V | 16.22 | 13.4781 | N | 16.22 | 15 | 16.22
ALT-GMC12M10AC230V | 166561 | 4 | 168837 | MINI CONTACTOR, 12A, 230V COIL | Altech Corporation | GMC-12M-10-AC230V | 16.22 | 13 | N | 16.22 | 13 | 16.22
ALT-GMC12M10AC24V | 166553 | 5 | 168837 | MINI CONT.,12A/380/440,24V COIL 1NOa | Altech Corporation | GMC-12M-10-AC24V | 16.22 | 15.4603 | Y | 16.22 | 16.0478 | 16.22
ALT-GMC12M10AC24V | 166557 | 2 | 168837 | MINI CONT.,12A/380/440,24V COIL 1NOa | Altech Corporation | GMC-12M-10-AC24V | 16.22 | 15.45 | Y | 16.22 | 16.0478 | 16.22
ALT-GMC12M10AC24V | 166559 | 11 | 168837 | MINI CONT.,12A/380/440,24V COIL 1NOa | Altech Corporation | GMC-12M-10-AC24V | 16.22 | 16.0478 | Y | 16.22 | 16.0478 | 16.22
ALT-GMC940AC120V | 166553 | 4 | 133921 | 120VAC COIL FOR GMC-9,12,18,22,32,40 | HONEYWELL INTERNATIONAL ECC US (HOFS) | GMC940AC120V | 7.735 | 7.735 | N | 7.735 | 7.735 | 7.735
ALT-GMC940AC240V | 166553 | 2 | 133921 | 240VAC COIL FOR GMC-9,12,18,22,32,40 | HONEYWELL INTERNATIONAL ECC US (HOFS) | GMC940AC240V | 7.1845 | 7.1845 | N | 7.1845 | 7.1845 | 7.1845
ALT-GMC940AC24V | 166553 | 4 | 168837 | 24VAC COIL FOR GMC-9,12,18,22,32,40 | Altech Corporation | GMC940AC24V | 7.4672 | 7.18 | N | 7.4672 | 7.18 | 7.4672
ALT-GTK12M13 | 166553 | 9 | 168837 | OVERLOAD RELAY, 9-13A, 12A MINI | Altech Corporation | GTK-12M-13 | 24.27 | 12.5 | Y | 24.27 | 15.69 | 24.27
ALT-GTK12M13 | 166557 | 10 | 168837 | OVERLOAD RELAY, 9-13A, 12A MINI | Altech Corporation | GTK-12M-13 | 24.27 | 15.69 | N | 24.27 | 15.69 | 24.27
ALT-GTK12M13 | 166559 | 2 | 168837 | OVERLOAD RELAY, 9-13A, 12A MINI | Altech Corporation | GTK-12M-13 | 24.27 | 15.1402 | Y | 24.27 | 15.69 | 24.27
ALT-GTK12M13 | 166561 | 5 | 168837 | OVERLOAD RELAY, 9-13A, 12A MINI | Altech Corporation | GTK-12M-13 | 24.27 | 14.5511 | N | 24.27 | 15.69 | 24.27
ALT-GTK12M16 | 166553 | 5 | 168837 | OVERLOAD RELAY, 12-16A, 12A MINI | Altech Corporation | GTK-12M-1.6 | 24.27 | 14.188 | Y | 24.27 | 16.4196 | 24.27
ALT-GTK12M16 | 166557 | 5 | 168837 | OVERLOAD RELAY, 12-16A, 12A MINI | Altech Corporation | GTK-12M-1.6 | 24.27 | 16.4196 | Y | 24.27 | 16.4196 | 24.27
ALT-GTK12M16 | 166561 | 6 | 168837 | OVERLOAD RELAY, 12-16A, 12A MINI | Altech Corporation | GTK-12M-1.6 | 24.27 | 12.27 | N | 24.27 | 16.4196 | 24.27
ALT-GTK12M25 | 166553 | 5 | 168837 | OVERLOAD RELAY,1.6 TO 2.5A, 12A MINI | Altech Corporation | GTK-12M-2.5 | 24.27 | 17.267 | Y | 24.27 | 17.267 | 24.27
ALT-GTK12M25 | 166557 | 7 | 168837 | OVERLOAD RELAY,1.6 TO 2.5A, 12A MINI | Altech Corporation | GTK-12M-2.5 | 24.27 | 14.8786 | N | 24.27 | 17.267 | 24.27
ALT-GTK12M25 | 166559 | 1 | 168837 | OVERLOAD RELAY,1.6 TO 2.5A, 12A MINI | Altech Corporation | GTK-12M-2.5 | 24.27 | 17.14 | Y | 24.27 | 17.267 | 24.27
ALT-GTK12M25 | 166561 | 5 | 168837 | OVERLOAD RELAY,1.6 TO 2.5A, 12A MINI | Altech Corporation | GTK-12M-2.5 | 24.27 | 13.19 | N | 24.27 | 17.267 | 24.27
ALT-GTK12M25 | 175883 | 2 | 168837 | OVERLOAD RELAY,1.6 TO 2.5A, 12A MINI | Altech Corporation | GTK-12M-2.5 | 24.27 | 13.19 | N | 24.27 | 17.267 | 24.27
ALT-GTK12M4 | 166553 | 5 | 168837 | OVERLOAD RELAY, 2.5-4A, 12A MINI | Altech Corporation | GTK-12M-4 | 24.27 | 16.1833 | Y | 24.27 | 16.7347 | 24.27
ALT-GTK12M4 | 166557 | 6 | 168837 | OVERLOAD RELAY, 2.5-4A, 12A MINI | Altech Corporation | GTK-12M-4 | 24.27 | 14.803 | Y | 24.27 | 16.7347 | 24.27
ALT-GTK12M4 | 166559 | 5 | 168837 | OVERLOAD RELAY, 2.5-4A, 12A MINI | Altech Corporation | GTK-12M-4 | 24.27 | 16.7347 | Y | 24.27 | 16.7347 | 24.27
ALT-GTK12M4 | 166561 | 5 | 168837 | OVERLOAD RELAY, 2.5-4A, 12A MINI | Altech Corporation | GTK-12M-4 | 24.27 | 13.297 | Y | 24.27 | 16.7347 | 24.27
ALT-GTK12M6 | 166553 | 4 | 168837 | OVERLOAD RELAY, 4-6A, 12A MINI | Altech Corporation | GTK-12M-6 | 24.27 | 17.14 | Y | 24.27 | 17.14 | 24.27
ALT-GTK12M6 | 166557 | 5 | 168837 | OVERLOAD RELAY, 4-6A, 12A MINI | Altech Corporation | GTK-12M-6 | 24.27 | 16.6909 | N | 24.27 | 17.14 | 24.27
ALT-GTK12M6 | 166559 | 3 | 168837 | OVERLOAD RELAY, 4-6A, 12A MINI | Altech Corporation | GTK-12M-6 | 24.27 | 17.1156 | Y | 24.27 | 17.14 | 24.27
ALT-GTK12M6 | 166561 | 1 | 168837 | OVERLOAD RELAY, 4-6A, 12A MINI | Altech Corporation | GTK-12M-6 | 24.27 | 13.39 | N | 24.27 | 17.14 | 24.27
ALT-GTK12M6 | 175883 | 2 | 168837 | OVERLOAD RELAY, 4-6A, 12A MINI | Altech Corporation | GTK-12M-6 | 24.27 | 14.8943 | N | 24.27 | 17.14 | 24.27
ALT-GTK12M9 | 166553 | 6 | 168837 | OVERLOAD RELAY, 6-9A, 12A MINI | Altech Corporation | GTK-12M-9 | 24.27 | 16.5939 | Y | 24.27 | 17.0917 | 24.27
ALT-GTK12M9 | 166557 | 5 | 168837 | OVERLOAD RELAY, 6-9A, 12A MINI | Altech Corporation | GTK-12M-9 | 24.27 | 17.0917 | Y | 24.27 | 17.0917 | 24.27
ALT-GTK12M9 | 166559 | 4 | 168837 | OVERLOAD RELAY, 6-9A, 12A MINI | Altech Corporation | GTK-12M-9 | 24.27 | 16.975 | N | 24.27 | 17.0917 | 24.27
ALT-GTK12M9 | 166561 | 7 | 168837 | OVERLOAD RELAY, 6-9A, 12A MINI | Altech Corporation | GTK-12M-9 | 24.27 | 15.69 | N | 24.27 | 17.0917 | 24.27
ALT-GTK221218A | 166553 | 4 | 133921 | NLA!!! OVERLOAD RELAY, 12-18A, 22A F | HONEYWELL INTERNATIONAL ECC US (HOFS) | GTK221218A | 16.5225 | 16.5225 | N | 16.5225 | 16.5225 | 16.5225
ALT-GTK22L69A | 166553 | 4 | 168837 | OVERLOAD RELAY, 6-9A, 22A FRAME | Altech Corporation | GTK22L69A | 19.0944 | 18.36 | N | 19.0944 | 18.36 | 19.0944
ALT-GTK40L1826A | 166553 | 4 | 133921 | NLA!!! OVERLOAD RELAY, 18-26A, 40A F | HONEYWELL INTERNATIONAL ECC US (HOFS) | GTK40L1826A | 25.5075 | 25.5075 | N | 25.5075 | 25.5075 | 25.5075
ALT-GTK853450A | 166553 | 2 | 168837 | OVERLOAD RELAY, 34-50A, 85A FRAME | Altech Corporation | GTK853450A | 34.9128 | 31.3633 | N | 34.9128 | 33.57 | 34.9128
ALT-GTK853450A | 166561 | 3 | 168837 | OVERLOAD RELAY, 34-50A, 85A FRAME | Altech Corporation | GTK853450A | 34.9128 | 33.57 | N | 34.9128 | 33.57 | 34.9128
ALT-GTK855475A | 166561 | 3 | 133921 | OVERLOAD RELAY, 54-75A, 85A FRAME | HONEYWELL INTERNATIONAL ECC US (HOFS) | GTK855475A | 33.57 | 33.57 | N | 33.57 | 33.57 | 33.57
ALT-H4 | 166559 | 60 | 168837 | Mounting Pin for HE4HN [50] | Altech Corporation | H4 | 0.22 | 0.1583 | N | 0.22 | 0.1583 | 0.22
ALT-HCL84 | 10770 | 50 | 168837 | External Jumper, 8mm spacing, 4 pole | Altech Corporation | HCL8-4 | 0.7 | 0.64 | Y | 0.7 | 0.64 | 0.7
ALT-HE4HNWPR12 | 166559 | 6 | 168837 | Eurostrip,12 pole,10mm spacing | Altech Corporation | HE4HNWPR/12 | 2.64 | 1.7334 | N | 2.64 | 1.7334 | 2.64
ALT-HEP46H | 166559 | 45 | 168837 | Eurostrip partition | Altech Corporation | HEP46H | 0.52 | 0.5 | N | 0.52 | 0.5 | 0.52
ALT-IF5M024ZM051 | 166559 | 6 | 168837 | Multi-Color LED Tower 24VAC/DC Buzze | Altech Corporation | IF5M024ZM05-1 | 59.31 | 54.84 | Y | 59.31 | 54.84 | 59.31
ALT-IFAB01 | 166559 | 5 | 168837 | Altech Tower LED Base Adapter for IF | Altech Corporation | IFAB01 | 4.36 | 3.8667 | Y | 4.36 | 3.8667 | 4.36
ALT-IKAM02 | 166559 | 5 | 168837 | Altech LED Lite Alum. Pole .79" Stub | Altech Corporation | IKAM02 | 3.46 | 3.2 | Y | 3.46 | 3.2 | 3.46
ALT-IKAM04 | 166559 | 3 | 168837 | Altech LED Lite Aluminum Ext Pole 19 | Altech Corporation | IKAM04 | 7.9 | 7.03 | N | 7.9 | 7.03 | 7.9
ALT-JX254 | 173042 | 48 | 168837 | Jumper, Push-In, 4 pole, 5mm spacing | Altech Corporation | JX2.5/4 | 1 | 1 | N | 1 | 1 | 1
ALT-JX410 | 10770 | 10 | 168837 | Jumper, Push-In, 10 pole, 6mm spacing | Altech Corporation | JX4/10 | 3.49 | 3.23 | Y | 3.49 | 3.23 | 3.49
ALT-JX42 | 10770 | 100 | 168837 | Jumper, Push-In, 2 pole, 6mm spacing | Altech Corporation | JX4/2 | 0.52 | 0.48 | Y | 0.52 | 0.48 | 0.52
ALT-JX43 | 10770 | 50 | 168837 | Jumper, Push-In, 3 pole, 6mm spacing | Altech Corporation | JX4/3 | 1 | 0.93 | Y | 1 | 0.93 | 1
ALT-JX44 | 10770 | 50 | 168837 | Jumper, Push-In, 4 pole, 6mm spacing | Altech Corporation | JX4/4 | 1.52 | 1.4 | Y | 1.52 | 1.4 | 1.52
ALT-MC130AAC110VL | 166557 | -4 | 168837 | Contactor, 3 Pole,130A,2NO/2NC | Altech Corporation | MC-130A-AC110V-L | 235.54 | 217.79 | N | 235.54 | 217.79 | 235.54
ALT-MC18BAC120V | 166553 | 6 | 168837 | 3 POLE, 120VAC COIL 1NO/1NC AUX | Altech Corporation | MC-18B-AC120V | 29.6 | 22.6377 | Y | 29.6 | 25.7148 | 29.6
ALT-MC18BAC120V | 166561 | 5 | 168837 | 3 POLE, 120VAC COIL 1NO/1NC AUX | Altech Corporation | MC-18B-AC120V | 29.6 | 25.7148 | Y | 29.6 | 25.7148 | 29.6
ALT-MC18BAC24V | 166553 | 10 | 168837 | 3 POLE, 24VAC COIL 1NO/1NC AUX | Altech Corporation | MC-18B-AC24V | 29.6 | 22.79 | Y | 29.6 | 22.9464 | 29.6
ALT-MC18BAC24V | 166557 | 2 | 168837 | 3 POLE, 24VAC COIL 1NO/1NC AUX | Altech Corporation | MC-18B-AC24V | 29.6 | 21.7 | N | 29.6 | 22.9464 | 29.6
ALT-MC18BAC24V | 166561 | 9 | 168837 | 3 POLE, 24VAC COIL 1NO/1NC AUX | Altech Corporation | MC-18B-AC24V | 29.6 | 22.9464 | N | 29.6 | 22.9464 | 29.6
ALT-MC22BAC120V | 166553 | 4 | 168837 | Contactor, 3P, 22A, 1NO/1NC, 110V CO | Altech Corporation | MC-22B-AC120V | 37.06 | 34.3966 | Y | 37.06 | 35.3 | 37.06
ALT-MC22BAC120V | 166557 | 6 | 168837 | Contactor, 3P, 22A, 1NO/1NC, 110V CO | Altech Corporation | MC-22B-AC120V | 37.06 | 29.7825 | N | 37.06 | 35.3 | 37.06
ALT-MC22BAC120V | 166559 | 3 | 168837 | Contactor, 3P, 22A, 1NO/1NC, 110V CO | Altech Corporation | MC-22B-AC120V | 37.06 | 34.682 | Y | 37.06 | 35.3 | 37.06
ALT-MC22BAC120V | 166560 | 2 | 168837 | Contactor, 3P, 22A, 1NO/1NC, 110V CO | Altech Corporation | MC-22B-AC120V | 37.06 | 35.3 | N | 37.06 | 35.3 | 37.06
ALT-MC22BAC120V | 166561 | 7 | 168837 | Contactor, 3P, 22A, 1NO/1NC, 110V CO | Altech Corporation | MC-22B-AC120V | 37.06 | 26.9515 | N | 37.06 | 35.3 | 37.06
ALT-MC22BAC24V | 166553 | 6 | 168837 | Contactor, 3P, 22A, 1NO/1NC, 24V COI | Altech Corporation | MC-22B-AC24V | 38.22 | 34.66 | Y | 38.22 | 36.4 | 38.22
ALT-MC22BAC24V | 166559 | 4 | 168837 | Contactor, 3P, 22A, 1NO/1NC, 24V COI | Altech Corporation | MC-22B-AC24V | 38.22 | 35.764 | Y | 38.22 | 36.4 | 38.22
ALT-MC22BAC24V | 166560 | 2 | 168837 | Contactor, 3P, 22A, 1NO/1NC, 24V COI | Altech Corporation | MC-22B-AC24V | 38.22 | 36.4 | N | 38.22 | 36.4 | 38.22
ALT-MC22BAC24V | 166561 | 5 | 168837 | Contactor, 3P, 22A, 1NO/1NC, 24V COI | Altech Corporation | MC-22B-AC24V | 38.22 | 33.98 | N | 38.22 | 36.4 | 38.22
ALT-MC32AAC120V | 166553 | 1 | 168837 | 3 POLE, 32A, 120VAC COIL 1NO/1NC AUX | Altech Corporation | MC-32A-AC120V | 51.68 | 47.78 | N | 51.68 | 50.38 | 51.68
ALT-MC32AAC120V | 166557 | 2 | 168837 | 3 POLE, 32A, 120VAC COIL 1NO/1NC AUX | Altech Corporation | MC-32A-AC120V | 51.68 | 47.78 | Y | 51.68 | 50.38 | 51.68
ALT-MC32AAC120V | 166559 | 3 | 168837 | 3 POLE, 32A, 120VAC COIL 1NO/1NC AUX | Altech Corporation | MC-32A-AC120V | 51.68 | 50.38 | Y | 51.68 | 50.38 | 51.68
ALT-MC32AAC120V | 166560 | 1 | 168837 | 3 POLE, 32A, 120VAC COIL 1NO/1NC AUX | Altech Corporation | MC-32A-AC120V | 51.68 | 49.22 | N | 51.68 | 50.38 | 51.68
ALT-MC32AAC120V | 175883 | 4 | 168837 | 3 POLE, 32A, 120VAC COIL 1NO/1NC AUX | Altech Corporation | MC-32A-AC120V | 51.68 | 44.6371 | N | 51.68 | 50.38 | 51.68
ALT-MC32AAC24V | 166553 | 5 | 168837 | 3P 32A 2NO/2NC 24VAC COIL | Altech Corporation | MC-32A-AC24V | 51.68 | 48.0553 | Y | 51.68 | 49.22 | 51.68
ALT-MC32AAC24V | 166557 | 5 | 168837 | 3P 32A 2NO/2NC 24VAC COIL | Altech Corporation | MC-32A-AC24V | 51.68 | 47.78 | Y | 51.68 | 49.22 | 51.68
ALT-MC32AAC24V | 166559 | 3 | 168837 | 3P 32A 2NO/2NC 24VAC COIL | Altech Corporation | MC-32A-AC24V | 51.68 | 48.26 | Y | 51.68 | 49.22 | 51.68
ALT-MC32AAC24V | 166560 | 2 | 168837 | 3P 32A 2NO/2NC 24VAC COIL | Altech Corporation | MC-32A-AC24V | 51.68 | 49.22 | N | 51.68 | 49.22 | 51.68
ALT-MC32AAC24V | 175883 | 4 | 168837 | 3P 32A 2NO/2NC 24VAC COIL | Altech Corporation | MC-32A-AC24V | 51.68 | 45.5246 | N | 51.68 | 49.22 | 51.68
ALT-MC40AAC120V | 166553 | 5 | 168837 | 3 POLE, 40A, 120VAC COIL 2NO/2NC AUX | Altech Corporation | MC-40A-AC120V | 68.95 | 63.3061 | Y | 68.95 | 65.67 | 68.95
ALT-MC40AAC120V | 166557 | 4 | 168837 | 3 POLE, 40A, 120VAC COIL 2NO/2NC AUX | Altech Corporation | MC-40A-AC120V | 68.95 | 64.0931 | Y | 68.95 | 65.67 | 68.95
ALT-MC40AAC120V | 166559 | 5 | 168837 | 3 POLE, 40A, 120VAC COIL 2NO/2NC AUX | Altech Corporation | MC-40A-AC120V | 68.95 | 63.4898 | Y | 68.95 | 65.67 | 68.95
ALT-MC40AAC120V | 166560 | 2 | 168837 | 3 POLE, 40A, 120VAC COIL 2NO/2NC AUX | Altech Corporation | MC-40A-AC120V | 68.95 | 65.67 | N | 68.95 | 65.67 | 68.95
ALT-MC40AAC120V | 166561 | 3 | 168837 | 3 POLE, 40A, 120VAC COIL 2NO/2NC AUX | Altech Corporation | MC-40A-AC120V | 68.95 | 64.715 | Y | 68.95 | 65.67 | 68.95
ALT-MC40AAC120V | 175883 | 4 | 168837 | 3 POLE, 40A, 120VAC COIL 2NO/2NC AUX | Altech Corporation | MC-40A-AC120V | 68.95 | 60.8843 | N | 68.95 | 65.67 | 68.95
ALT-MC40AAC24V | 166553 | 5 | 168837 | 3 POLE, 40A, 24VAC COIL 1NO/1NC AUX | Altech Corporation | MC-40A-AC24V | 68.95 | 63.76 | Y | 68.95 | 65.67 | 68.95
ALT-MC40AAC24V | 166557 | 2 | 168837 | 3 POLE, 40A, 24VAC COIL 1NO/1NC AUX | Altech Corporation | MC-40A-AC24V | 68.95 | 65.67 | Y | 68.95 | 65.67 | 68.95
ALT-MC40AAC24V | 166559 | 6 | 168837 | 3 POLE, 40A, 24VAC COIL 1NO/1NC AUX | Altech Corporation | MC-40A-AC24V | 68.95 | 63.76 | Y | 68.95 | 65.67 | 68.95
ALT-MC40AAC24V | 166561 | 3 | 168837 | 3 POLE, 40A, 24VAC COIL 1NO/1NC AUX | Altech Corporation | MC-40A-AC24V | 68.95 | 64.7895 | Y | 68.95 | 65.67 | 68.95
ALT-MC40AAC24V | 175883 | 4 | 168837 | 3 POLE, 40A, 24VAC COIL 1NO/1NC AUX | Altech Corporation | MC-40A-AC24V | 68.95 | 63.76 | N | 68.95 | 65.67 | 68.95
ALT-MC50AAC120V | 166557 | 4 | 168837 | 3P 50A 120V CONTACTOR 2NO/NC aux | Altech Corporation | MC-50A-AC120V | 94.79 | 88.965 | Y | 94.79 | 88.965 | 94.79
ALT-MC50AAC120V | 166561 | 5 | 168837 | 3P 50A 120V CONTACTOR 2NO/NC aux | Altech Corporation | MC-50A-AC120V | 94.79 | 86.8075 | Y | 94.79 | 88.965 | 94.79
ALT-MC50AAC120VL | 166559 | 1 | 168837 | 3P 50A 120V CONTACTOR 2NO/NC aux LUG | Altech Corporation | MC-50A-AC120V-L | 94.79 | 87.65 | N | 94.79 | 87.65 | 94.79
ALT-MC50AAC120VL | 166561 | 7 | 168837 | 3P 50A 120V CONTACTOR 2NO/NC aux LUG | Altech Corporation | MC-50A-AC120V-L | 94.79 | 87.65 | N | 94.79 | 87.65 | 94.79
ALT-MC50AAC24V | 166553 | 2 | 168837 | 3P 50A 24V CONTACTOR 2NO/NC aux | Altech Corporation | MC-50A-AC24V | 94.79 | 85.1867 | Y | 94.79 | 85.1867 | 94.79
ALT-MC50AAC24VL | 166559 | 1 | 168837 | 3p 50a 24v contactor 2no/2nc aux w/l | Altech Corporation | MC-50A-AC24V-L | 94.79 | 94.79 | N | 94.79 | 94.79 | 94.79
ALT-MC65AAC120V | 166553 | 3 | 168837 | 3P 65A 120V CONTACTOR 2NO/NC aux | Altech Corporation | MC-65A-AC120V | 107.71 | 97.912 | Y | 107.71 | 97.912 | 107.71
ALT-MC65AAC120VL | 166557 | 2 | 168837 | 3P 65A 120V CONTACTOR W/Lugs | Altech Corporation | MC-65A-AC120V-L | 107.71 | 99.59 | N | 107.71 | 99.59 | 107.71
ALT-MC65AAC120VL | 166559 | 1 | 168837 | 3P 65A 120V CONTACTOR W/Lugs | Altech Corporation | MC-65A-AC120V-L | 107.71 | 99.59 | Y | 107.71 | 99.59 | 107.71
ALT-MC65AAC120VL | 166561 | 1 | 168837 | 3P 65A 120V CONTACTOR W/Lugs | Altech Corporation | MC-65A-AC120V-L | 107.71 | 91.2 | N | 107.71 | 99.59 | 107.71
ALT-MC65AAC24V | 166553 | 1 | 168837 | 3P 65A 24V CONTACTOR | Altech Corporation | MC-65A-AC24V | 107.71 | 99.59 | Y | 107.71 | 99.59 | 107.71
ALT-MC65AAC24V | 166557 | 2 | 168837 | 3P 65A 24V CONTACTOR | Altech Corporation | MC-65A-AC24V | 107.71 | 99.59 | N | 107.71 | 99.59 | 107.71
ALT-MC85AAC120VL | 166559 | 1 | 168837 | 3P 85A 120V CONTACTOR W/Lugs | Altech Corporation | MC-85A-AC120V-L | 145.91 | 134.92 | N | 145.91 | 134.92 | 145.91
ALT-MCB91110 | 166557 | 5 | 168837 | 110v White Led Bulb (SOLD EACH) | Altech Corporation | MCB91110 | 18.41 | 13.1 | Y | 18.41 | 14.17 | 18.41
ALT-MCB91110 | 166561 | 10 | 168837 | 110v White Led Bulb (SOLD EACH) | Altech Corporation | MCB91110 | 18.41 | 14.17 | N | 18.41 | 14.17 | 18.41
ALT-MCB93110 | 166561 | 12 | 168837 | 110v Green Led Bulb (SOLD EACH) | Altech Corporation | MCB93110 | 11.89 | 9.0296 | N | 11.89 | 9.0296 | 11.89
ALT-MCB94110 | 166561 | 10 | 168837 | 110v Red Led Bulb (SOLD EACH) | Altech Corporation | MCB94110 | 5.93 | 5.49 | N | 5.93 | 5.49 | 5.93
ALT-MCB95110 | 166561 | 6 | 168837 | 110v Amber Led Bulb (SOLD EACH) | Altech Corporation | MCB95110 | 5.93 | 3.9267 | N | 5.93 | 3.9267 | 5.93
ALT-MCC22AFAC120V | 166561 | 8 | 168837 | 120VAC REPLACEMENT COIL FR SZ 22AF | Altech Corporation | MC-C-22AF-AC120V | 11.55 | 8.3963 | N | 11.55 | 8.3963 | 11.55
ALT-MCC22AFAC24V | 166559 | 2 | 134012 | 24VAC REPLACEMENT COIL FR SZ 22AF | JOHNSON CONTROLS NORTH AMERICAN PRODUCTS (JCI) | MCC22AFAC24V | 8.61 | 8.61 | N | 8.61 | 8.61 | 8.61
ALT-MCC40AFAC120V | 166559 | 9 | 168837 | 120V COIL FOR MC-32A/40A | Altech Corporation | MC-C-40AF-AC120V | 11.55 | 8.89 | N | 11.55 | 9.13 | 11.55
ALT-MCC40AFAC120V | 166561 | 2 | 168837 | 120V COIL FOR MC-32A/40A | Altech Corporation | MC-C-40AF-AC120V | 11.55 | 9.13 | N | 11.55 | 9.13 | 11.55
ALT-MCC40AFAC24V | 166561 | 13 | 168837 | 24V COIL FOR MC-32A/40A | Altech Corporation | MC-C-40AF-AC24V | 11.55 | 9.59 | N | 11.55 | 9.59 | 11.55
ALT-MCC65AFAC120V | 166561 | 17 | 168837 | 120V COIL FOR MC-50/65 | Altech Corporation | MC-C-65AF-AC120V | 13.34 | 11.42 | N | 13.34 | 11.42 | 13.34
ALT-MCC65AFAC240V | 166561 | 2 | 168837 | 240V COIL FOR MC-50/65 | Altech Corporation | MC-C-65AF-AC240V | 13.34 | 12.24 | N | 13.34 | 12.24 | 13.34
ALT-MCC65AFAC24V | 166561 | 2 | 168837 | 24V COIL FOR MC-50/65 | Altech Corporation | MC-C-65AF-AC24V | 13.34 | 12.208 | N | 13.34 | 12.208 | 13.34
ALT-MMS32H10A | 166557 | 4 | 168837 | Motor Starter; Manual; Type E; 65kA | Altech Corporation | MMS-32H-1.0A | 58.48 | 76.58 | N | 58.48 | 76.58 | 76.58
ALT-MMS32H32A | 166557 | 2 | 168837 | Manual Motor Starter 22-32A | Altech Corporation | MMS-32H-32A | 63.23 | 58.46 | N | 63.23 | 58.46 | 63.23
ALT-MMS32H6A | 166557 | 2 | 168837 | Manual Motor Starter 600v 2.5-6A O/L | Altech Corporation | MMS-32H-6A | 58.48 | 50.501 | N | 58.48 | 50.501 | 58.48
ALT-MMS63H40A | 166557 | 1 | 168837 | Manual Motor Starter 28-40A | Altech Corporation | MMS-63H-40A | 144.84 | 107.29 | N | 144.84 | 107.29 | 144.84
ALT-MMS63H40A | 166561 | 3 | 168837 | Manual Motor Starter 28-40A | Altech Corporation | MMS-63H-40A | 144.84 | 107.0367 | N | 144.84 | 107.29 | 144.84
ALT-MT1503K105 | 166557 | 2 | 168837 | overload 80-105a range | Altech Corporation | MT-150/3K-105 | 157.98 | 133.76 | N | 157.98 | 133.76 | 157.98
ALT-MT1503K130 | 166557 | 2 | 168837 | overload 95-130a | Altech Corporation | MT-150/3K-130 | 157.98 | 133.76 | N | 157.98 | 133.76 | 157.98
ALT-MT323K13 | 166553 | 5 | 168837 | OVERLOAD 9-13A, 22AF/40AF FRAME | Altech Corporation | MT-32/3K-13 | 40.2 | 37.17 | N | 40.2 | 37.1975 | 40.2
ALT-MT323K13 | 166557 | 4 | 168837 | OVERLOAD 9-13A, 22AF/40AF FRAME | Altech Corporation | MT-32/3K-13 | 40.2 | 30.95 | N | 40.2 | 37.1975 | 40.2
ALT-MT323K13 | 166559 | 2 | 168837 | OVERLOAD 9-13A, 22AF/40AF FRAME | Altech Corporation | MT-32/3K-13 | 40.2 | 37.1975 | Y | 40.2 | 37.1975 | 40.2
ALT-MT323K13 | 166561 | 4 | 168837 | OVERLOAD 9-13A, 22AF/40AF FRAME | Altech Corporation | MT-32/3K-13 | 40.2 | 32.4444 | N | 40.2 | 37.1975 | 40.2
ALT-MT323K13 | 175883 | 2 | 168837 | OVERLOAD 9-13A, 22AF/40AF FRAME | Altech Corporation | MT-32/3K-13 | 40.2 | 32.4444 | N | 40.2 | 37.1975 | 40.2
ALT-MT323K18 | 166553 | 4 | 168837 | OVERLOAD RELAY, 12-18A, 40AF FRAME | Altech Corporation | MT-32/3K-18 | 40.2 | 33.8703 | Y | 40.2 | 37.17 | 40.2
ALT-MT323K18 | 166557 | 6 | 168837 | OVERLOAD RELAY, 12-18A, 40AF FRAME | Altech Corporation | MT-32/3K-18 | 40.2 | 35.386 | Y | 40.2 | 37.17 | 40.2
ALT-MT323K18 | 166559 | 1 | 168837 | OVERLOAD RELAY, 12-18A, 40AF FRAME | Altech Corporation | MT-32/3K-18 | 40.2 | 37.17 | Y | 40.2 | 37.17 | 40.2
ALT-MT323K18 | 166561 | 9 | 168837 | OVERLOAD RELAY, 12-18A, 40AF FRAME | Altech Corporation | MT-32/3K-18 | 40.2 | 34.0996 | Y | 40.2 | 37.17 | 40.2
ALT-MT323K18 | 175883 | 2 | 168837 | OVERLOAD RELAY, 12-18A, 40AF FRAME | Altech Corporation | MT-32/3K-18 | 40.2 | 34.0996 | N | 40.2 | 37.17 | 40.2
ALT-MT323K2.5 | 166557 | 4 | 168837 | Overload Relay for MC-9B~40A,Class 10A,A | Altech Corporation | MT-32/3K-2.5 | 40.2 | 0.01 | N | 40.2 | 0.01 | 40.2
ALT-MT323K22 | 166553 | 4 | 168837 | OVERLOAD RELAY, 16-22A, 40AF FRAME | Altech Corporation | MT-32/3K-22 | 40.2 | 34.8919 | Y | 40.2 | 36.7842 | 40.2
ALT-MT323K22 | 166557 | 4 | 168837 | OVERLOAD RELAY, 16-22A, 40AF FRAME | Altech Corporation | MT-32/3K-22 | 40.2 | 32.0075 | N | 40.2 | 36.7842 | 40.2
ALT-MT323K22 | 166559 | 2 | 168837 | OVERLOAD RELAY, 16-22A, 40AF FRAME | Altech Corporation | MT-32/3K-22 | 40.2 | 36.7842 | Y | 40.2 | 36.7842 | 40.2
ALT-MT323K22 | 166561 | 5 | 168837 | OVERLOAD RELAY, 16-22A, 40AF FRAME | Altech Corporation | MT-32/3K-22 | 40.2 | 34.1401 | N | 40.2 | 36.7842 | 40.2
ALT-MT323K22 | 175883 | 2 | 168837 | OVERLOAD RELAY, 16-22A, 40AF FRAME | Altech Corporation | MT-32/3K-22 | 40.2 | 34.1401 | N | 40.2 | 36.7842 | 40.2
ALT-MT323K25 | 166553 | 6 | 168837 | OVERLOAD RELAY, 18-25A, 40AF FRAME | Altech Corporation | MT-32/3K-25 | 40.2 | 28.4291 | Y | 40.2 | 37.17 | 40.2
ALT-MT323K25 | 166559 | 2 | 168837 | OVERLOAD RELAY, 18-25A, 40AF FRAME | Altech Corporation | MT-32/3K-25 | 40.2 | 37.17 | Y | 40.2 | 37.17 | 40.2
ALT-MT323K25 | 166561 | 10 | 168837 | OVERLOAD RELAY, 18-25A, 40AF FRAME | Altech Corporation | MT-32/3K-25 | 40.2 | 37.0373 | Y | 40.2 | 37.17 | 40.2
ALT-MT323K32 | 166553 | 4 | 168837 | OVERLOAD RELAY, 22-32A, 40AF FRAME | Altech Corporation | MT-32/3K-32 | 46.62 | 41.0324 | Y | 46.62 | 42.925 | 46.62
ALT-MT323K32 | 166557 | 4 | 168837 | OVERLOAD RELAY, 22-32A, 40AF FRAME | Altech Corporation | MT-32/3K-32 | 46.62 | 38.575 | Y | 46.62 | 42.925 | 46.62
ALT-MT323K32 | 166559 | 2 | 168837 | OVERLOAD RELAY, 22-32A, 40AF FRAME | Altech Corporation | MT-32/3K-32 | 46.62 | 42.925 | Y | 46.62 | 42.925 | 46.62
ALT-MT323K32 | 166561 | 4 | 168837 | OVERLOAD RELAY, 22-32A, 40AF FRAME | Altech Corporation | MT-32/3K-32 | 46.62 | 41.45 | Y | 46.62 | 42.925 | 46.62
ALT-MT323K32 | 175883 | 3 | 168837 | OVERLOAD RELAY, 22-32A, 40AF FRAME | Altech Corporation | MT-32/3K-32 | 46.62 | 41.45 | N | 46.62 | 42.925 | 46.62
ALT-MT323K40 | 166553 | 4 | 168837 | Overload Relay 28-40A 40AF frame | Altech Corporation | MT-32/3K-40 | 46.62 | 43.11 | Y | 46.62 | 43.97 | 46.62
ALT-MT323K40 | 166559 | 2 | 168837 | Overload Relay 28-40A 40AF frame | Altech Corporation | MT-32/3K-40 | 46.62 | 43.97 | Y | 46.62 | 43.97 | 46.62
ALT-MT323K9 | 166553 | 5 | 168837 | OVERLOAD RELAY, 6-9A, 40AF FRAME | Altech Corporation | MT-32/3K-9 | 40.2 | 37.17 | N | 40.2 | 37.17 | 40.2
ALT-MT323K9 | 166559 | 1 | 168837 | OVERLOAD RELAY, 6-9A, 40AF FRAME | Altech Corporation | MT-32/3K-9 | 40.2 | 37.17 | Y | 40.2 | 37.17 | 40.2
ALT-MT323K9 | 166561 | 3 | 168837 | OVERLOAD RELAY, 6-9A, 40AF FRAME | Altech Corporation | MT-32/3K-9 | 40.2 | 34.89 | N | 40.2 | 37.17 | 40.2
ALT-MT6 | 10770 | 100 | 168837 | Marking Tag MT6, 100 Tags | Altech Corporation | MT6 | 3.17 | 3.0182 | Y | 3.17 | 3.0182 | 3.17
ALT-MT6 | 173042 | 2 | 168837 | Marking Tag MT6, 100 Tags | Altech Corporation | MT6 | 3.17 | 2.9888 | Y | 3.17 | 3.0182 | 3.17
ALT-MT6 | 175883 | 5 | 168837 | Marking Tag MT6, 100 Tags | Altech Corporation | MT6 | 3.17 | 0.0576 | N | 3.17 | 3.0182 | 3.17
ALT-MT633K40 | 166559 | 1 | 168837 | Overload Relay for MC-50A~65A | Altech Corporation | MT-63/3K-40 | 69.93 | 64.67 | N | 69.93 | 64.67 | 69.93
ALT-MT633K40L | 166557 | 2 | 168837 | OVERLOAD RELAY, 28-40A, 65AF FRAME | Altech Corporation | MT-63/3K-40L | 69.93 | 60.3833 | N | 69.93 | 66.61 | 69.93
ALT-MT633K40L | 166559 | 1 | 168837 | OVERLOAD RELAY, 28-40A, 65AF FRAME | Altech Corporation | MT-63/3K-40L | 69.93 | 66.61 | Y | 69.93 | 66.61 | 69.93
ALT-MT633K40L | 166561 | 2 | 168837 | OVERLOAD RELAY, 28-40A, 65AF FRAME | Altech Corporation | MT-63/3K-40L | 69.93 | 55.916 | N | 69.93 | 66.61 | 69.93
ALT-MT633K50 | 166553 | 2 | 168837 | OVERLOAD RELAY, 30-50A, 65AF FRAME | Altech Corporation | MT-63/3K-50 | 69.93 | 62.5547 | Y | 69.93 | 65.64 | 69.93
ALT-MT633K50 | 166557 | 4 | 168837 | OVERLOAD RELAY, 30-50A, 65AF FRAME | Altech Corporation | MT-63/3K-50 | 69.93 | 65.64 | Y | 69.93 | 65.64 | 69.93
ALT-MT633K50 | 166559 | 1 | 168837 | OVERLOAD RELAY, 30-50A, 65AF FRAME | Altech Corporation | MT-63/3K-50 | 69.93 | 64.67 | N | 69.93 | 65.64 | 69.93
ALT-MT633K50 | 166561 | 3 | 168837 | OVERLOAD RELAY, 30-50A, 65AF FRAME | Altech Corporation | MT-63/3K-50 | 69.93 | 62.18 | N | 69.93 | 65.64 | 69.93
ALT-MT633K50L | 166557 | 1 | 168837 | OVERLOAD RELAY, 30-50A, 65AF, LUG | Altech Corporation | MT-63/3K-50L | 69.93 | 64.67 | N | 69.93 | 66.61 | 69.93
ALT-MT633K50L | 166559 | 1 | 168837 | OVERLOAD RELAY, 30-50A, 65AF, LUG | Altech Corporation | MT-63/3K-50L | 69.93 | 66.61 | N | 69.93 | 66.61 | 69.93
ALT-MT633K65 | 166553 | 1 | 168837 | OVERLOAD, 45-65A | Altech Corporation | MT-63/3K-65 | 69.93 | 46.01 | N | 69.93 | 49.78 | 69.93
ALT-MT633K65 | 166557 | 4 | 168837 | OVERLOAD, 45-65A | Altech Corporation | MT-63/3K-65 | 69.93 | 49.78 | Y | 69.93 | 49.78 | 69.93
ALT-MT633K65 | 166561 | 3 | 168837 | OVERLOAD, 45-65A | Altech Corporation | MT-63/3K-65 | 69.93 | 45.64 | N | 69.93 | 49.78 | 69.93
ALT-MT633K65L | 166559 | 3 | 168837 | OVERLOAD, 45-65A | Altech Corporation | MT-63/3K-65L | 69.93 | 59.22 | Y | 69.93 | 59.22 | 69.93
ALT-MT6H110 | 166561 | 5 | 168837 | Marking Tag Set MT6, 100 Tags | Altech Corporation | MT6/H-1-10 | 4.73 | 3.65 | Y | 4.73 | 4.38 | 4.73
ALT-MT6H110 | 173042 | 2 | 168837 | Marking Tag Set MT6, 100 Tags | Altech Corporation | MT6/H-1-10 | 4.73 | 4.38 | Y | 4.73 | 4.38 | 4.73
ALT-MT6H1100 | 173042 | 100 | 168837 | Marking Tag Set MT6, 100 Tags | Altech Corporation | MT6/H-1-100 | 4.73 | 4.51 | Y | 4.73 | 4.51 | 4.73
ALT-MT6H1120 | 166559 | 4 | 168837 | Marking Tag Set MT6, 100 Tags | Altech Corporation | MT6/H-11-20 | 4.73 | 4.4653 | Y | 4.73 | 4.4653 | 4.73
ALT-MT6H1120 | 166561 | 8 | 168837 | Marking Tag Set MT6, 100 Tags | Altech Corporation | MT6/H-11-20 | 4.73 | 3.65 | N | 4.73 | 4.4653 | 4.73
ALT-MT6H1120 | 173042 | 2 | 168837 | Marking Tag Set MT6, 100 Tags | Altech Corporation | MT6/H-11-20 | 4.73 | 4.38 | Y | 4.73 | 4.4653 | 4.73
ALT-MT6H1120 | 175883 | 3 | 168837 | Marking Tag Set MT6, 100 Tags | Altech Corporation | MT6/H-11-20 | 4.73 | 0.04 | N | 4.73 | 4.4653 | 4.73
ALT-MT6H150 | 173042 | 1 | 168837 | Terminal block tags printed 1-50 | Altech Corporation | ALT-MT6H-1-50 | 4.38 | 4.38 | N | 4.38 | 4.38 | 4.38
ALT-MT6H2130 | 166559 | 6 | 168837 | Marking Tag Set MT6, 100 Tags | Altech Corporation | MT6/H-21-30 | 4.73 | 4.3675 | Y | 4.73 | 4.38 | 4.73
ALT-MT6H2130 | 166561 | 5 | 168837 | Marking Tag Set MT6, 100 Tags | Altech Corporation | MT6/H-21-30 | 4.73 | 0.0302 | N | 4.73 | 4.38 | 4.73
ALT-MT6H2130 | 173042 | 2 | 168837 | Marking Tag Set MT6, 100 Tags | Altech Corporation | MT6/H-21-30 | 4.73 | 4.38 | Y | 4.73 | 4.38 | 4.73
ALT-MT6H2130 | 175883 | 180 | 168837 | Marking Tag Set MT6, 100 Tags | Altech Corporation | MT6/H-21-30 | 4.73 | 0.04 | N | 4.73 | 4.38 | 4.73
ALT-MT6H3140 | 166559 | 7 | 168837 | Marking Tag Set MT6, 100 Tags | Altech Corporation | MT6/H-31-40 | 4.73 | 4.4775 | Y | 4.73 | 4.4775 | 4.73
ALT-MT6H3140 | 173042 | 2 | 168837 | Marking Tag Set MT6, 100 Tags | Altech Corporation | MT6/H-31-40 | 4.73 | 4.38 | Y | 4.73 | 4.4775 | 4.73
ALT-MT6H3140 | 175883 | 360 | 168837 | Marking Tag Set MT6, 100 Tags | Altech Corporation | MT6/H-31-40 | 4.73 | 0.04 | N | 4.73 | 4.4775 | 4.73
ALT-MT6H4150 | 166559 | 3 | 168837 | Marking Tag Set MT6, 100 Tags | Altech Corporation | MT6/H-41-50 | 4.73 | 4.38 | Y | 4.73 | 4.38 | 4.73
ALT-MT6H4150 | 166561 | 3 | 168837 | Marking Tag Set MT6, 100 Tags | Altech Corporation | MT6/H-41-50 | 4.73 | 3.045 | N | 4.73 | 4.38 | 4.73
ALT-MT6H4150 | 173042 | 2 | 168837 | Marking Tag Set MT6, 100 Tags | Altech Corporation | MT6/H-41-50 | 4.73 | 4.38 | Y | 4.73 | 4.38 | 4.73
ALT-MT6H5160 | 166559 | 5 | 168837 | Marking Tag Set MT6, 100 Tags | Altech Corporation | MT6/H-51-60 | 4.73 | 3.8533 | Y | 4.73 | 4.38 | 4.73
ALT-MT6H5160 | 173042 | 1 | 168837 | Marking Tag Set MT6, 100 Tags | Altech Corporation | MT6/H-51-60 | 4.73 | 4.38 | Y | 4.73 | 4.38 | 4.73
ALT-MT6H6170 | 166559 | 2 | 168837 | Marking Tag Set MT6, 100 Tags | Altech Corporation | MT6/H-61-70 | 4.73 | 4.38 | Y | 4.73 | 4.38 | 4.73
ALT-MT6H6170 | 173042 | 1 | 168837 | Marking Tag Set MT6, 100 Tags | Altech Corporation | MT6/H-61-70 | 4.73 | 4.38 | Y | 4.73 | 4.38 | 4.73
ALT-MT6H7180 | 166559 | 2 | 168837 | Marking Tag Set MT6, 100 Tags | Altech Corporation | MT6/H-71-80 | 4.73 | 3.37 | N | 4.73 | 4.38 | 4.73
ALT-MT6H7180 | 173042 | 1 | 168837 | Marking Tag Set MT6, 100 Tags | Altech Corporation | MT6/H-71-80 | 4.73 | 4.38 | Y | 4.73 | 4.38 | 4.73
ALT-MT6H8190 | 166559 | 2 | 168837 | Marking Tag Set MT6, 100 Tags | Altech Corporation | MT6/H-81-90 | 4.73 | 4.38 | Y | 4.73 | 4.38 | 4.73
ALT-MT6H8190 | 173042 | 1 | 168837 | Marking Tag Set MT6, 100 Tags | Altech Corporation | MT6/H-81-90 | 4.73 | 4.38 | Y | 4.73 | 4.38 | 4.73
ALT-MT6H91100 | 166559 | 2 | 168837 | Marking Tag Set MT6, 100 Tags | Altech Corporation | MT6/H-91-100 | 4.73 | 4.38 | Y | 4.73 | 4.38 | 4.73
ALT-MT6H91100 | 173042 | 1 | 168837 | Marking Tag Set MT6, 100 Tags | Altech Corporation | MT6/H-91-100 | 4.73 | 4.38 | Y | 4.73 | 4.38 | 4.73
ALT-MT6HA | 166561 | 2 | 168837 | Marking Tag Set MT6, 100 Tags | Altech Corporation | MT6/H-A | 4.73 | 0.0347 | N | 4.73 | 0.0347 | 4.73
ALT-MT6HB | 166561 | 2 | 168837 | Marking Tag Set MT6, 100 Tags | Altech Corporation | MT6/H-B | 4.73 | 0.0347 | N | 4.73 | 0.0347 | 4.73
ALT-MT6HCOM | 166559 | 1 | 168837 | Terminal Block Tags Horizonal COM | Altech Corporation | MT6HCOM | 13.52 | 13 | Y | 13.52 | 13 | 13.52
ALT-MT6HCOM | 166561 | 2 | 134065 | Terminal Block Tags Horizonal COM | SIEMENS INDUSTRY, INC. | MT6HCOM | 13 | 0.1383 | N | 13.52 | 13 | 13.52
ALT-MT6HGRND | 166559 | 5 | 168837 | Marking Tag Set MT6, 100 Tags | Altech Corporation | MT6/H-GRND | 4.73 | 4.2407 | Y | 4.73 | 4.2407 | 4.73
ALT-MT6HH | 166559 | 1 | 168837 | Terminal Block Tags Horizonal "H" | Altech Corporation | MT6HH | 4.2744 | 4.11 | Y | 4.2744 | 4.11 | 4.2744
ALT-MT6HH | 166561 | 3 | 168837 | Terminal Block Tags Horizonal "H" | Altech Corporation | MT6HH | 4.2744 | 0.0329 | N | 4.2744 | 4.11 | 4.2744
ALT-MT6HL | 166559 | 1 | 168837 | Marking Tag Set MT6, 100 Tags | Altech Corporation | MT6/H-L | 4.73 | 4.3492 | Y | 4.73 | 4.3492 | 4.73
ALT-MT6HL | 166561 | 7 | 168837 | Marking Tag Set MT6, 100 Tags | Altech Corporation | MT6/H-L | 4.73 | 0.0335 | N | 4.73 | 4.3492 | 4.73
ALT-MT6HN | 166561 | 1 | 168837 | Terminal Block Tags Horizonal "N" | Altech Corporation | MT6HN | 0.035 | 0.0337 | N | 0.035 | 0.0337 | 0.035
ALT-MT6HPOS | 166559 | 4 | 168837 | Terminal Block Tags Horizonal ( ) | Altech Corporation | MT6HPOS | 4.5552 | 4.51 | Y | 4.5552 | 4.51 | 4.5552
ALT-MT6HPOS | 166561 | 3 | 168837 | Terminal Block Tags Horizonal ( ) | Altech Corporation | MT6HPOS | 4.5552 | 4.4667 | Y | 4.5552 | 4.51 | 4.5552
ALT-MT6HT | 166561 | 8 | 168837 | Marking Tag Set MT6, 100 Tags | Altech Corporation | MT6/H-T | 4.73 | 0.0329 | N | 4.73 | 0.0329 | 4.73
ALT-MT6V110 | 166559 | 1 | 168837 | Marking Tag Set MT6, 100 Tags | Altech Corporation | MT6/V-1-10 | 4.73 | 0.88935 | N | 4.73 | 0.88935 | 4.73
ALT-MT6V110 | 166561 | 4 | 168837 | Marking Tag Set MT6, 100 Tags | Altech Corporation | MT6/V-1-10 | 4.73 | 0.1158 | N | 4.73 | 0.88935 | 4.73
ALT-MT6V1120 | 166559 | 2 | 168837 | Marking Tag Set MT6, 100 Tags | Altech Corporation | MT6/V-11-20 | 4.73 | 0.03 | N | 4.73 | 0.03 | 4.73
ALT-MT6V1120 | 166561 | 2 | 168837 | Marking Tag Set MT6, 100 Tags | Altech Corporation | MT6/V-11-20 | 4.73 | 0.03 | N | 4.73 | 0.03 | 4.73
ALT-MT6V2130 | 166561 | 14 | 168837 | Marking Tag Set MT6, 100 Tags | Altech Corporation | MT6/V-21-30 | 4.73 | 0.0294 | N | 4.73 | 0.04 | 4.73
ALT-MT6V2130 | 175883 | 180 | 168837 | Marking Tag Set MT6, 100 Tags | Altech Corporation | MT6/V-21-30 | 4.73 | 0.04 | N | 4.73 | 0.04 | 4.73
ALT-MT6V3140 | 166559 | 2 | 168837 | Marking Tag Set MT6, 100 Tags | Altech Corporation | MT6/V-31-40 | 4.73 | 4.38 | N | 4.73 | 4.38 | 4.73
ALT-MT6V3140 | 166561 | 15 | 168837 | Marking Tag Set MT6, 100 Tags | Altech Corporation | MT6/V-31-40 | 4.73 | 0.0291 | N | 4.73 | 4.38 | 4.73
ALT-MT6V3140 | 175883 | 2 | 168837 | Marking Tag Set MT6, 100 Tags | Altech Corporation | MT6/V-31-40 | 4.73 | 0.04 | N | 4.73 | 4.38 | 4.73
ALT-MT6V4150 | 166559 | 2 | 168837 | Marking Tag Set MT6, 100 Tags | Altech Corporation | MT6/V-41-50 | 4.73 | 4.38 | N | 4.73 | 4.38 | 4.73
ALT-MT6V4150 | 166561 | 12 | 168837 | Marking Tag Set MT6, 100 Tags | Altech Corporation | MT6/V-41-50 | 4.73 | 0.0287 | N | 4.73 | 4.38 | 4.73
ALT-MT6V5160 | 166559 | 3 | 168837 | Marking Tag Set MT6, 100 Tags | Altech Corporation | MT6/V-51-60 | 4.73 | 0.7013 | N | 4.73 | 0.7013 | 4.73
ALT-MT6V5160 | 166561 | 8 | 168837 | Marking Tag Set MT6, 100 Tags | Altech Corporation | MT6/V-51-60 | 4.73 | 0.0284 | N | 4.73 | 0.7013 | 4.73
ALT-MT6V6170 | 166559 | 2 | 168837 | Marking Tag Set MT6, 100 Tags | Altech Corporation | MT6/V-61-70 | 4.73 | 1.365 | N | 4.73 | 1.365 | 4.73
ALT-MT6V7180 | 166559 | 1 | 168837 | Marking Tag Set MT6, 100 Tags | Altech Corporation | MT6/V-71-80 | 4.73 | 0.02 | N | 4.73 | 0.02 | 4.73
ALT-MT6V8190 | 166559 | 1 | 168837 | Marking Tag Set MT6, 100 Tags | Altech Corporation | MT6/V-81-90 | 4.73 | 4.38 | N | 4.73 | 4.38 | 4.73
ALT-MT6V8190 | 166561 | 1 | 168837 | Marking Tag Set MT6, 100 Tags | Altech Corporation | MT6/V-81-90 | 4.73 | 0.02 | N | 4.73 | 4.38 | 4.73
ALT-MT6V91100 | 166559 | 1 | 168837 | Marking Tag Set MT6, 100 Tags | Altech Corporation | MT6/V-91-100 | 4.73 | 4.38 | N | 4.73 | 4.38 | 4.73
ALT-MT6V91100 | 166561 | 1 | 168837 | Marking Tag Set MT6, 100 Tags | Altech Corporation | MT6/V-91-100 | 4.73 | 0.02 | N | 4.73 | 4.38 | 4.73
ALT-MT6VGND | 166559 | 1 | 168837 | Terminal Block Tags Vertical GND | Altech Corporation | MT6VGND | 3.6088 | 3.47 | N | 3.6088 | 3.47 | 3.6088
ALT-MT6VGND | 166561 | 7 | 168837 | Terminal Block Tags Vertical GND | Altech Corporation | MT6VGND | 3.6088 | 0.032 | N | 3.6088 | 3.47 | 3.6088
ALT-MT6VGRND | 166559 | 1 | 134065 | GRND SYMBOL | SIEMENS INDUSTRY, INC. | MT6VGRND | 3.23 | 3.23 | N | 3.23 | 3.23 | 3.23
ALT-MT6VNEG | 166561 | 2 | 168837 | Terminal Block Tags Vertical (-) | Altech Corporation | MT6VNEG | 0.0342 | 0.0329 | N | 0.0342 | 0.0329 | 0.0342
ALT-MT8H110 | 166559 | 1 | 168837 | Marking Tag Set MT8, 100 Tags | Altech Corporation | MT8/H-1-10 | 4.73 | 3.12 | N | 4.73 | 3.12 | 4.73
ALT-MT8H1120 | 166559 | 2 | 168837 | Marking Tag Set MT8, 100 Tags | Altech Corporation | MT8/H-11-20 | 4.73 | 4.38 | N | 4.73 | 4.38 | 4.73
ALT-MT8H2130 | 166559 | 2 | 168837 | Marking Tag Set MT8, 100 Tags | Altech Corporation | MT8/H-21-30 | 4.73 | 3 | N | 4.73 | 3 | 4.73
ALT-MT8H3140 | 166559 | 1 | 168837 | Marking Tag Set MT8, 100 Tags | Altech Corporation | MT8/H-31-40 | 4.73 | 3 | N | 4.73 | 3 | 4.73
ALT-MT8H4150 | 166559 | 1 | 168837 | Marking Tag Set MT8, 100 Tags | Altech Corporation | MT8/H-41-50 | 4.73 | 3 | N | 4.73 | 3 | 4.73
ALT-MT8HGRND | 166559 | 1 | 168837 | Marking Tag Set MT8, 100 Tags | Altech Corporation | MT8/H-GRND | 4.73 | 3.29 | N | 4.73 | 3.29 | 4.73
ALT-MT953K75L | 166557 | 1 | 168837 | 54-75A OVERLOAD FRAME SIZE 100AF W/L | Altech Corporation | MT-95/3K-75L | 103.41 | 45.1 | N | 103.41 | 91.94 | 103.41
ALT-MT953K75L | 166559 | 1 | 168837 | 54-75A OVERLOAD FRAME SIZE 100AF W/L | Altech Corporation | MT-95/3K-75L | 103.41 | 91.94 | N | 103.41 | 91.94 | 103.41
ALT-MT953K75L | 166561 | 2 | 168837 | 54-75A OVERLOAD FRAME SIZE 100AF W/L | Altech Corporation | MT-95/3K-75L | 103.41 | 91.94 | N | 103.41 | 91.94 | 103.41
ALT-ODL25 | 173042 | 42 | 168837 | DIN Term Blk, Screw, Dbl Level | Altech Corporation | ODL2.5 | 1.88 | 1.79 | N | 1.88 | 1.79 | 1.88
ALT-PLB4LB110 | 166553 | 6 | 168837 | Red 30mm Metal Pilot Light LED | Altech Corporation | PLB4LB-110 | 11.86 | 7.99 | N | 11.86 | 7.99 | 11.86
ALT-PMRGR | 173042 | 3 | 168837 | Receptacle, panel mount | Altech Corporation | PMRGR | 8.57 | 7.92 | Y | 8.57 | 7.92 | 8.57
ALT-PP254UN | 166553 | 125 | 168837 | Terminal Block Isolation Partition C | Altech Corporation | PP2.5/4UN | 0.24 | 0.19667 | N | 0.24 | 0.22 | 0.24
ALT-PP254UN | 166559 | 93 | 168837 | Terminal Block Isolation Partition C | Altech Corporation | PP2.5/4UN | 0.24 | 0.21991 | Y | 0.24 | 0.22 | 0.24
ALT-PP254UN | 166561 | 6 | 168837 | Terminal Block Isolation Partition C | Altech Corporation | PP2.5/4UN | 0.24 | 0.16348 | N | 0.24 | 0.22 | 0.24
ALT-PP254UN | 173042 | 50 | 168837 | Terminal Block Isolation Partition C | Altech Corporation | PP2.5/4UN | 0.24 | 0.22 | Y | 0.24 | 0.22 | 0.24
ALT-PPCX4 | 10770 | 40 | 168837 | Partition Plate, grey | Altech Corporation | PPCX4 | 0.33 | 0.3 | Y | 0.33 | 0.3 | 0.33
ALT-PSC4024 | 166561 | 1 | 168837 | Power Supply;DinRail,40W, CL2 | Altech Corporation | PSC-4024 | 26.97 | 24.93 | Y | 26.97 | 24.93 | 26.97
ALT-PSC9624 | 166561 | 4 | 168837 | Power Supply;DinRail,100W, CL2 | Altech Corporation | PSC-9624 | 52.61 | 50.11 | N | 52.61 | 50.11 | 52.61
ALT-PSS10024 | 166561 | 2 | 168837 | POWER SUPPLY, 85-264VAC/24VDC,4A | Altech Corporation | PS-S10024 | 81.2433 | 82.4 | N | 81.2433 | 82.4 | 82.4
ALT-S1 | 10510 | 1 | 168837 | N.O. Silver Switch Contacts Panel Mn | Altech Corporation | S1 | 2.92 | 16.138 | N | 2.92 | 16.138 | 16.138
ALT-S1 | 166553 | 60 | 168837 | N.O. Silver Switch Contacts Panel Mn | Altech Corporation | S1 | 2.92 | 2.6758 | Y | 2.92 | 16.138 | 16.138
ALT-S1 | 166557 | 8 | 168837 | N.O. Silver Switch Contacts Panel Mn | Altech Corporation | S1 | 2.92 | 2.6103 | Y | 2.92 | 16.138 | 16.138
ALT-S1 | 166559 | 26 | 168837 | N.O. Silver Switch Contacts Panel Mn | Altech Corporation | S1 | 2.92 | 2.8597 | Y | 2.92 | 16.138 | 16.138
ALT-S1 | 166561 | 6 | 168837 | N.O. Silver Switch Contacts Panel Mn | Altech Corporation | S1 | 2.92 | 2.6989 | Y | 2.92 | 16.138 | 16.138
ALT-S1 | 175883 | 1 | 168837 | N.O. Silver Switch Contacts Panel Mn | Altech Corporation | S1 | 2.92 | 2.78 | N | 2.92 | 16.138 | 16.138
ALT-S2 | 166553 | 47 | 168837 | N.C. Silver Switch Contacts Panel Mn | Altech Corporation | S2 | 2.92 | 2.4866 | Y | 2.92 | 2.8407 | 2.92
ALT-S2 | 166557 | 46 | 168837 | N.C. Silver Switch Contacts Panel Mn | Altech Corporation | S2 | 2.92 | 2.191 | Y | 2.92 | 2.8407 | 2.92
ALT-S2 | 166559 | 62 | 168837 | N.C. Silver Switch Contacts Panel Mn | Altech Corporation | S2 | 2.92 | 2.8407 | Y | 2.92 | 2.8407 | 2.92
ALT-S2 | 166561 | 3 | 168837 | N.C. Silver Switch Contacts Panel Mn | Altech Corporation | S2 | 2.92 | 2.623 | Y | 2.92 | 2.8407 | 2.92
ALT-S2 | 175883 | 12 | 133602 | N.C. Silver Switch Contacts Panel Mn | BELIMO AIRCONTROLS (USA), INC | ALT-S2 | 2.78 | 2.78 | N | 2.92 | 2.8407 | 2.92
ALT-S5 | 173042 | 7 | 168837 | FUSE(S) | Altech Corporation | S5 | 2.92 | 1.32 | N | 2.92 | 1.32 | 2.92
ALT-SP254UN | 166561 | 177 | 168837 | Terminal Block Separator Plate CTS4U | Altech Corporation | SP2.5/4UN | 0.15 | 0.07 | N | 0.15 | 0.14 | 0.15
ALT-SP254UN | 173042 | 96 | 168837 | Terminal Block Separator Plate CTS4U | Altech Corporation | SP2.5/4UN | 0.15 | 0.14 | Y | 0.15 | 0.14 | 0.15
ALT-SP254UN | 175883 | 99 | 168837 | Terminal Block Separator Plate CTS4U | Altech Corporation | SP2.5/4UN | 0.15 | 0.04 | N | 0.15 | 0.14 | 0.15
ALT-TL5001 | 166553 | 5 | 168837 | Tower Light, 50mm, Short Base Plasti | Altech Corporation | TL5001 | 34.04 | 31.2268 | Y | 34.04 | 31.2268 | 34.04
ALT-TL50LA1W | 166553 | 2 | 168837 | Tower Light Amber LED Lite 120v | Altech Corporation | TL50LA1W | 37.53 | 25.3 | N | 37.53 | 25.3 | 37.53
ALT-TL50LA2U | 166553 | 5 | 168837 | 24vac/dc AMBER Flashing LED Tower Li | Altech Corporation | TL50LA2U | 44.51 | 41.15 | Y | 44.51 | 41.15 | 44.51
ALT-TL50LB2T | 166553 | 4 | 168837 | 120V BLue Flashing LED Tower Light | Altech Corporation | TL50LB2T | 44.51 | 39.57 | N | 44.51 | 39.57 | 44.51
ALT-TL50LB2U | 166553 | 1 | 168837 | Tower Light, 50mm, Lens Module | Altech Corporation | TL50LB2U | 44.51 | 41.15 | N | 44.51 | 41.15 | 44.51
ALT-TL50LB2W | 166553 | 5 | 168837 | PART | Altech Corporation | TL50LB2W | 46.25 | 36.5511 | Y | 46.25 | 36.5511 | 46.25
ALT-TL50LG2U | 166553 | 4 | 168837 | 24vac/dc GREEN Flashing LED Tower Li | Altech Corporation | TL50LG2U | 44.51 | 36.995 | Y | 44.51 | 36.995 | 44.51
ALT-TL50LR1U | 166553 | 1 | 168837 | Tower light lens, Red,24V,LED | Altech Corporation | TL50LR1U | 35.78 | 35.78 | Y | 35.78 | 35.78 | 35.78
ALT-TL50LR2U | 166553 | 4 | 168837 | 24vac/dc RED Flashing LED Tower Ligh | Altech Corporation | TL50LR2U | 44.51 | 41.15 | Y | 44.51 | 41.15 | 44.51
ALT-TL50LR2W | 166553 | 6 | 168837 | Tower Light Red LED Lite 120v | Altech Corporation | TL50LR2W | 46.25 | 39.8343 | Y | 46.25 | 39.8343 | 46.25
ALT-TL50LY1W | 166553 | 8 | 168837 | Tower Light Yellow LED Lite 120v | Altech Corporation | TL50LY1W | 37.53 | 32.025 | Y | 37.53 | 32.025 | 37.53
ALT-TL50Z2U | 166553 | 3 | 168837 | 24vac/dc Horn Intermitent for Tower | Altech Corporation | TL50Z2U | 56.73 | 48.6988 | Y | 56.73 | 48.6988 | 56.73
ALT-TL50Z2W | 166553 | 3 | 168837 | Twr Lite, 50mm, Horn 110v 80dB Inter | Altech Corporation | TL50Z2W | 56.73 | 38.763 | N | 56.73 | 38.763 | 56.73
ALT-UA111 | 166559 | 2 | 168837 | AUX, 1NO/1NC, 22AF-150AF, Side-Mnt | Altech Corporation | UA-1-11 | 8.03 | 7.64 | N | 8.03 | 7.64 | 8.03
ALT-UA211 | 166559 | 2 | 168837 | AUX SWITCH 1NO/1NC TOP MOUNT | Altech Corporation | UA-2-11 | 8.33 | 5.71 | N | 8.33 | 5.71 | 8.33
ALT-UA211 | 166561 | 1 | 168837 | AUX SWITCH 1NO/1NC TOP MOUNT | Altech Corporation | UA-2-11 | 8.33 | 5.49 | N | 8.33 | 5.71 | 8.33
ALT-UR02 | 166561 | 6 | 168837 | MECHANICAL INTERLOCK (MC-9B to MC-10 | Altech Corporation | UR-02 | 13.62 | 8.891 | N | 13.62 | 8.891 | 13.62
ALT-UW22 | 166561 | 1 | 168837 | Interlock Wire Kit MC-9B to MC-22B | Altech Corporation | UW-22 | 12.89 | 8.68 | N | 12.89 | 8.68 | 12.89
ALT-UW32 | 166561 | 1 | 168837 | Interlock Wire Kit MC-32A to MC-40A | Altech Corporation | UW-32 | 13.29 | 8.95 | N | 13.29 | 8.95 | 13.29
ALT-UZ32 | 166559 | 1 | 168837 | MC MOUNTING BASE | Altech Corporation | UZ-32 | 7.49 | 5.27 | N | 7.49 | 6.92 | 7.49
ALT-UZ32 | 166561 | 3 | 168837 | MC MOUNTING BASE | Altech Corporation | UZ-32 | 7.49 | 6.92 | Y | 7.49 | 6.92 | 7.49
ALT-UZ63S | 166553 | 1 | 168837 | Overload Relay Base MC63 | Altech Corporation | UZ-63/S | 7.49 | 4.73 | N | 7.49 | 4.93 | 7.49
ALT-UZ63S | 166559 | 2 | 168837 | Overload Relay Base MC63 | Altech Corporation | UZ-63/S | 7.49 | 4.93 | N | 7.49 | 4.93 | 7.49
ALT-UZ63S | 166561 | 1 | 168837 | Overload Relay Base MC63 | Altech Corporation | UZ-63/S | 7.49 | 4.9034 | N | 7.49 | 4.93 | 7.49
ALT-UZ95L | 166559 | 1 | 168837 | MC Mounting Base, Lug | Altech Corporation | UZ-95/L | 11.49 | 11.49 | N | 11.49 | 11.49 | 11.49
ALT-WRENCH4928P | 166559 | 5 | 168837 | 4928P Mechanics Wrench Set | Altech Corporation | WRENCH4928P | 4.68 | 4.5 | N | 4.68 | 4.5 | 4.68
ALUMINUM LUGS | 175883 | 59 | 134179 | Terminal Mechanical Lug 2AWG | NEUCO INC. | ALUMINUM LUGS | 0 | 1.1972 | N | 0 | 1.1972 | 1.1972
AMA001 | 10510 | 51 | 168958 | Monti 3/8 acid brushwith tin handle | Monti And Associates Inc. | AMA-001 | 0.14 | 0.13904 | Y | 0.14 | 0.13904 | 0.14
AMA010 | 10510 | 12 | 168958 | Monti wire brush, carbon steelcurved han | Monti And Associates Inc. | AMA-010 | 4.207 | 4.1698 | Y | 4.207 | 4.1698 | 4.207
AMA010 | 175891 | 1 | 168958 | Monti wire brush, carbon steelcurved han | Monti And Associates Inc. | AMA-010 | 4.207 | 3.335 | Y | 4.207 | 4.1698 | 4.207
AMA0262X | 10510 | 4 | 168958 | COND FIN WISK BRUSH2/PKG | Monti And Associates Inc. | AMA-026-2X | 3.78 | 3.7528 | Y | 3.78 | 3.7528 | 3.78
AMA254 | 10510 | 26 | 168958 | Monti brass welders toothbrush7 overall | Monti And Associates Inc. | AMA-254 | 1.296 | 1.3134 | Y | 1.296 | 1.3134 | 1.3134
AMA254 | 175891 | 1 | 168958 | Monti brass welders toothbrush7 overall | Monti And Associates Inc. | AMA-254 | 1.296 | 1.261 | Y | 1.296 | 1.3134 | 1.3134
AMC-103. | 10008 | 0 | 192831 | Control Board | Paid with UMB Visa P-Card | AMC-103 | 285 | 0 | N | 285 | 0 | 285
AMG120240VAC | 10510 | 12 | 134565 | Alco solenoid coil 120/240Vwith junction | COPELAND COMFORT CONTROL LP | AMG-120/240VAC | 33.904 | 33.7294 | Y | 33.904 | 33.7294 | 33.904
AMG120VAC | 10510 | 18 | 134565 | Alco solenoid coil 120Vwith junction box | COPELAND COMFORT CONTROL LP | AMG-120VAC | 27.499 | 27.499 | Y | 27.499 | 27.499 | 27.499
AMG208240VAC | 10510 | 10 | 134565 | Alco solenoid coil 208/240Vwith junction | COPELAND COMFORT CONTROL LP | AMG-208/240VAC | 32.9235 | 32.3013 | Y | 32.9235 | 32.3013 | 32.9235
AMG208240VAC | 175891 | 2 | 134565 | Alco solenoid coil 208/240Vwith junction | COPELAND COMFORT CONTROL LP | AMG-208/240VAC | 32.9235 | 32.3013 | N | 32.9235 | 32.3013 | 32.9235
AMG24VAC | 10510 | 10 | 134565 | Alco solenoid coil 24Vwith junction box | COPELAND COMFORT CONTROL LP | AMG-24VAC | 25.182 | 33.68 | Y | 25.182 | 33.68 | 33.68
AMG480VAC | 10510 | 2 | 134565 | Alco solenoid coil 480Vwith junction box | COPELAND COMFORT CONTROL LP | AMG-480VAC | 37.45 | 37.45 | Y | 37.45 | 37.45 | 37.45
AN16ANOTC | 175888 | 1 | 183180 | Non-Comb STR FRDM OPE 24V | Nassor Electrical Supply [DO NOT USE, USE 134472] | AN16ANOTC | 387.23 | 387.23 | N | 387.23 | 387.23 | 387.23
AN16GN0AB | 175891 | 1 | 176391 | Eaton 3 Pole 120v Starter | EQUIPTEX INDUSTRIAL PRODUCTS CORP-PF | AN16GN0AB | 494.4 | 494.4 | N | 494.4 | 494.4 | 494.4
ANT20315 | 10008 | 6 | 134435 | Extension for external antenna, length 6 | THERMOKON AMERICAS LP | ANT20-315 | 44.5 | 44.5 | N | 44.5 | 44.5 | 44.5
AOFD553 | 10510 | 3 | 134565 | Alco oil filter drier100% molecular siev | COPELAND COMFORT CONTROL LP | AOFD553 | 44.263 | 44.263 | Y | 44.263 | 44.263 | 44.263
AOW101BGR | 175883 | 2 | 183588 | NC Maintained Push Button | Hoffman Building Technologies | AOW101BGR | 0.005 | 0.005 | N | 0.005 | 0.005 | 0.005
AOW110BGR | 175883 | 2 | 183588 | NO Maintained Push Button | Hoffman Building Technologies | AOW110BGR | 0.005 | 0.005 | N | 0.005 | 0.005 | 0.005
AOW111BGR | 175883 | 2 | 183588 | NO/NC Maintained Push Button | Hoffman Building Technologies | AOW111BGR | 0.005 | 0.005 | N | 0.005 | 0.005 | 0.005
AP2710BH | 10510 | 3 | 187631 | Panasonic 30' line set1/4 x 3/4 x 30' | PANASONIC CORPORATION | AP2710BH | 58.69 | 58.4033 | N | 58.69 | 58.4033 | 58.69
AP4SDEK | 166561 | 3 | 168954 | 1900 Box 4X4 Handi-Box | Midcoast Electric Supply, Inc. | AP4SDEK | 1.68 | 1.68 | N | 1.68 | 1.68 | 1.68
APE | 166561 | 7 | 164144 | EMERGENCY STOP LEGEND PLATE | FactoryMation, LLC | APE | 2.75 | 2.75 | N | 2.75 | 2.75 | 2.75
APOLLO112INBALLVALVE | 175891 | 2 | 177101 | W/ ACTUATOR, SOLENOID, SWITCHES | APOLLO VALVES | APOLLO112INBALLVALVE | 728.45 | 728.45 | N | 728.45 | 728.45 | 728.45
APR5 | 10510 | 7 | 134395 | ADJUSTABLE POTENTIAL RELAY | SUPCO SEALED UNIT PARTS CO., INC. / NSI | APR5 | 0 | 0 | N | 0 | 0 | 0
APS1520V | 175883 | 4 | 130004 | 1.5 amp adj. 20vdc pwr supply | Automation Components Inc (ACI) | APS1520V | 23.7225 | 23.7225 | N | 23.7225 | 23.7225 | 23.7225
APW199 | 10510 | 16 | 187590 | Idec light socket less lampand cover | HALLOCK COMPANY INC. | APW-199 | 11.009 | 10.669 | Y | 11.009 | 11.009 | 11.009
APW199 | 175891 | 5 | 187590 | Idec light socket less lampand cover | HALLOCK COMPANY INC. | APW-199 | 11.009 | 11.009 | N | 11.009 | 11.009 | 11.009
APW199D-G-12 | 175883 | 8 | 134342 | Pilot Light, Grn, 12V Direct, LED | SCHNEIDER ELECTRIC BUILDINGS AMERICAS, INC | APW199D-G-12 | 0 | 25.54 | N | 0 | 25.54 | 25.54
APW199D-R-12 | 175883 | 4 | 134342 | IDEC, PILOT LIGHT, RED, 12V DIRECT, LED | SCHNEIDER ELECTRIC BUILDINGS AMERICAS, INC | APW199D-R-12 | 0 | 25.54 | N | 0 | 25.54 | 25.54
APW2LUA | 10510 | 14 | 187590 | Idec amber lensuse with APW-199 | HALLOCK COMPANY INC. | APW2LU-A | 1.324 | 1.324 | Y | 1.324 | 1.324 | 1.324
APW2LUA | 175891 | 3 | 187590 | Idec amber lensuse with APW-199 | HALLOCK COMPANY INC. | APW2LU-A | 1.324 | 1.26 | N | 1.324 | 1.324 | 1.324
APW2LUG | 10510 | 4 | 187590 | Idec green lensuse with APW-199 | HALLOCK COMPANY INC. | APW2LU-G | 1.41 | 1.41 | Y | 1.41 | 1.41 | 1.41
APW2LUR | 10510 | 3 | 187590 | Idec red lensuse with APW-199 | HALLOCK COMPANY INC. | APW2LU-R | 1.56 | 1.56 | Y | 1.56 | 1.56 | 1.56
APW2LUW | 10510 | 2 | 187590 | Idec white lensuse with APW-199 | HALLOCK COMPANY INC. | APW2LU-W | 1.336 | 1.336 | Y | 1.336 | 1.336 | 1.336
APW2LUW | 175891 | 3 | 187590 | Idec white lensuse with APW-199 | HALLOCK COMPANY INC. | APW2LU-W | 1.336 | 1.295 | N | 1.336 | 1.336 | 1.336
ARA24ADA | 166561 | 1 | 177071 | DIVERSIFIED RELAY | AUTOMATIC TIME CONTROLS | ARA-24-ADA | 167.51 | 167.51 | N | 167.51 | 167.51 | 167.51
ARH310KCPR2 | 175883 | 5 | 130004 | Room Humidity/Temp xmttr 3% | Automation Components Inc (ACI) | ARH310KCPR2 | 71.55 | 83.75 | N | 71.55 | 83.75 | 83.75
ARH3RECS | 175883 | 22 | 130004 | ACI- RH transmitter, room, ECS | Automation Components Inc (ACI) | ARH3RECS | 83.7 | 83.7 | N | 83.7 | 83.7 | 83.7
ARH3TT1KD | 175891 | 2 | 130004 | Humidity/Temp Combo, TT1K, Duct, 3 Perce | Automation Components Inc (ACI) | A/RH3-TT1K-D | 95 | 95 | N | 95 | 95 | 95
ARP120A6R | 173042 | 3 | 168859 | MACROMATIC120/60 ALTERNATING RELAY | *DO NOT USE* Paid with Divvy Card | ARP120A6R | 80.6582 | 80.6582 | N | 80.6582 | 80.6582 | 80.6582
ARTIKCONTROLWIC | 166559 | 1 | 176020 | Full System Controller for Walk-In | Refrigeration Technologies, LLC [DO NOT USE] | ARTIKCONTROLWIC | 1031.25 | 1031.25 | N | 1031.25 | 1031.25 | 1031.25
ARTIKCONTROLWIF | 166559 | 1 | 172409 | ArtikController for a Freezer | Refrigeration Technologies | ArtikControl-WIF | 1743.75 | 1743.75 | N | 1743.75 | 1743.75 | 1743.75
AS114 | 175891 | 1 | 133540 | WATTS 1-1/4IN AIR SCOOP | WATTS REGULATOR CO | AS114 | 14.48 | 14.48 | N | 14.48 | 14.48 | 14.48
AS693232SNP | 175888 | 2 | 176583 | APPLIES SYS CABLEM | APPLIED SYSTEMS ENG. | AS693232SNP | 77.2136 | 77.2136 | N | 77.2136 | 77.2136 | 77.2136
ASC-064982004D | 10510 | 1 | 133472 | ASCO COIL | ASCO L.P. | 064982-004-D | 109.2 | 50.4 | N | 109.2 | 50.4 | 109.2
ASC-099257001D | 173042 | 2 | 133472 | ASCO Solenoid Replacement Coil 120v | ASCO L.P. | 099257-001-D | 152.1 | 166.4 | Y | 152.1 | 166.4 | 166.4
ASC-099257004D | 10510 | 1 | 133472 | 24/60 COIL | ASCO L.P. | 099257004D50 | 152.1 | 129.125 | Y | 152.1 | 129.125 | 152.1
ASC-099257004D | 175891 | 1 | 133472 | 24/60 COIL | ASCO L.P. | 099257004D50 | 152.1 | 93.24 | Y | 152.1 | 129.125 | 152.1
ASC-099257005D | 10510 | 1 | 133472 | ASCO SOLENOID COIL, 120/60 CLASS F | ASCO L.P. | 099257-005-D | 197.6 | 186.4289 | Y | 197.6 | 197.6 | 197.6
ASC-099257005D | 175891 | 1 | 133472 | ASCO SOLENOID COIL, 120/60 CLASS F | ASCO L.P. | 099257-005-D | 197.6 | 197.6 | Y | 197.6 | 197.6 | 197.6
ASC-238210005D | 10510 | 1 | 133472 | 24V 6.1 WATT COIL | ASCO L.P. | 238210-005-D | 105.3 | 105.3 | Y | 105.3 | 105.3 | 105.3
ASC-238210005D | 166553 | 5 | 133472 | 24V 6.1 WATT COIL | ASCO L.P. | 238210-005-D | 105.3 | 80.7625 | N | 105.3 | 105.3 | 105.3
ASC-238210005D | 166559 | 1 | 133472 | 24V 6.1 WATT COIL | ASCO L.P. | 238210-005-D | 105.3 | 69 | N | 105.3 | 105.3 | 105.3
ASC-238210005D | 166561 | 3 | 133472 | 24V 6.1 WATT COIL | ASCO L.P. | 238210-005-D | 105.3 | 72 | N | 105.3 | 105.3 | 105.3
ASC-238210005D | 173042 | 3 | 133472 | 24V 6.1 WATT COIL | ASCO L.P. | 238210-005-D | 105.3 | 105.3 | Y | 105.3 | 105.3 | 105.3
ASC-238210005D | 175888 | 4 | 133472 | 24V 6.1 WATT COIL | ASCO L.P. | 238210-005-D | 105.3 | 91.3334 | Y | 105.3 | 105.3 | 105.3
ASC-238210005D | 175890 | 8 | 133472 | 24V 6.1 WATT COIL | ASCO L.P. | 238210-005-D | 105.3 | 91.1722 | Y | 105.3 | 105.3 | 105.3
ASC-238210005D | 175891 | 3 | 133472 | 24V 6.1 WATT COIL | ASCO L.P. | 238210-005-D | 105.3 | 101.5267 | Y | 105.3 | 105.3 | 105.3
ASC-238210032D | 10510 | 68 | 133472 | COIL RHM6 | ASCO L.P. | 238210-032-D | 105.3 | 33.1572 | N | 105.3 | 86.4643 | 105.3
ASC-238210032D | 166553 | 5 | 133472 | COIL RHM6 | ASCO L.P. | 238210-032-D | 105.3 | 86.4643 | N | 105.3 | 86.4643 | 105.3
ASC-238210032D | 175891 | 4 | 133472 | COIL RHM6 | ASCO L.P. | 238210-032-D | 105.3 | 28.8225 | Y | 105.3 | 86.4643 | 105.3
ASC-238210052D | 10510 | 1 | 133472 | 208V FT COIL 6.1Watts | ASCO L.P. | 238210-052-D | 105.3 | 100.75 | Y | 105.3 | 100.75 | 105.3
ASC-238210058D | 10510 | 3 | 133472 | 240V FT COIL 6.1Watts | ASCO L.P. | 238210-058-D | 105.3 | 105.3 | Y | 105.3 | 105.3 | 105.3
ASC-238410005D | 173042 | 2 | 133472 | COIL RHM6 | ASCO L.P. | 238410-005-D | 232.05 | 113.4 | N | 232.05 | 113.4 | 232.05
ASC-238610005D | 10510 | 4 | 133472 | 24V COIL | ASCO L.P. | 238610-005-D | 113.75 | 112.9869 | Y | 113.75 | 113.75 | 113.75
ASC-238610005D | 166561 | 21 | 133472 | 24V COIL | ASCO L.P. | 238610-005-D | 113.75 | 105.95 | N | 113.75 | 113.75 | 113.75
ASC-238610005D | 173042 | 3 | 133472 | 24V COIL | ASCO L.P. | 238610-005-D | 113.75 | 113.75 | Y | 113.75 | 113.75 | 113.75
ASC-238610005D | 175888 | 4 | 133472 | 24V COIL | ASCO L.P. | 238610-005-D | 113.75 | 111.01 | Y | 113.75 | 113.75 | 113.75
ASC-238610005D | 175891 | 5 | 133472 | 24V COIL | ASCO L.P. | 238610-005-D | 113.75 | 81.3032 | Y | 113.75 | 113.75 | 113.75
ASC-238610032D | 10510 | 16 | 133472 | ASCO 120/60 coil | ASCO L.P. | 238610-032-D | 113.75 | 75.3898 | Y | 113.75 | 75.3898 | 113.75
ASC-238610032D | 173042 | 11 | 133472 | ASCO 120/60 coil | ASCO L.P. | 238610-032-D | 113.75 | 66.78 | N | 113.75 | 75.3898 | 113.75
ASC-238610132D | 173042 | 1 | 133472 | 120/60 COIL | ASCO L.P. | 238610-132-D | 142.35 | 118.44 | N | 142.35 | 118.44 | 142.35
ASC-238810005D | 173042 | 1 | 133472 | 24V.COIL | ASCO L.P. | 238813-005-D | 226.85 | 112.14 | N | 226.85 | 112.14 | 226.85
ASC-272610005D | 10510 | 3 | 133472 | COIL RHM12 | ASCO L.P. | 272610-005-D | 147.55 | 135.8167 | Y | 147.55 | 135.8167 | 147.55
ASC-272610005D | 173042 | 1 | 133472 | COIL RHM12 | ASCO L.P. | 272610-005-D | 147.55 | 122.22 | N | 147.55 | 135.8167 | 147.55
ASC-272610005D | 175891 | 2 | 133472 | COIL RHM12 | ASCO L.P. | 272610-005-D | 147.55 | 129.15 | Y | 147.55 | 135.8167 | 147.55
ASC-296806 | 10510 | 1 | 133472 | 296806 ASC | ASCO L.P. | 296806 | 156.65 | 156.65 | Y | 156.65 | 156.65 | 156.65
ASC-302104V | 173042 | 2 | 133472 | REBUILD KIT 8320 AC | ASCO L.P. | 302104 | 119.6 | 197.6 | N | 119.6 | 197.6 | 197.6
ASC-302273 | 10510 | 1 | 133472 | Repair Kit for 1/2" NC ASCO Valve-82 | ASCO L.P. | 302273 | 91.65 | 95.55 | Y | 91.65 | 95.55 | 95.55
ASC-302273 | 166561 | 1 | 133472 | Repair Kit for 1/2" NC ASCO Valve-82 | ASCO L.P. | 302273 | 91.65 | 72.75 | N | 91.65 | 95.55 | 95.55
ASC-302276 | 10510 | 2 | 133472 | REBUILD KIT 8210 AC | ASCO L.P. | 302276 | 113.75 | 118.2907 | Y | 113.75 | 118.2907 | 118.2907
ASC-302277 | 10510 | 3 | 133472 | REBUILD KIT 8210 AC | ASCO L.P. | 302277 | 98.15 | 77.91 | Y | 98.15 | 77.91 | 98.15
ASC-302305 | 173042 | 3 | 133472 | REBUILD KIT 8210 AC | ASCO L.P. | 302305 | 109.2 | 113.75 | N | 109.2 | 113.75 | 113.75
ASC-302355 | 173042 | 1 | 133472 | REBUILD KIT 8215 AC | ASCO L.P. | 302355 | 245.7 | 208.63 | N | 245.7 | 208.63 | 245.7
ASC-302713MO | 175891 | 1 | 133472 | ASCO REPAIR KIT | ASCO L.P. | 302713-MO | 497.51 | 233.73 | N | 497.51 | 233.73 | 497.51
ASC-34300014 | 10510 | 1 | 133472 | Asco 1-1/2 0-160 PSIgauge | ASCO L.P. | 34300014 | 66.95 | 7.65 | N | 66.95 | 7.65 | 66.95
ASC-8040G021AC1206011050D | 10510 | 3 | 133472 | 3/8" NC 0-2#GasValve210000btu | ASCO L.P. | 8040G021AC120/60,110/50D | 118.3 | 116.35 | Y | 118.3 | 116.35 | 118.3
ASC-8040G022AC1206011050D | 10510 | 6 | 133472 | 1/2NPT NC ALUM 10.1/F W AC (20030) | ASCO L.P. | 8040G022AC120/60,110/50D | 138.45 | 159.25 | Y | 138.45 | 159.25 | 159.25
ASC-8040G022AC2460D | 10510 | 1 | 133472 | 1/2" NC gas valve | ASCO L.P. | 8040G022AC24/60D | 0 | 145.6 | N | 0 | 145.6 | 145.6
ASC-8040G023AC1206011050D | 10510 | 5 | 133472 | 3/4 X 3/4 2NC ALUMIN10.1/F W | ASCO L.P. | 8040G023AC120/60,110/50D | 139.1 | 146.25 | Y | 139.1 | 146.25 | 146.25
ASC-8040H006AC1206011050D | 10510 | 1 | 133472 | 1/8" GAS VALVE N/C | ASCO L.P. | 8040H006AC120/60,110/50D | 69.55 | 13.13 | N | 69.55 | 69.55 | 69.55
ASC-8040H006AC1206011050D | 166553 | 6 | 133472 | 1/8" GAS VALVE N/C | ASCO L.P. | 8040H006AC120/60,110/50D | 69.55 | 63.475 | Y | 69.55 | 69.55 | 69.55
ASC-8040H006AC1206011050D | 166557 | 2 | 133472 | 1/8" GAS VALVE N/C | ASCO L.P. | 8040H006AC120/60,110/50D | 69.55 | 58.8 | N | 69.55 | 69.55 | 69.55
ASC-8040H006AC1206011050D | 166561 | 5 | 133472 | 1/8" GAS VALVE N/C | ASCO L.P. | 8040H006AC120/60,110/50D | 69.55 | 35.672 | N | 69.55 | 69.55 | 69.55
ASC-8040H006AC1206011050D | 173042 | 9 | 133472 | 1/8" GAS VALVE N/C | ASCO L.P. | 8040H006AC120/60,110/50D | 69.55 | 55.178 | N | 69.55 | 69.55 | 69.55
ASC-8040H006AC1206011050D | 175891 | 1 | 133472 | 1/8" GAS VALVE N/C | ASCO L.P. | 8040H006AC120/60,110/50D | 69.55 | 69.55 | N | 69.55 | 69.55 | 69.55
ASC-8040H006AC24602250D | 166553 | 4 | 134342 | 1/8" GAS PILOT VLV 24/60VAC | SCHNEIDER ELECTRIC BUILDINGS AMERICAS, INC | 8040H006, 24/60 | 66.5125 | 66.5125 | N | 66.5125 | 66.5125 | 66.5125
ASC-8040H006AC24602250D | 166557 | 2 | 134342 | 1/8" GAS PILOT VLV 24/60VAC | SCHNEIDER ELECTRIC BUILDINGS AMERICAS, INC | 8040H006, 24/60 | 66.5125 | 58.8 | N | 66.5125 | 66.5125 | 66.5125
ASC-8040H007AC1206011050D | 10510 | 1 | 133472 | Asco 1/4 2-way solenoid valveNC 0-min pi | ASCO L.P. | 8040H007-120/60 | 70.2 | 81.25 | Y | 70.2 | 81.25 | 81.25
ASC-8040H007AC1206011050D | 166553 | 2 | 133472 | Asco 1/4 2-way solenoid valveNC 0-min pi | ASCO L.P. | 8040H007-120/60 | 70.2 | 58.1 | N | 70.2 | 81.25 | 81.25
ASC-8040H007AC1206011050D | 166557 | 3 | 133472 | Asco 1/4 2-way solenoid valveNC 0-min pi | ASCO L.P. | 8040H007-120/60 | 70.2 | 59.5 | N | 70.2 | 81.25 | 81.25
ASC-8040H007AC1206011050D | 166561 | 2 | 133472 | Asco 1/4 2-way solenoid valveNC 0-min pi | ASCO L.P. | 8040H007-120/60 | 70.2 | 59.5 | N | 70.2 | 81.25 | 81.25
ASC-8040H007AC1206011050D | 173042 | 10 | 133472 | Asco 1/4 2-way solenoid valveNC 0-min pi | ASCO L.P. | 8040H007-120/60 | 70.2 | 74.1 | Y | 70.2 | 81.25 | 81.25
ASC-8040H008AC1206011050D | 10510 | 6 | 133472 | 3/8 GAS VALVE (N/C) | ASCO L.P. | 8040H008AC120/60,110/50D | 69.2714 | 73.45 | Y | 69.2714 | 77.025 | 77.025
ASC-8040H008AC1206011050D | 166553 | 2 | 133472 | 3/8 GAS VALVE (N/C) | ASCO L.P. | 8040H008AC120/60,110/50D | 69.2714 | 73.45 | Y | 69.2714 | 77.025 | 77.025
ASC-8040H008AC1206011050D | 173042 | 6 | 133472 | 3/8 GAS VALVE (N/C) | ASCO L.P. | 8040H008AC120/60,110/50D | 69.2714 | 77.025 | Y | 69.2714 | 77.025 | 77.025
ASC-8040H008AC1206011050D | 175891 | 2 | 133472 | 3/8 GAS VALVE (N/C) | ASCO L.P. | 8040H008AC120/60,110/50D | 69.2714 | 73.45 | Y | 69.2714 | 77.025 | 77.025
ASC-8044A002CSAAC1206011050D | 10510 | 1 | 133472 | 1 IN 20W ALUM BODY 120 | ASCO L.P. | 8044A002CSAAC120/60,110/50D | 1370.2 | 700.3797 | N | 1370.2 | 700.3797 | 1370.2
ASC-8044A005CSAAC1206011050D | 10510 | 0 | 133472 | 1-1/4 X 1-5/8 NC GP 15.4W AC | ASCO L.P. | 8044A005CSAAC120/60,110/50D | 1457.3 | 1457.3 | N | 1457.3 | 1457.3 | 1457.3
ASC-8044B001CSAAC1206011050D | 10510 | 1 | 133472 | Asco 3/4 120/60VAC solenoidvalve free ha | ASCO L.P. | 8044B001CSAAC120/60,110/50D | 1348.75 | 742.85 | N | 1348.75 | 742.85 | 1348.75
ASC-8158A114X1X0000 | 10510 | 2 | 133472 | ASCO 2WAY, NC, 1.5", ALUMINUM BODY | ASCO L.P. | 8158A114X1X0000 | 189.36 | 169 | Y | 189.36 | 169 | 189.36
ASC-8158A114X1X0000 | 175891 | 1 | 133472 | ASCO 2WAY, NC, 1.5", ALUMINUM BODY | ASCO L.P. | 8158A114X1X0000 | 189.36 | 145.6 | N | 189.36 | 169 | 189.36
ASC-8158A116X1X0000 | 175891 | 3 | 133472 | HYDRAMOTOR GAS VALVE | ASCO L.P. | 8158A116X1X0000 | 193.05 | 164.738 | Y | 193.05 | 164.738 | 193.05
ASC-8158A220X1X0100 | 10510 | 4 | 133472 | Asco 3 seal trim w/ strnPOC valve for P1 | ASCO L.P. | 8158A220X1X0100 | 557.7 | 519.75 | Y | 557.7 | 519.75 | 557.7
ASC-8210B020AC1206011050D | 166553 | 3 | 133472 | 1/4 X 5/16 NC GP 6.5 W AC | ASCO L.P. | 8210B020AC120/60,110/50D | 140.4 | 75.7 | N | 140.4 | 75.7 | 140.4
ASC-8210B020AC1206011050D | 166561 | 2 | 133472 | 1/4 X 5/16 NC GP 6.5 W AC | ASCO L.P. | 8210B020AC120/60,110/50D | 140.4 | 44.1 | N | 140.4 | 75.7 | 140.4
ASC-8210B020AC1206011050D | 175890 | 1 | 133472 | 1/4 X 5/16 NC GP 6.5 W AC | ASCO L.P. | 8210B020AC120/60,110/50D | 140.4 | 75.7 | N | 140.4 | 75.7 | 140.4
ASC-8210B059AC1206011050D | 166561 | 1 | 133472 | 1 1/2 IN N/O SOL VLV(00275)120V | ASCO L.P. | 8210B059AC120/60,110/50D | 419.93 | 419.93 | N | 419.93 | 419.93 | 419.93
ASC-8210G001AC1206011050D | 10510 | 1 | 133472 | MSA 20032 3/8 IN NC BR VALVE 20032S | ASCO L.P. | 8210G001AC120/60,110/50D | 94.3821 | 82.292 | N | 94.3821 | 94.3821 | 94.3821
ASC-8210G001AC1206011050D | 175888 | 1 | 133472 | MSA 20032 3/8 IN NC BR VALVE 20032S | ASCO L.P. | 8210G001AC120/60,110/50D | 94.3821 | 94.3821 | N | 94.3821 | 94.3821 | 94.3821
ASC-8210G002AC1206011050D | 10510 | 4 | 133472 | 1/2" 5-200PSI N/C VALVE | ASCO L.P. | 8210G002AC120/60,110/50D | 107.25 | 118.8838 | Y | 107.25 | 118.8838 | 118.8838
ASC-8210G002AC1206011050D | 166560 | 1 | 133472 | 1/2" 5-200PSI N/C VALVE | ASCO L.P. | 8210G002AC120/60,110/50D | 107.25 | 54.88 | N | 107.25 | 118.8838 | 118.8838
ASC-8210G002AC1206011050D | 166561 | 2 | 133472 | 1/2" 5-200PSI N/C VALVE | ASCO L.P. | 8210G002AC120/60,110/50D | 107.25 | 102.05 | N | 107.25 | 118.8838 | 118.8838
ASC-8210G002AC1206011050D | 173042 | 5 | 133472 | 1/2" 5-200PSI N/C VALVE | ASCO L.P. | 8210G002AC120/60,110/50D | 107.25 | 105.8457 | Y | 107.25 | 118.8838 | 118.8838
ASC-8210G002AC1206011050D | 175888 | 4 | 133472 | 1/2" 5-200PSI N/C VALVE | ASCO L.P. | 8210G002AC120/60,110/50D | 107.25 | 102.05 | N | 107.25 | 118.8838 | 118.8838
ASC-8210G002AC1206011050D | 175891 | 3 | 133472 | 1/2" 5-200PSI N/C VALVE | ASCO L.P. | 8210G002AC120/60,110/50D | 107.25 | 116.1567 | Y | 107.25 | 118.8838 | 118.8838
ASC-8210G002AC2460D | 166553 | 2 | 133472 | ASCO 1/2" 2 Way 24V AC | ASCO L.P. | 8210G002AC24/60D | 95.8131 | 95.8131 | N | 95.8131 | 95.8131 | 95.8131
ASC-8210G002DC24DCD | 166561 | 1 | 133472 | ASC-8210G00224DC | ASCO L.P. | 8210G002DC24/DCD | 110.5 | 102.05 | N | 110.5 | 102.05 | 110.5
ASC-8210G002LFAC1206011050D | 10510 | 2 | 133472 | Asco 1/2 120V lead free N/C5# diff solen | ASCO L.P. | 8210G002LFAC120/60,110/50D | 139.1 | 144.625 | Y | 139.1 | 144.625 | 144.625
ASC-8210G003AC1206011050D | 166561 | 4 | 133472 | 3/4"5-150PSI N/C VALVE | ASCO L.P. | 8210G003AC120/60,110/50D | 166.4 | 171.6 | Y | 166.4 | 171.6 | 171.6
ASC-8210G003AC1206011050D | 173042 | 2 | 133472 | 3/4"5-150PSI N/C VALVE | ASCO L.P. | 8210G003AC120/60,110/50D | 166.4 | 171.6 | Y | 166.4 | 171.6 | 171.6
ASC-8210G003AC2460D | 166553 | 2 | 133472 | ¾" Solenoid Vlv 24VAC 2 way NC | ASCO L.P. | 8210G003AC2460D | 171.6 | 166.4 | N | 171.6 | 166.4 | 171.6
ASC-8210G004AC1206011050D | 10510 | 8 | 133472 | 1" 5-150PSI N/C VALVE 20077 | ASCO L.P. | 8210G004AC120/60,110/50D | 211.9 | 239.2 | Y | 211.9 | 239.2 | 239.2
ASC-8210G004AC1206011050D | 173042 | 0 | 133472 | 1" 5-150PSI N/C VALVE 20077 | ASCO L.P. | 8210G004AC120/60,110/50D | 211.9 | 211.9 | Y | 211.9 | 239.2 | 239.2
ASC-8210G004AC1206011050D | 175888 | 7 | 133472 | 1" 5-150PSI N/C VALVE 20077 | ASCO L.P. | 8210G004AC120/60,110/50D | 211.9 | 202.15 | N | 211.9 | 239.2 | 239.2
ASC-8210G004AC1206011050D | 175891 | 2 | 133472 | 1" 5-150PSI N/C VALVE 20077 | ASCO L.P. | 8210G004AC120/60,110/50D | 211.9 | 188.7074 | Y | 211.9 | 239.2 | 239.2
ASC-8210G004AC2460D | 175888 | 3 | 133472 | 1" 2-WAY Solenoid Vlv 24VAC COIL | ASCO L.P. | 8210G004AC2460D | 211.9 | 67.3833 | N | 211.9 | 67.3833 | 211.9
ASC-8210G004LFAC2460D | 175888 | 2 | 133472 | Valve,Solenoid, 2 Way Normally Closed, 1 | ASCO L.P. | 8210G004LFAC24/60D | 257.4 | 273 | Y | 257.4 | 273 | 273
ASC-8210G004LFAC2460D | 175890 | 1 | 133472 | Valve,Solenoid, 2 Way Normally Closed, 1 | ASCO L.P. | 8210G004LFAC24/60D | 257.4 | 273 | N | 257.4 | 273 | 273
ASC-8210G008AC1206011050D | 10510 | 3 | 133472 | 1-1/4X 1-1/ 4NC BRASS 6.1watt 120v | ASCO L.P. | 8210G008AC120/60,110/50D | 250.25 | 236.7883 | Y | 250.25 | 246.35 | 250.25
ASC-8210G008AC1206011050D | 175888 | 6 | 133472 | 1-1/4X 1-1/ 4NC BRASS 6.1watt 120v | ASCO L.P. | 8210G008AC120/60,110/50D | 250.25 | 246.35 | N | 250.25 | 246.35 | 250.25
ASC-8210G008AC1206011050D | 175890 | 1 | 133472 | 1-1/4X 1-1/ 4NC BRASS 6.1watt 120v | ASCO L.P. | 8210G008AC120/60,110/50D | 250.25 | 246.35 | N | 250.25 | 246.35 | 250.25
ASC-8210G009AC1206011050D | 10510 | 1 | 133472 | 3/4" 5-125PSI N/C VALVE | ASCO L.P. | 8210G009AC120/60,110/50D | 121.55 | 117.65 | Y | 121.55 | 125.45 | 125.45
ASC-8210G009AC1206011050D | 173042 | 5 | 133472 | 3/4" 5-125PSI N/C VALVE | ASCO L.P. | 8210G009AC120/60,110/50D | 121.55 | 125.45 | Y | 121.55 | 125.45 | 125.45
ASC-8210G009AC1206011050D | 175888 | 5 | 133472 | 3/4" 5-125PSI N/C VALVE | ASCO L.P. | 8210G009AC120/60,110/50D | 121.55 | 115.7 | Y | 121.55 | 125.45 | 125.45
ASC-8210G009AC1206011050D | 175890 | 2 | 133472 | 3/4" 5-125PSI N/C VALVE | ASCO L.P. | 8210G009AC120/60,110/50D | 121.55 | 103.5399 | Y | 121.55 | 125.45 | 125.45
ASC-8210G009AC1206011050D | 175891 | 1 | 133472 | 3/4" 5-125PSI N/C VALVE | ASCO L.P. | 8210G009AC120/60,110/50D | 121.55 | 109.7087 | Y | 121.55 | 125.45 | 125.45
ASC-8210G009MO1206011 | 173042 | 3 | 133472 | 8210G009MO 120/60,1 | ASCO L.P. | 8210G009MO120/60,110/50 | 238.21 | 238.21 | N | 238.21 | 238.21 | 238.21
ASC-8210G01412060 | 10510 | 1 | 133472 | 8210G014 120/60 | ASCO L.P. | 8210G014120/60 | 306.8 | 345.8 | Y | 306.8 | 345.8 | 345.8
ASC-8210G018AC1206011050D | 10510 | 2 | 133472 | Asco 1.25"NPT N/O 120 volt solenoid | ASCO L.P. | 8210G018120/60,110/50 | 308 | 340.6 | N | 308 | 340.6 | 340.6
ASC-8210G022AC1206011050D | 10510 | 5 | 133472 | 1-1/X 1-1/ 2NC BRASS 6.1 /F W 20132 | ASCO L.P. | 8210G022AC120/60,110/50D | 386.0554 | 384.1203 | Y | 386.0554 | 384.1203 | 386.0554
ASC-8210G022AC1206011050D | 175888 | 6 | 133472 | 1-1/X 1-1/ 2NC BRASS 6.1 /F W 20132 | ASCO L.P. | 8210G022AC120/60,110/50D | 386.0554 | 374.4 | Y | 386.0554 | 384.1203 | 386.0554
ASC-8210G022AC1206011050D | 175890 | 1 | 133472 | 1-1/X 1-1/ 2NC BRASS 6.1 /F W 20132 | ASCO L.P. | 8210G022AC120/60,110/50D | 386.0554 | 374.4 | N | 386.0554 | 384.1203 | 386.0554
ASC-8210G022AC1206011050D | 175891 | 3 | 133472 | 1-1/X 1-1/ 2NC BRASS 6.1 /F W 20132 | ASCO L.P. | 8210G022AC120/60,110/50D | 386.0554 | 381.826 | N | 386.0554 | 384.1203 | 386.0554
ASC-8210G022LF1206011050VAC | 175890 | 0 | 133472 | CV225 | ASCO L.P. | ASC-8210G022LF1206011050VAC | 501.15 | 501.15 | N | 501.15 | 501.15 | 501.15
ASC-8210G022LFAC2460D | 175890 | 0 | 133472 | 1-1/X 1-1/ 2NC BRASS 6.1 /F W | ASCO L.P. | 8210G022LFAC24/60D | 466.05 | 501.15 | N | 466.05 | 501.15 | 501.15
ASC-8210G032AC1206011050 | 173042 | 1 | 133472 | 1 1/2"NO 5-150LBS 120 volt | ASCO L.P. | 8210G030120/60,110/50 | 367.29 | 367.29 | N | 367.29 | 367.29 | 367.29
ASC-8210G0331206011050 | 10510 | 1 | 133472 | MSA 20146 3/8 IN NO VALVE | ASCO L.P. | 8210G033120/60,110/50 | 187.74 | 219.05 | Y | 187.74 | 219.05 | 219.05
ASC-8210G034AC1206011050D | 173042 | 2 | 133472 | 1/2" 0-150PSI N/O VALVE 20154 | ASCO L.P. | 8210G034AC120/60,110/50D | 190.4622 | 214.7167 | Y | 190.4622 | 214.7167 | 214.7167
ASC-8210G034AC1206011050D | 175888 | 1 | 133472 | 1/2" 0-150PSI N/O VALVE 20154 | ASCO L.P. | 8210G034AC120/60,110/50D | 190.4622 | 190.4622 | N | 190.4622 | 214.7167 | 214.7167
ASC-8210G035AC1206011050D | 10510 | 1 | 133472 | 3/4" 0-150 N/O VALVE | ASCO L.P. | 8210G035AC120/60,110/50D | 212.55 | 207.8175 | Y | 212.55 | 207.8175 | 212.55
ASC-8210G035AC1206011050D | 166561 | 1 | 133472 | 3/4" 0-150 N/O VALVE | ASCO L.P. | 8210G035AC120/60,110/50D | 212.55 | 193.62 | N | 212.55 | 207.8175 | 212.55
ASC-8210G035AC2460D | 175890 | 2 | 133472 | 8210G035 24/60 | ASCO L.P. | 8210G035AC24/60D | 203.4045 | 203.4045 | N | 203.4045 | 203.4045 | 203.4045
ASC-8210G035LF1206011050 | 10510 | 3 | 133472 | 3/4 ASCO N/O LEAD FREE | ASCO L.P. | 8210G035LF120/60,110/50 | 397.15 | 250.25 | Y | 397.15 | 250.25 | 397.15
ASC-8210G035LF1206011050 | 175890 | 3 | 133472 | 3/4 ASCO N/O LEAD FREE | ASCO L.P. | 8210G035LF120/60,110/50 | 397.15 | 193.6579 | N | 397.15 | 250.25 | 397.15
ASC-8210G054AC1206011050D | 173042 | 2 | 133472 | 1" NC0-150LBS | ASCO L.P. | 8210G054AC1206011050D | 281.45 | 303.875 | Y | 281.45 | 303.875 | 303.875
ASC-8210G055AC1206011050D | 10510 | 1 | 133472 | 1 1/4" NC0-150LBS | ASCO L.P. | 8210G055120/60 | 302.9 | 326.3 | Y | 302.9 | 326.3 | 326.3
ASC-8210G056AC1206011050D | 175888 | 1 | 133472 | 1 1/2"NC0-150LBS | ASCO L.P. | 8210G056120/60,110/50 | 427.05 | 440.05 | Y | 427.05 | 440.05 | 440.05
ASC-8210G073AC1206011050D | 175891 | 1 | 133472 | 8210G073AC120/60,110/50D ASC | ASCO L.P. | 8210G073120/60,110/50 | 88.4 | 88.4 | N | 88.4 | 88.4 | 88.4
ASC-8210G093AC1206011050D | 10510 | 1 | 133472 | 3/8" 0-150PSI N/C VALVE | ASCO L.P. | 8210G093AC120/60,110/50D | 122.85 | 110.16 | Y | 122.85 | 110.16 | 122.85
ASC-8210G094AC1206011050D | 10510 | 5 | 133472 | 1/2" 0-150PSI N/C VALVE | ASCO L.P. | 8210G094AC120/60,110/50D | 122.0143 | 133.5684 | Y | 122.0143 | 133.5684 | 133.5684
ASC-8210G094AC1206011050D | 166557 | 1 | 133472 | 1/2" 0-150PSI N/C VALVE | ASCO L.P. | 8210G094AC120/60,110/50D | 122.0143 | 107.8 | N | 122.0143 | 133.5684 | 133.5684
ASC-8210G094AC1206011050D | 173042 | 3 | 133472 | 1/2" 0-150PSI N/C VALVE | ASCO L.P. | 8210G094AC120/60,110/50D | 122.0143 | 130.52 | Y | 122.0143 | 133.5684 | 133.5684
ASC-8210G094AC1206011050D | 175888 | 5 | 133472 | 1/2" 0-150PSI N/C VALVE | ASCO L.P. | 8210G094AC120/60,110/50D | 122.0143 | 117 | N | 122.0143 | 133.5684 | 133.5684
ASC-8210G094AC1206011050D | 175890 | 1 | 133472 | 1/2" 0-150PSI N/C VALVE | ASCO L.P. | 8210G094AC120/60,110/50D | 122.0143 | 117 | N | 122.0143 | 133.5684 | 133.5684
ASC-8210G094AC1206011050D | 175891 | 5 | 133472 | 1/2" 0-150PSI N/C VALVE | ASCO L.P. | 8210G094AC120/60,110/50D | 122.0143 | 113.88 | Y | 122.0143 | 133.5684 | 133.5684
ASC-8210G095AC1206011050D | 10510 | 3 | 133472 | 3/4" 0-150PSI N/C VALVE | ASCO L.P. | 8210G095AC120/60,110/50D | 127.517 | 134.7677 | Y | 127.517 | 135.85 | 135.85
ASC-8210G095AC1206011050D | 166557 | 2 | 133472 | 3/4" 0-150PSI N/C VALVE | ASCO L.P. | 8210G095AC120/60,110/50D | 127.517 | 135.85 | Y | 127.517 | 135.85 | 135.85
ASC-8210G095AC1206011050D | 173042 | 7 | 133472 | 3/4" 0-150PSI N/C VALVE | ASCO L.P. | 8210G095AC120/60,110/50D | 127.517 | 135.85 | Y | 127.517 | 135.85 | 135.85
ASC-8210G095AC1206011050D | 175888 | 7 | 133472 | 3/4" 0-150PSI N/C VALVE | ASCO L.P. | 8210G095AC120/60,110/50D | 127.517 | 126.1 | Y | 127.517 | 135.85 | 135.85
ASC-8210G095AC1206011050D | 175890 | 7 | 133472 | 3/4" 0-150PSI N/C VALVE | ASCO L.P. | 8210G095AC120/60,110/50D | 127.517 | 112.3983 | N | 127.517 | 135.85 | 135.85
ASC-8210G095AC1206011050D | 175891 | 1 | 133472 | 3/4" 0-150PSI N/C VALVE | ASCO L.P. | 8210G095AC120/60,110/50D | 127.517 | 115.3208 | N | 127.517 | 135.85 | 135.85
ASC-8210G095AC2460D | 175888 | 6 | 133472 | ASCO 3/4" 2wy NC Solenoid valve | ASCO L.P. | 8210G095AC24/60D | 131.95 | 139.1 | Y | 131.95 | 139.1 | 139.1
ASC-8210G095AC2460D | 175890 | 5 | 133472 | ASCO 3/4" 2wy NC Solenoid valve | ASCO L.P. | 8210G095AC24/60D | 131.95 | 135.85 | Y | 131.95 | 139.1 | 139.1
ASC-8210G095LFAC1206011050D | 175888 | 5 | 133472 | MSA 202530 3/4IN NC VALVE LEAD FREE | ASCO L.P. | 8210G095LFAC120/60,110/50D | 157.95 | 167.05 | N | 157.95 | 167.05 | 167.05
ASC-8210G095LFAC1206011050D | 175890 | 4 | 133472 | MSA 202530 3/4IN NC VALVE LEAD FREE | ASCO L.P. | 8210G095LFAC120/60,110/50D | 0 | 167.05 | N | 157.95 | 167.05 | 167.05
ASC-8210G095LFAC2460D | 175888 | 15 | 133472 | 3/4 IN 2W NC 24VAC ASCO VALVE | ASCO L.P. | 8210G095LFAC24/60D | 167.05 | 167.05 | Y | 167.05 | 167.05 | 167.05
ASC-8210G095LFAC2460D | 175890 | 6 | 133472 | 3/4 IN 2W NC 24VAC ASCO VALVE | ASCO L.P. | 8210G095LFAC24/60D | 167.05 | 167.05 | Y | 167.05 | 167.05 | 167.05
ASC-8210G100AC1206011050D | 10510 | 1 | 133472 | 2" 5-150PSI N/C VALVE | ASCO L.P. | 8210G100AC120/60,110/50D | 670.15 | 711.1 | Y | 670.15 | 711.1 | 711.1
ASC-8210G100AC1206011050D | 166557 | 3 | 133472 | 2" 5-150PSI N/C VALVE | ASCO L.P. | 8210G100AC120/60,110/50D | 670.15 | 711.1 | Y | 670.15 | 711.1 | 711.1
ASC-8210G100AC1206011050D | 175888 | 7 | 133472 | 2" 5-150PSI N/C VALVE | ASCO L.P. | 8210G100AC120/60,110/50D | 670.15 | 674.8857 | Y | 670.15 | 711.1 | 711.1
ASC-8210G100AC1206011050D | 175891 | 1 | 133472 | 2" 5-150PSI N/C VALVE | ASCO L.P. | 8210G100AC120/60,110/50D | 670.15 | 628.7025 | N | 670.15 | 711.1 | 711.1
ASC-8210G100AC2460D | 175888 | 4 | 133472 | 2 IN NC 2WAY 24VAC | ASCO L.P. | 8210G100AC24/60D | 690.3 | 711.1 | Y | 690.3 | 711.1 | 711.1
ASC-8210G100LFAC1206011050D | 175888 | 2 | 133472 | 2IN NC 2WAY BRASS SOLENOID | ASCO L.P. | 8210G100LFAC120/60,110/50D | 780 | 838.5 | N | 780 | 838.5 | 838.5
ASC-8210G100LFAC1206011050D | 175890 | 1 | 133472 | 2IN NC 2WAY BRASS SOLENOID | ASCO L.P. | 8210G100LFAC120/60,110/50D | 780 | 838.5 | N | 780 | 838.5 | 838.5
ASC-8210G10312060 | 10510 | 2 | 133472 | 2" 5-125PSI N/O VALVE | ASCO L.P. | 8210G103120/60,110/50 | 577.08 | 577.08 | N | 577.08 | 577.08 | 577.08
ASC-8212A037L0100F0 | 175891 | 1 | 133472 | 3/4 x 3/4 composite drinking water valve | ASCO L.P. | 8212A037L0100F0 | 165.1 | 113.4 | N | 165.1 | 113.4 | 165.1
ASC-8214290CSA12060 | 173042 | 3 | 133472 | 2.5 INCH GAS SHUTOFF VALVE | ASCO L.P. | ASC-8214290CSA12060 | 702 | 746.6333 | Y | 702 | 746.6333 | 746.6333
ASC-8214G020AC1206011050D | 10510 | 6 | 133472 | Asco 1/2 valve0-5psi NC | ASCO L.P. | 8214G020AC120/60,110/50D | 115.878 | 148.85 | Y | 115.878 | 148.85 | 148.85
ASC-8214G030AC1206011050D | 10510 | 7 | 133472 | Asco 3/4 N/C 120 volt0-5psi | ASCO L.P. | 8214G030AC120/60,110/50D | 134.82 | 130.7058 | Y | 134.82 | 131.7344 | 134.82
ASC-8214G030AC1206011050D | 175891 | 4 | 133472 | Asco 3/4 N/C 120 volt0-5psi | ASCO L.P. | 8214G030AC120/60,110/50D | 134.82 | 131.7344 | Y | 134.82 | 131.7344 | 134.82
ASC-8214G251AC12060D | 173042 | 1 | 133472 | 1" GAS VALVE | ASCO L.P. | 8214G251AC120/60D | 289.25 | 216.72 | N | 289.25 | 216.72 | 289.25
ASC-8214G261AC12060D | 173042 | 5 | 133472 | 1 1/4" GAS VALVE | ASCO L.P. | 8214G261AC120/60D | 289.25 | 204.84 | N | 289.25 | 204.84 | 289.25
ASC-8215B050CSAAC1206011050D | 166553 | 2 | 133472 | 1” 0-25PSI N/C GAS VALVE | ASCO L.P. | 8215B050CSAAC120/60,110/50D | 294.9332 | 314.6 | Y | 294.9332 | 318.2833 | 318.2833
ASC-8215B050CSAAC1206011050D | 173042 | 6 | 133472 | 1” 0-25PSI N/C GAS VALVE | ASCO L.P. | 8215B050CSAAC120/60,110/50D | 294.9332 | 318.2833 | Y | 294.9332 | 318.2833 | 318.2833
ASC-8215B050CSAAC1206011050D | 175888 | 2 | 133472 | 1” 0-25PSI N/C GAS VALVE | ASCO L.P. | 8215B050CSAAC120/60,110/50D | 294.9332 | 314.6 | Y | 294.9332 | 318.2833 | 318.2833
ASC-8215B050CSAAC1206011050D | 175890 | 1 | 133472 | 1” 0-25PSI N/C GAS VALVE | ASCO L.P. | 8215B050CSAAC120/60,110/50D | 294.9332 | 245.996 | N | 294.9332 | 318.2833 | 318.2833
ASC-8215B050CSAAC1206011050D | 175891 | 2 | 133472 | 1” 0-25PSI N/C GAS VALVE | ASCO L.P. | 8215B050CSAAC120/60,110/50D | 294.9332 | 286.6302 | Y | 294.9332 | 318.2833 | 318.2833
ASC-8215B060CSAAC1206011050D | 166553 | 2 | 133472 | 1 1/4" 0-25PSI N/C GAS VALVE | ASCO L.P. | 8215B060CSAAC120/60,110/50D | 298.0545 | 314.6 | Y | 298.0545 | 314.6 | 314.6
ASC-8215B060CSAAC1206011050D | 173042 | 9 | 133472 | 1 1/4" 0-25PSI N/C GAS VALVE | ASCO L.P. | 8215B060CSAAC120/60,110/50D | 298.0545 | 314.6 | Y | 298.0545 | 314.6 | 314.6
ASC-8215B060CSAAC1206011050D | 175890 | 1 | 133472 | 1 1/4" 0-25PSI N/C GAS VALVE | ASCO L.P. | 8215B060CSAAC120/60,110/50D | 298.0545 | 245.534 | N | 298.0545 | 314.6 | 314.6
ASC-8215B060CSAAC1206011050D | 175891 | 5 | 133472 | 1 1/4" 0-25PSI N/C GAS VALVE | ASCO L.P. | 8215B060CSAAC120/60,110/50D | 298.0545 | 309.66 | Y | 298.0545 | 314.6 | 314.6
ASC-8215B070CSAAC1206011050D | 10510 | 1 | 133472 | 1 1/2" N/C 0-25PSI GAS VALVE | ASCO L.P. | 8215B070CSAAC120/60,110/50D | 348.4 | 342.1242 | N | 348.4 | 397.15 | 397.15
ASC-8215B070CSAAC1206011050D | 166553 | 2 | 133472 | 1 1/2" N/C 0-25PSI GAS VALVE | ASCO L.P. | 8215B070CSAAC120/60,110/50D | 348.4 | 362.7 | Y | 348.4 | 397.15 | 397.15
ASC-8215B070CSAAC1206011050D | 173042 | 2 | 133472 | 1 1/2" N/C 0-25PSI GAS VALVE | ASCO L.P. | 8215B070CSAAC120/60,110/50D | 348.4 | 397.15 | Y | 348.4 | 397.15 | 397.15
ASC-8215B070CSAAC1206011050D | 175888 | 2 | 133472 | 1 1/2" N/C 0-25PSI GAS VALVE | ASCO L.P. | 8215B070CSAAC120/60,110/50D | 348.4 | 364.1625 | Y | 348.4 | 397.15 | 397.15
ASC-8215B070CSAAC1206011050D | 175890 | 1 | 133472 | 1 1/2" N/C 0-25PSI GAS VALVE | ASCO L.P. | 8215B070CSAAC120/60,110/50D | 348.4 | 338.1 | N | 348.4 | 397.15 | 397.15
ASC-8215B070CSAAC1206011050D | 175891 | 3 | 133472 | 1 1/2" N/C 0-25PSI GAS VALVE | ASCO L.P. | 8215B070CSAAC120/60,110/50D | 348.4 | 348.4 | Y | 348.4 | 397.15 | 397.15
ASC-8215B080CSAAC1206011050D | 10510 | 2 | 133472 | 2" 0-25PSI N/C GAS VALVE | ASCO L.P. | 8215B080CSAAC120/60,110/50D | 508.95 | 526.5812 | Y | 508.95 | 572.662 | 572.662
ASC-8215B080CSAAC1206011050D | 166553 | 2 | 133472 | 2" 0-25PSI N/C GAS VALVE | ASCO L.P. | 8215B080CSAAC120/60,110/50D | 508.95 | 529.1 | Y | 508.95 | 572.662 | 572.662
ASC-8215B080CSAAC1206011050D | 173042 | 11 | 133472 | 2" 0-25PSI N/C GAS VALVE | ASCO L.P. | 8215B080CSAAC120/60,110/50D | 508.95 | 572.662 | Y | 508.95 | 572.662 | 572.662
ASC-8215B080CSAAC1206011050D | 175891 | 3 | 133472 | 2" 0-25PSI N/C GAS VALVE | ASCO L.P. | 8215B080CSAAC120/60,110/50D | 508.95 | 524.0625 | Y | 508.95 | 572.662 | 572.662
ASC-8215C053AC1206011050D | 173042 | 1 | 133472 | 1" N/O GAS VALVE | ASCO L.P. | 8215C053AC1206011050D | 330.75 | 330.75 | N | 330.75 | 330.75 | 330.75
ASC-8215C063AC1206011050D | 175891 | 3 | 133472 | 1 1/4" N/O GAS VALVE | ASCO L.P. | 8215C063AC120/60,110/50D | 480.35 | 474.5554 | Y | 480.35 | 474.5554 | 480.35
ASC-8215C0731206011050 | 175891 | 2 | 133472 | 1.5X1.5 2wy NO solenoid gas valve | ASCO L.P. | 8215C073AC120/60,110/50D | 595.4 | 572.65 | Y | 595.4 | 572.65 | 595.4
ASC-8215G0131206011050 | 173042 | 1 | 133472 | 8215G013120/60,110/50 | ASCO L.P. | 8215G013AC120/60,110/50D | 250.25 | 216.3 | N | 250.25 | 216.3 | 250.25
ASC-8215G020AC1206011050D | 166553 | 2 | 133472 | 1/2" 0-50PSI N/C GAS VALVE | ASCO L.P. | 8215G020AC120/60,110/50D | 147.55 | 160.875 | Y | 147.55 | 168.35 | 168.35
ASC-8215G020AC1206011050D | 173042 | 2 | 133472 | 1/2" 0-50PSI N/C GAS VALVE | ASCO L.P. | 8215G020AC120/60,110/50D | 147.55 | 168.35 | Y | 147.55 | 168.35 | 168.35
ASC-8215G030AC1206011050D | 10510 | 1 | 133472 | 3/4" N/C GAS VALVE | ASCO L.P. | 8215G030AC120/60,110/50D | 149.01 | 161.85 | Y | 149.01 | 161.85 | 161.85
ASC-8215G030AC1206011050D | 166553 | 2 | 133472 | 3/4" N/C GAS VALVE | ASCO L.P. | 8215G030AC120/60,110/50D | 149.01 | 161.85 | Y | 149.01 | 161.85 | 161.85
ASC-8215G030AC1206011050D | 173042 | 4 | 133472 | 3/4" N/C GAS VALVE | ASCO L.P. | 8215G030AC120/60,110/50D | 149.01 | 161.85 | Y | 149.01 | 161.85 | 161.85
ASC-8215G030AC1206011050D | 175890 | 1 | 133472 | 3/4" N/C GAS VALVE | ASCO L.P. | 8215G030AC120/60,110/50D | 149.01 | 122.2344 | N | 149.01 | 161.85 | 161.85
ASC-8215G033AC1206011050D | 10008 | 1 | 133472 | 3/4" NO VENT VALVE | ASCO L.P. | 8215G033AC120/60,110/50D | 229.139 | 210.23 | Y | 229.139 | 238.3871 | 238.3871
ASC-8215G033AC1206011050D | 10510 | 3 | 133472 | 3/4" NO VENT VALVE | ASCO L.P. | 8215G033AC120/60,110/50D | 229.139 | 205.929 | N | 229.139 | 238.3871 | 238.3871
ASC-8215G033AC1206011050D | 173042 | 1 | 133472 | 3/4" NO VENT VALVE | ASCO L.P. | 8215G033AC120/60,110/50D | 229.139 | 207.48 | N | 229.139 | 238.3871 | 238.3871
ASC-8215G033AC1206011050D | 175888 | 2 | 133472 | 3/4" NO VENT VALVE | ASCO L.P. | 8215G033AC120/60,110/50D | 229.139 | 196.2638 | N | 229.139 | 238.3871 | 238.3871
ASC-8215G033AC1206011050D | 175891 | 5 | 133472 | 3/4" NO VENT VALVE | ASCO L.P. | 8215G033AC120/60,110/50D | 229.139 | 238.3871 | Y | 229.139 | 238.3871 | 238.3871
ASC-8220G404AC1206011050D | 173042 | 1 | 133472 | 8220G404120/60,110/50 DA | ASCO L.P. | 8220G404AC1206011050D50 | 117.18 | 117.18 | N | 117.18 | 117.18 | 117.18
ASC-8220G405AC1206011050D | 173042 | 1 | 133472 | 1/2" 0-50# STEAM VALVE | ASCO L.P. | 8220G405AC120/60,110/50D | 271.05 | 199.08 | N | 271.05 | 199.08 | 271.05
ASC-8220G406AC1206011050D | 175891 | 2 | 133472 | 1/2 NC STEAM VALVE | ASCO L.P. | 8220G406AC120/60,110/50D | 199.55 | 209.0526 | Y | 199.55 | 209.0526 | 209.0526
ASC-8220G408AC1206011050D | 173042 | 2 | 133472 | 3/4" 0-50PSI STEAM VALVE | ASCO L.P. | 8220G408AC120/60,110/50D | 289.25 | 289.25 | Y | 289.25 | 289.25 | 289.25
ASC-8220G4092460 | 175891 | 2 | 133472 | 8220G40924/60 | ASCO L.P. | 8220G409 24/60 | 280.15 | 246.96 | N | 280.15 | 246.96 | 280.15
ASC-8220G409AC1206011050D | 10510 | 3 | 133472 | 8220G409120/60,110/50 DA | ASCO L.P. | 8220G409AC120/60,110/50D | 280.15 | 266.2917 | Y | 280.15 | 266.2917 | 280.15
ASC-8220G411AC1206011050D | 10510 | 2 | 133472 | 1" 125# STEAM VALVE | ASCO L.P. | 8220G411AC1206011050D50 | 412.02 | 395.913 | N | 412.02 | 395.913 | 412.02
ASC-8221G003AC1206011050D | 10510 | 1 | 133472 | 1/2" 5-150 N/C SLOW CLOSING VALVE | ASCO L.P. | 8221G003AC1206011050D50 | 245.05 | 254.8 | Y | 245.05 | 254.8 | 254.8
ASC-8221G007AC1206011050D | 10510 | 1 | 133472 | 1" 5-150 N/C SLOW CLOSING VALVE | ASCO L.P. | 8221G007AC120/60,110/50D | 518.05 | 533.65 | Y | 518.05 | 555.1 | 555.1
ASC-8221G007AC1206011050D | 175888 | 1 | 133472 | 1" 5-150 N/C SLOW CLOSING VALVE | ASCO L.P. | 8221G007AC120/60,110/50D | 518.05 | 555.1 | Y | 518.05 | 555.1 | 555.1
ASC-8221G007AC1206011050D | 175890 | 1 | 133472 | 1" 5-150 N/C SLOW CLOSING VALVE | ASCO L.P. | 8221G007AC120/60,110/50D | 518.05 | 490.9446 | N | 518.05 | 555.1 | 555.1
ASC-8221G011AC1206011050D | 175888 | 1 | 133472 | ASCO 1.5" 2WY NC 120 volt 24CV 20354 | ASCO L.P. | 8221G011AC120/60,110/50D | 961.35 | 1053 | Y | 961.35 | 1053 | 1053
ASC-8222G047AC1206011050D | 10510 | 1 | 133472 | 8222G047 120/60,1 | ASCO L.P. | 8222G047AC120/60,110/50D | 271.7 | 271.7 | Y | 271.7 | 271.7 | 271.7
ASC-8222G094AC12060D | 173042 | 4 | 133472 | 8222G094120/60,110/50 | ASCO L.P. | 8222G094AC120/60D | 265.85 | 225.3814 | N | 265.85 | 225.3814 | 265.85
ASC-8262H011VAC12060D | 10510 | 3 | 133472 | 8262G011V 120/60,1 | ASCO L.P. | 8262H011VAC120/60D | 63.7 | 39.946 | N | 63.7 | 54.51 | 63.7
ASC-8262H011VAC12060D | 173042 | 7 | 133472 | 8262G011V 120/60,1 | ASCO L.P. | 8262H011VAC120/60D | 63.7 | 54.51 | N | 63.7 | 54.51 | 63.7
ASC-8262H200AC1206011050D | 173042 | 1 | 133472 | 8262H200 120/60,110/50 | ASCO L.P. | 8262H200AC120/60,110/50D | 83.85 | 63 | N | 83.85 | 63 | 83.85
ASC-8263G209LT1206011 | 173042 | 1 | 133472 | VALVE | ASCO L.P. | 8263G209LT120601150 | 151.2 | 151.2 | N | 151.2 | 151.2 | 151.2
ASC-8263H300AC1206011050D | 173042 | 4 | 133472 | 1/4" 110PSI N/C STEAM VALVE | ASCO L.P. | 8263H300AC120/60,110/50D | 153.4 | 153.4 | Y | 153.4 | 153.4 | 153.4
ASC-8266D047VAC1206011050D | 173042 | 3 | 133472 | 1/2 N/C 400PSI OIL VALVE | ASCO L.P. | 8266D047VAC120/60,110/50D | 401.7 | 263.34 | N | 401.7 | 263.34 | 401.7
ASC-8266D069VAC1206011050D | 173042 | 2 | 133472 | 1/2 N/C 110PSI OIL VALVE | ASCO L.P. | 8266D069VAC1206011050D50 | 348.4 | 348.4 | N | 348.4 | 348.4 | 348.4
ASC-8266D169VAC1206011050D | 173042 | 2 | 133472 | 1/2 N/O 90PSI OIL VALVE | ASCO L.P. | 8266D169VAC120/60,110/50D | 484.25 | 271.53 | N | 484.25 | 271.53 | 484.25
ASC-8314H008AC1206011050D | 173042 | 1 | 133472 | VALVE UNIT - 3W U | ASCO L.P. | 8314H008AC120/60,110/50D | 124.8 | 124.8 | N | 124.8 | 124.8 | 124.8
ASC-8320G180AC1206011050D | 173042 | 1 | 133472 | VALVE | ASCO L.P. | 8320G180AC120/60,110/50D | 165.1 | 74.34 | N | 165.1 | 74.34 | 165.1
ASC-8320G184AC1206011050D | 10510 | 1 | 133472 | Asco 1/4 3-way solenoid valveNC 0-min 15 | ASCO L.P. | 8320G184AC120/60,110/50D | 107.25 | 107.25 | Y | 107.25 | 107.25 | 107.25
ASC-8320G202AC1206011050D | 173042 | 1 | 133472 | 8320G202 120/60,1 | ASCO L.P. | 8320G202AC120/60,110/50D | 163.15 | 97.65 | N | 163.15 | 97.65 | 163.15
ASC-AH2E102A4 | 175891 | 1 | 133472 | Hydro Motor | ASCO L.P. | AH2E102A4 | 3810.3 | 429.5554 | Y | 3810.3 | 429.5554 | 3810.3
ASC-AH2E112A4 | 175891 | 3 | 133472 | 120VAC Solenoid valve actuator-Asco | ASCO L.P. | AH2E112A4 | 3463.2 | 2973.75 | Y | 3463.2 | 2973.75 | 3463.2
ASC-AH2E112S4 | 173042 | 2 | 133472 | 120v,on-off fast opening(14s) Watertight | ASCO L.P. | AH2E112S4 | 4301.7 | 2150.85 | Y | 4301.7 | 2150.85 | 4301.7
ASC-AH2E112S4 | 175891 | 2 | 133472 | 120v,on-off fast opening(14s) Watertight | ASCO L.P. | AH2E112S4 | 4301.7 | 2150.85 | Y | 4301.7 | 2150.85 | 4301.7
ASC-AH2E212A4 | 10510 | 3 | 133472 | ASCO Hydro motor actuator | ASCO L.P. | AH2E212A4 | 2635.1 | 698.9769 | Y | 2635.1 | 2049.45 | 2635.1
ASC-AH2E212A4 | 175891 | 3 | 133472 | ASCO Hydro motor actuator | ASCO L.P. | AH2E212A4 | 2635.1 | 2049.45 | Y | 2635.1 | 2049.45 | 2635.1
ASC-AH2E212S4 | 10510 | 2 | 133472 | HYDROMOTOR ACTUATOR | ASCO L.P. | AH2E212S4 | 2967.9 | 924.625 | Y | 2967.9 | 924.625 | 2967.9
ASC-EF8210G095AC1206011050D | 175888 | 1 | 133472 | 3/4" Solenoid Gas Valve | ASCO L.P. | EF8210G095AC120/60,110/50D | 199.55 | 199.55 | Y | 199.55 | 199.55 | 199.55
ASC-EF8551A001MSDC24DCD | 175891 | 7 | 133472 | EF 8551A001MS 24/DC | ASCO L.P. | EF8551A001MSDC24/DCD | 172.9 | 153.72 | N | 172.9 | 153.72 | 172.9
ASC-H10B620B5F1F26 | 175891 | 1 | 133472 | HYDRAMOTOR ACTUATOR& | ASCO L.P. | H10B620B5F1F26 | 3004.95 | 1508 | Y | 3004.95 | 1508 | 3004.95
ASC-H30A2220B20F1 | 10510 | 1 | 133472 | Hydramotor actuator | ASCO L.P. | H30A2220B20F1 | 4595.5 | 2626 | Y | 4595.5 | 2626 | 4595.5
ASC-JB8214250CSAAC1206011050D | 10510 | 1 | 133472 | ASCI 1 INCH 2W NC SOLENOID VALVE | ASCO L.P. | JB8214250CSAAC120/60,110/50D | 301.6 | 336.03 | N | 301.6 | 336.03 | 336.03
ASC-JB8214270CSAAC1206011050D | 10510 | 1 | 133472 | ASCO 1 1/2 120/60 VAC 2 way1 1/2 2 way | ASCO L.P. | JB8214270CSAAC120/60,110/50D | 246.44 | 352.3 | Y | 246.44 | 352.3 | 352.3
ASC-JB8214270CSAAC1206011050D | 166561 | 1 | 133472 | ASCO 1 1/2 120/60 VAC 2 way1 1/2 2 way | ASCO L.P. | JB8214270CSAAC120/60,110/50D | 246.44 | 246.44 | N | 246.44 | 352.3 | 352.3
ASC-JB8214280CSAAC1206011050D | 10510 | 1 | 133472 | SOLENOID VALVE | ASCO L.P. | JB8214280CSAAC120/60,110/50D | 484.9 | 484.9 | N | 484.9 | 484.9 | 484.9
ASC-K3A442V | 10510 | 1 | 133472 | Asco 1/2 solenoid valve120V 1/2 PSI gas | ASCO L.P. | K3A442V | 148.14 | 128.05 | Y | 148.14 | 128.05 | 148.14
ASC-K3A452V | 10510 | 4 | 133472 | K3A452V Standard Voltage 120/110 | ASCO L.P. | K3A452V | 157.22 | 120.0025 | Y | 157.22 | 138.8833 | 157.22
ASC-K3A452V | 175891 | 3 | 133472 | K3A452V Standard Voltage 120/110 | ASCO L.P. | K3A452V | 157.22 | 138.8833 | Y | 157.22 | 138.8833 | 157.22
ASC-K3A461V | 10510 | 2 | 133472 | Asco 1 solenoid valve24V 1/2 PSI gas app | ASCO L.P. | K3A461V | 176.78 | 110.971 | Y | 176.78 | 110.971 | 176.78
ASC-K3A462V | 10510 | 2 | 133472 | Asco 1 solenoid valve120V 1/2 PSI gas ap | ASCO L.P. | K3A462V | 176.09 | 136.9405 | Y | 176.09 | 136.9405 | 176.09
ASC-K3A462V | 175891 | 2 | 133472 | Asco 1 solenoid valve120V 1/2 PSI gas ap | ASCO L.P. | K3A462V | 176.09 | 110.677 | Y | 176.09 | 136.9405 | 176.09
ASC-K3A542V | 10510 | 5 | 133472 | ITT ASCO SOLENOID GAS VLV 1/2 NC 120VAC | ASCO L.P. | K3A542V | 148.83 | 145.5409 | Y | 148.83 | 145.5409 | 148.83
ASC-K3A542V | 175891 | 2 | 133472 | ITT ASCO SOLENOID GAS VLV 1/2 NC 120VAC | ASCO L.P. | K3A542V | 148.83 | 144.95 | Y | 148.83 | 145.5409 | 148.83
ASC-K3A552V | 10510 | 2 | 133472 | ITT 3/4 IN SOL VALVE 120V | ASCO L.P. | K3A552V | 157.22 | 146.25 | Y | 157.22 | 146.25 | 157.22
ASC-K3A552V | 175891 | 3 | 133472 | ITT 3/4 IN SOL VALVE 120V | ASCO L.P. | K3A552V | 157.22 | 144.3 | Y | 157.22 | 146.25 | 157.22
ASC-K3A562V | 10510 | 5 | 133472 | 1" 120V N/C GAS VLV1 1/2#MAX | ASCO L.P. | K3A562V | 256.44 | 208.6879 | Y | 256.44 | 208.6879 | 256.44
ASC-K3A562V | 175891 | 1 | 133472 | 1" 120V N/C GAS VLV1 1/2#MAX | ASCO L.P. | K3A562V | 256.44 | 163.292 | Y | 256.44 | 208.6879 | 256.44
ASC-K3A662V | 10510 | 1 | 133472 | ASCO 1"120V N/C GAS VLV 5# MAX | ASCO L.P. | K3A662V | 335.4 | 312 | Y | 335.4 | 312 | 335.4
ASC-K3A672V | 10510 | 5 | 133472 | 1 1/4" 120V N/C GAS VLV5# MAX | ASCO L.P. | K3A672V | 358.46 | 333.45 | Y | 358.46 | 333.45 | 358.46
ASC-K3A672V | 175891 | 1 | 133472 | 1 1/4" 120V N/C GAS VLV5# MAX | ASCO L.P. | K3A672V | 358.46 | 270.768 | N | 358.46 | 333.45 | 358.46
ASC-K3A682V | 10510 | 3 | 133472 | Asco 1-1/2 solenoid valve120V 5 PSI gas | ASCO L.P. | K3A682V | 398.99 | 371.15 | Y | 398.99 | 371.15 | 398.99
ASC-K3A772V | 10510 | 1 | 133472 | 1 1/4"120V N/C GAS VLV1.5#MAX | ASCO L.P. | K3A772V | 219.41 | 180.478 | Y | 219.41 | 180.478 | 219.41
ASC-K3A782V | 10510 | 2 | 133472 | 1 1/2" ASCO VALVE 120V | ASCO L.P. | K3A782V | 262.73 | 194.6895 | Y | 262.73 | 194.6895 | 262.73
ASC-P159A120X1X11F0 | 10510 | 4 | 133472 | Asco 18 sec 120 volt Std enclfluid power | ASCO L.P. | P159A120X1X11F0 | 362.65 | 321.3872 | Y | 362.65 | 321.3872 | 362.65
ASC-P159A120X1X11F0 | 175891 | 1 | 133472 | Asco 18 sec 120 volt Std enclfluid power | ASCO L.P. | P159A120X1X11F0 | 362.65 | 314.37 | Y | 362.65 | 321.3872 | 362.65
ASC-P159A121X1X11F0 | 10510 | 3 | 133472 | Asco 9 sec 120 volt dmp armStd encl flui | ASCO L.P. | P159A121X1X11F0 | 383.61 | 348.5583 | Y | 383.61 | 348.5583 | 383.61
ASC-P159A121X1X11F0 | 175891 | 1 | 133472 | Asco 9 sec 120 volt dmp armStd encl flui | ASCO L.P. | P159A121X1X11F0 | 383.61 | 332.01 | N | 383.61 | 348.5583 | 383.61
ASC-P159A121X1X13F0 | 10510 | 4 | 133472 | Asco 9 sec 120 volt POCStd encl fluid po | ASCO L.P. | P159A121X1X13F0 | 424.14 | 405.746 | Y | 424.14 | 405.746 | 424.14
ASC-P159A221X1X11F0 | 10510 | 4 | 133472 | Asco 9 sec 120 volt hi/lo/offStd encl fl | ASCO L.P. | P159A221X1X11F0 | 563.89 | 515.4719 | Y | 563.89 | 515.4719 | 563.89
ASC-S261SH02N3KK4 | 10510 | 2 | 133472 | Asco 2.5" Gas Solenoid Valve 120VAC NC | ASCO L.P. | S261SH02N3KK4 | 881.12 | 470.2485 | Y | 881.12 | 572.65 | 881.12
ASC-S261SH02N3KK4 | 173042 | 1 | 133472 | Asco 2.5" Gas Solenoid Valve 120VAC NC | ASCO L.P. | S261SH02N3KK4 | 881.12 | 572.65 | N | 881.12 | 572.65 | 881.12
ASC-S262SH02N3EG5 | 10510 | 1 | 133472 | ASCO 3/4 IN 120V/60HZ N.O. VENT VALVE | ASCO L.P. | S262SH02N3EG5 | 355.66 | 308.1 | Y | 355.66 | 308.1 | 355.66
ASC-S262SH02N3GJ7 | 10510 | 1 | 133472 | 1 1/4"NO 120V 0/25#VENT VALVE | ASCO L.P. | S262SH02N3GJ7 | 469.56 | 436.8 | Y | 469.56 | 436.8 | 469.56
ASC-S262SH02N3JK4 | 10510 | 1 | 133472 | Asco 2 solenoid CS5120VAC norm-open vent | ASCO L.P. | S262SH02N3JK4 | 601.9 | 554.48 | Y | 601.9 | 554.48 | 601.9
ASC-SC8210G002MB1206011050 | 173042 | 1 | 133472 | ASC SPECIAL | ASCO L.P. | SC8210G002MB120/60,110/50 | 0 | 125.45 | N | 0 | 125.45 | 125.45
ASC-TF10A21 | 175890 | 1 | 133472 | TF10A21 ASC | ASCO L.P. | TF10A21 | 700.7 | 269.1 | N | 700.7 | 269.1 | 700.7
ASCBLCON0 | 175891 | 1 | 134012 | PHONE CBL CONNECTOR 32-120F | JOHNSON CONTROLS NORTH AMERICAN PRODUCTS (JCI) | AS-CBLCON-0 | 47.3405 | 47.3405 | N | 47.3405 | 47.3405 | 47.3405
ASD28S4VV | 10510 | 4 | 134565 | Alco suction line drier/filter1/2 OD W/a | COPELAND COMFORT CONTROL LP | ASD28S4-VV | 27.29 | 27.29 | N | 27.29 | 27.29 | 27.29
ASD35S5VV | 10510 | 2 | 134565 | Alco suction line drier/filter5/8 OD W/a | COPELAND COMFORT CONTROL LP | ASD35S5-VV | 25.567 | 55.19 | Y | 25.567 | 55.19 | 55.19
ASD45S7VV | 10510 | 2 | 134565 | Alco suction line drier/filter7/8 OD W/a | COPELAND COMFORT CONTROL LP | ASD45S7-VV | 53.13 | 53.13 | Y | 53.13 | 53.13 | 53.13
ASD50S9VV | 10510 | 1 | 134565 | Emerson suction line 1-1/8suction W/acce | COPELAND COMFORT CONTROL LP | ASD50S9-VV | 53.78 | 53.78 | Y | 53.78 | 53.78 | 53.78
ASD75S11VV | 10510 | 2 | 134565 | Alco suction line drier/filter1-3/8 OD W | COPELAND COMFORT CONTROL LP | ASD75S11-VV | 64.536 | 64.536 | Y | 64.536 | 64.536 | 64.536
ASF45S7VV | 10510 | 1 | 134565 | Alco suction line filter7/8 OD W/access | COPELAND COMFORT CONTROL LP | ASF45S7-VV | 21.277 | 21.277 | Y | 21.277 | 21.277 | 21.277
ASP1072 | 173042 | 1 | 194222 | BUILDING AUTOMATION SPECIALIST CERT | AUTOMATION STRATEGY & PERFORMANCE, INC. | ASP-1072 | 2995 | 2995 | N | 2995 | 2995 | 2995
ASS18117N | 175891 | 1 | 134179 | FLAME ROD, MAXON W/RAJAH CONN W/NICHROME | NEUCO INC. | ASS-18117N | 40.39 | 40.39 | N | 40.39 | 40.39 | 40.39
AT012 | 166553 | 14 | 134395 | Adj. limit thermo-disk, 135-175F | SUPCO SEALED UNIT PARTS CO., INC. / NSI | AT012 | 6.5 | 0.46939 | Y | 6.5 | 2.54 | 6.5
AT012 | 166559 | 1 | 134395 | Adj. limit thermo-disk, 135-175F | SUPCO SEALED UNIT PARTS CO., INC. / NSI | AT012 | 6.5 | 2.54 | Y | 6.5 | 2.54 | 6.5
AT013 | 166553 | 3 | 168962 | Adj. limit thermo-disk, 175-215F | Napco, Inc | AT013 | 6.35 | 6.35 | Y | 6.35 | 6.3833 | 6.3833
AT013 | 166557 | 2 | 168962 | Adj. limit thermo-disk, 175-215F | Napco, Inc | AT013 | 6.35 | 5.3107 | Y | 6.35 | 6.3833 | 6.3833
AT013 | 166561 | 1 | 168962 | Adj. limit thermo-disk, 175-215F | Napco, Inc | AT013 | 6.35 | 6.3833 | Y | 6.35 | 6.3833 | 6.3833
AT014 | 166553 | 19 | 134395 | Adj. limit thermo-disk, 210-250F | SUPCO SEALED UNIT PARTS CO., INC. / NSI | AT014 | 6.35 | 6.35 | Y | 6.35 | 6.86 | 6.86
AT014 | 166557 | 6 | 134395 | Adj. limit thermo-disk, 210-250F | SUPCO SEALED UNIT PARTS CO., INC. / NSI | AT014 | 6.35 | 4.58 | Y | 6.35 | 6.86 | 6.86
AT014 | 166559 | 4 | 134395 | Adj. limit thermo-disk, 210-250F | SUPCO SEALED UNIT PARTS CO., INC. / NSI | AT014 | 6.35 | 6.86 | N | 6.35 | 6.86 | 6.86
AT014 | 166561 | 10 | 134395 | Adj. limit thermo-disk, 210-250F | SUPCO SEALED UNIT PARTS CO., INC. / NSI | AT014 | 6.35 | 6.3429 | Y | 6.35 | 6.86 | 6.86
AT015 | 166553 | 9 | 134395 | Adj. limit 250-290F open on rise | SUPCO SEALED UNIT PARTS CO., INC. / NSI | AT015 | 5.95 | 5.95 | Y | 5.95 | 5.95 | 5.95
AT015 | 166559 | 3 | 134395 | Adj. limit 250-290F open on rise | SUPCO SEALED UNIT PARTS CO., INC. / NSI | AT015 | 5.95 | 5.95 | N | 5.95 | 5.95 | 5.95
ATB1 | 10770 | 1 | 133856 | Bead tip | FIELDPIECE INSTRUMENTS, INC. | ATB1 | 13.2 | 13.2 | N | 13.2 | 13.2 | 13.2
ATB1 | 175883 | 1 | 133856 | Bead tip | FIELDPIECE INSTRUMENTS, INC. | ATB1 | 13.2 | 12.67 | N | 13.2 | 13.2 | 13.2
ATC1 | 10510 | 9 | 187580 | Edison 1 amp fuse 5-packblade-type 36V | CGNA/EDISON FUSEGEAR | ATC-1 | 2.667 | 2.6032 | Y | 2.667 | 2.6032 | 2.667
ATC10 | 10510 | 8 | 187580 | Edison 10 amp fuse 5-packblade-type 36V | CGNA/EDISON FUSEGEAR | ATC-10 | 2.755 | 2.755 | Y | 2.755 | 2.755 | 2.755
ATC10 | 175891 | 1 | 187580 | Edison 10 amp fuse 5-packblade-type 36V | CGNA/EDISON FUSEGEAR | ATC-10 | 2.755 | 1.76 | Y | 2.755 | 2.755 | 2.755
ATC2 | 10510 | 9 | 187580 | Edison 2 amp fuse 5-packblade-type 36V | CGNA/EDISON FUSEGEAR | ATC-2 | 3.85 | 3.4512 | Y | 3.85 | 3.85 | 3.85
ATC2 | 175891 | 1 | 187580 | Edison 2 amp fuse 5-packblade-type 36V | CGNA/EDISON FUSEGEAR | ATC-2 | 3.85 | 3.85 | Y | 3.85 | 3.85 | 3.85
ATC3 | 10510 | 13 | 187580 | Edison 3 amp fuse 5-packblade-type 36V | CGNA/EDISON FUSEGEAR | ATC-3 | 5.75 | 5.75 | Y | 5.75 | 5.75 | 5.75
ATC4 | 10510 | 11 | 187580 | Edison 4 amp fuse 5-packblade-type 36V | CGNA/EDISON FUSEGEAR | ATC-4 | 2.532 | 2.5288 | Y | 2.532 | 2.5288 | 2.532
ATC5 | 175891 | 4 | 187580 | Edison 5 amp fuse 5-packblade-type 36V | CGNA/EDISON FUSEGEAR | ATC-5 | 3.887 | 2.75 | Y | 3.887 | 2.75 | 3.887
ATR3816ZN72 | 10510 | 6 | 175071 | B-Line systems threaded rod72 all thread | COOPER BUSSMANN,INC. | ATR3/8-16ZN72 | 0.591 | 0.526 | N | 0.591 | 0.591 | 0.591
ATR3816ZN72 | 175891 | 18 | 175071 | B-Line systems threaded rod72 all thread | COOPER BUSSMANN,INC. | ATR3/8-16ZN72 | 0.591 | 0.591 | Y | 0.591 | 0.591 | 0.591
ATT1KBO30130F4POTTED | 175890 | 2 | 130004 | ACI TRANSMITTER ONLY REQUIRES SENSOR | Automation Components Inc (ACI) | ATT1KBO30130F4POTTED | 28.2132 | 28.2132 | Y | 28.2132 | 28.2132 | 28.2132
ATX1929546 | 166553 | 4 | 168859 | ATX1929546 | *DO NOT USE* Paid with Divvy Card | ATX1929546 | 7.8 | 7.8 | N | 7.8 | 7.8 | 7.8
AV124A | 10010 | 1 | 130029 | *** AUDIBLE/VISUAL ALARM COMBO | Graybar Electric Company Inc. | AV1-24A | 123.12 | 123.12 | N | 123.12 | 123.12 | 123.12
AVDTMX | 175888 | 25 | 130030 | AIR VELOCITY TRANSMITTER, DISPLAY, 200mm | Greystone Energy Systems, Inc. | AVDTMX | 139.79 | 139.79 | N | 139.79 | 139.79 | 139.79
AVSM-W | 10010 | 4 | 130041 | Sync. Control Module, white | Potter Electric Signal Co. LLC | AVSM-W | 43.25 | 43.25 | Y | 43.25 | 43.25 | 43.25
AWA2440ZXD | 10510 | 1 | 176747 | AW610EH-111-J7 comp R404A230/208V 1ph 1 | TECUMSEH COMPRESSOR CO | AWA2440ZXD | 892.72 | 892.72 | N | 892.72 | 892.72 | 892.72
AWA2460ZXD | 10510 | 1 | 176747 | AW613EH-099-J7 comp R404A208/230V 1ph 1- | TECUMSEH COMPRESSOR CO | AWA2460ZXD | 868.77 | 868.77 | Y | 868.77 | 868.77 | 868.77
AWA2460ZXT | 10510 | 1 | 176747 | AW613RH-121-J7 comp R404A200/230V 3ph 1- | TECUMSEH COMPRESSOR CO | AWA2460ZXT | 1063.3199 | 1063.3199 | Y | 1063.3199 | 1063.3199 | 1063.3199
AWA9490ZXNHS | 10510 | 1 | 176747 | 32L1138-2E 7/8 HP outdoor R404208/230/1 | TECUMSEH COMPRESSOR CO | AWA9490ZXNHS | 1248.04 | 1248.04 | N | 1248.04 | 1248.04 | 1248.04
AWG5519EXN | 10510 | 1 | 176747 | AW702EH-093-J7 R22 A/C208/230V 1ph 1-3/4 | TECUMSEH COMPRESSOR CO | AWG5519EXN | 412.44 | 412.44 | Y | 412.44 | 412.44 | 412.44
AWG5524EXN | 10510 | 1 | 176747 | AW705EH-093-J7208/230V 1ph 2 HP K30-1 ai | TECUMSEH COMPRESSOR CO | AWG5524EXN | 345.47 | 331.8633 | Y | 345.47 | 331.8633 | 345.47
AWG5528EXN | 10510 | 1 | 176747 | AW706EH-093-J7 R22 A/C208/230V 1ph 2-1/4 | TECUMSEH COMPRESSOR CO | AWG5528EXN | 448.82 | 448.82 | Y | 448.82 | 448.82 | 448.82
AWG5530EXN | 10510 | 1 | 176747 | AW707EH-093-J7 R22 A/C208/230V 1ph 2-1/2 | TECUMSEH COMPRESSOR CO | AWG5530EXN | 471.81 | 471.81 | Y | 471.81 | 471.81 | 471.81
AWP0100103V | 175891 | 1 | 130004 | Pressure Transmitter, Wet, 0-100 psid, | Automation Components Inc (ACI) | AWP0100103V | 464 | 464 | N | 464 | 464 | 464
AWP1 | 175890 | 1 | 130004 | Weather Proof Enclosure for SM501 | Automation Components Inc (ACI) | AWP1 | 45 | 45 | N | 45 | 45 | 45
AWS2512ZKZ | 10510 | 6 | 176747 | AW459SH-419-J7R404A 2 HP 200-230/3 PH | TECUMSEH COMPRESSOR CO | AWS2512ZKZ | 736.179 | 736.179 | Y | 736.179 | 736.179 | 736.179
AWS2512ZXN | 10510 | 0 | 176747 | AW459EH-411-J7R404A 208-230/1 2 HP | TECUMSEH COMPRESSOR CO | AWS2512ZXN | 818.433 | 818.433 | Y | 818.433 | 818.433 | 818.433
AWZ3000 | 10510 | 2 | 133771 | Wagner hex wrench set4 1/4 9 bits Allen | DIVERSITECH CORPORATION | AWZ-3000 | 11.388 | 11.388 | Y | 11.388 | 11.388 | 11.388
AWZ3000 | 175891 | 3 | 133771 | Wagner hex wrench set4 1/4 9 bits Allen | DIVERSITECH CORPORATION | AWZ-3000 | 11.388 | 10.279 | Y | 11.388 | 11.388 | 11.388
AX26 | 10510 | 11 | 134078 | V-belt 28 coggedAX type belt | MARS MOTORS & ARMATURES INC | AX26 | 6.356 | 9.053 | Y | 6.356 | 9.053 | 9.053
AX32 | 10510 | 6 | 134078 | V-belt 34 coggedAX type belt | MARS MOTORS & ARMATURES INC | 74554 | 7.209 | 8.101 | Y | 7.209 | 8.101 | 8.101
AX32 | 175891 | 1 | 134078 | V-belt 34 coggedAX type belt | MARS MOTORS & ARMATURES INC | 74554 | 7.209 | 5.306 | N | 7.209 | 8.101 | 8.101
AX33 | 10510 | 5 | 134078 | V-belt 35 coggedAX type belt | MARS MOTORS & ARMATURES INC | AX33 | 7.179 | 6.8606 | Y | 7.179 | 6.8606 | 7.179
AX33 | 175891 | 2 | 134078 | V-belt 35 coggedAX type belt | MARS MOTORS & ARMATURES INC | AX33 | 7.179 | 4.595 | N | 7.179 | 6.8606 | 7.179
AX35 | 10510 | 18 | 134078 | TRANE BELT 37.2" OUTSIDE LENGTH | MARS MOTORS & ARMATURES INC | AX35 | 8.9059 | 8.5578 | Y | 8.9059 | 8.5578 | 8.9059
AX43 | 10510 | 9 | 134078 | V-belt 45 coggedAX type belt | MARS MOTORS & ARMATURES INC | AX43 | 9.109 | 8.6374 | Y | 9.109 | 8.6374 | 9.109
AX46 | 10510 | 8 | 134078 | V-belt 48 coggedAX type belt | MARS MOTORS & ARMATURES INC | AX46 | 8.698 | 11.7232 | Y | 8.698 | 11.7232 | 11.7232
AX48 | 10510 | 8 | 134078 | V-belt 50 coggedAX type belt | MARS MOTORS & ARMATURES INC | AX48 | 13.1272 | 13.7518 | Y | 13.1272 | 13.7518 | 13.7518
AX49 | 10510 | 13 | 134078 | V-Belt 51 cogged 4L51074580 | MARS MOTORS & ARMATURES INC | AX49 | 12.7147 | 12.7147 | Y | 12.7147 | 12.7147 | 12.7147
AX50 | 10510 | 3 | 134078 | V-Belt 52 cogged 4L52074598 | MARS MOTORS & ARMATURES INC | AX50 | 14.222 | 14.222 | Y | 14.222 | 14.222 | 14.222
AX50 | 175891 | 1 | 134078 | V-Belt 52 cogged 4L52074598 | MARS MOTORS & ARMATURES INC | AX50 | 14.222 | 6.704 | N | 14.222 | 14.222 | 14.222
AX51 | 10510 | 5 | 134078 | V-belt 53 coggedAX type belt | MARS MOTORS & ARMATURES INC | AX51 | 14.419 | 14.419 | Y | 14.419 | 14.419 | 14.419
AX51 | 175891 | 1 | 134078 | V-belt 53 coggedAX type belt | MARS MOTORS & ARMATURES INC | AX51 | 14.419 | 6.032 | N | 14.419 | 14.419 | 14.419
AX52 | 10510 | 8 | 134078 | V-Belt 54 cogged 4L54074599 | MARS MOTORS & ARMATURES INC | AX52 | 14.33 | 14.3001 | Y | 14.33 | 14.3001 | 14.33
AX54 | 10510 | 11 | 134078 | V-Belt 56 cogged 4L56074582 | MARS MOTORS & ARMATURES INC | AX54 | 14.62 | 14.6183 | Y | 14.62 | 14.6183 | 14.62
AX60 | 10510 | 22 | 134078 | V-belt 62 coggedAX type belt | MARS MOTORS & ARMATURES INC | AX60 | 11.671 | 11.4622 | Y | 11.671 | 11.4622 | 11.671
AX60 | 175891 | 2 | 134078 | V-belt 62 coggedAX type belt | MARS MOTORS & ARMATURES INC | AX60 | 11.671 | 7.826 | N | 11.671 | 11.4622 | 11.671
AX62 | 10510 | 7 | 134078 | V-belt 64 coggedAX type belt | MARS MOTORS & ARMATURES INC | AX62 | 15.576 | 14.1271 | Y | 15.576 | 14.1271 | 15.576
AX62 | 175891 | 1 | 134078 | V-belt 64 coggedAX type belt | MARS MOTORS & ARMATURES INC | AX62 | 15.576 | 6.895 | N | 15.576 | 14.1271 | 15.576
B-26 | 10510 | 38 | 133771 | Wagner fin-whisk(brush) | DIVERSITECH CORPORATION | B-26 | 4.12 | 1.0039 | Y | 4.12 | 1.0039 | 4.12
B-26 | 175891 | 6 | 133771 | Wagner fin-whisk(brush) | DIVERSITECH CORPORATION | B-26 | 4.12 | 0.25157 | Y | 4.12 | 1.0039 | 4.12
B000510322 | 175891 | 1 | 176408 | PNUEMATIC 5 TO 10 PSI | TECHNICAL AIR SYSTEMS | B000510322 | 52.73 | 52.7286 | N | 52.73 | 52.7286 | 52.73
B0014FLF2AOZH | 10008 | 1 | 134454 | Toshiba VFD Motor, 1HP, 460V 56H frame, | TOSHIBA INTERNATIONAL CORPORATION | B0014FLF2AOZH | 139.83 | 139.83 | N | 139.83 | 139.83 | 139.83
B003VL78YQ | 175883 | 1 | 134179 | WIFI Booster Antenna | NEUCO INC. | B003VL78YQ | 0 | 5.99 | N | 0 | 5.99 | 5.99
B101GRN | 10510 | 4 | 175071 | B-Line 2 hole corner angle(strut systems | COOPER BUSSMANN,INC. | B101GRN | 1.05 | 0.94425 | N | 1.05 | 0.94425 | 1.05
B102GRN | 10510 | 31 | 175071 | B-Line 3 hole corner angle(strut systems | COOPER BUSSMANN,INC. | B102GRN | 3.495 | 2.5566 | Y | 3.495 | 2.5566 | 3.495
B102GRN | 175891 | 4 | 175071 | B-Line 3 hole corner angle(strut systems | COOPER BUSSMANN,INC. | B102GRN | 3.495 | 2.192 | N | 3.495 | 2.5566 | 3.495
B121 | 175888 | 20 | 134342 | 3/16ID X 5/32 BARB | SCHNEIDER ELECTRIC BUILDINGS AMERICAS, INC | B121 | 0.22 | 0.22 | N | 0.22 | 0.22 | 0.22
B1210E | 10008 | 7 | 133778 | 12-10AWG, Butt Splice | DX ELECTRIC COMPANY | B1210/E | 11.9 | 11.9 | N | 11.9 | 11.9 | 11.9
B13M1D643C | 10510 | 14 | 133596 | Baso Hot Surface Igniter-24VQ3400 replac | BASO GAS PRODUCTS LLC | B13M-1D643C | 44.8005 | 41.5183 | Y | 44.8005 | 41.5183 | 44.8005
B13M1D643C | 175891 | 1 | 187561 | Baso Hot Surface Igniter-24VQ3400 replac | (DO NOT USE) CGNA/BASO GAS PRODUCTS LLC | B13M-1D643C | 44.8005 | 25.216 | N | 44.8005 | 41.5183 | 44.8005
B14 | 10510 | 25 | 176751 | JBI 1/4 flare bonnet(for brass fitting) | J/B INDUSTRIES INC | B1-4 | 0 | 0.684 | Y | 0 | 0.684 | 0.684
B143GRN | 10510 | 1 | 175071 | B-Line 4 hole corner plate(strut systems | COOPER BUSSMANN,INC. | B143GRN | 6.394 | 6.394 | Y | 6.394 | 6.394 | 6.394
B16 | 10510 | 17 | 176751 | $$JBI 3/8 flare bonnet(for brass fitting | J/B INDUSTRIES INC | B1-6 | 0.118 | 0.118 | N | 0.118 | 0.118 | 0.118
B1614E | 10008 | 5 | 133778 | 16-14AWG, Butt Splice | DX ELECTRIC COMPANY | B1614/E | 6.95 | 6.95 | N | 6.95 | 6.95 | 6.95
B1BMOUNTINGHARDWARE | 175883 | 56 | 176718 | QUADRANT B1-B BRACKET HARDWARE | CONTROL SOLUTIONS INC | B1BMOUNTINGHARDWARE | 5 | 5 | N | 5 | 5 | 5
B1BQUADRANTSSMOUNTINGBRACKET | 175883 | 56 | 176718 | QUADRANT MOUNTING BRACKET FOR C-125DA | CONTROL SOLUTIONS INC | B1BQUADRANTSSMOUNTINGBRACKET | 20 | 20 | N | 20 | 20 | 20
B2008ZN | 10510 | 52 | 175071 | B-Line 7/8 tubing clamp(strut systems) | COOPER BUSSMANN,INC. | B2008ZN | 0.829 | 0.829 | N | 0.829 | 0.829 | 0.829
B2011ZN | 10510 | 54 | 175071 | B-Line 1-1/4 tubing clamp(strut systems) | COOPER BUSSMANN,INC. | B2011ZN | 0.922 | 0.922 | Y | 0.922 | 0.922 | 0.922
B2011ZN | 175891 | 5 | 175071 | B-Line 1-1/4 tubing clamp(strut systems) | COOPER BUSSMANN,INC. | B2011ZN | 0.922 | 0.839 | N | 0.922 | 0.922 | 0.922
B201GRN | 10510 | 80 | 175071 | B-Line 3/8 flat platefitting (strut syst | COOPER BUSSMANN,INC. | B201GRN | 1.163 | 1.1434 | Y | 1.163 | 1.1434 | 1.163
B2025ZN | 10510 | 64 | 175071 | B-Line 1/2 OD tubing clamp(strut systems | COOPER BUSSMANN,INC. | B2025ZN | 1.107 | 1.107 | Y | 1.107 | 1.107 | 1.107
B2025ZN | 175891 | 10 | 175071 | B-Line 1/2 OD tubing clamp(strut systems | COOPER BUSSMANN,INC. | B2025ZN | 1.107 | 1.05 | N | 1.107 | 1.107 | 1.107
B2026ZN | 10510 | 87 | 175071 | B-Line 5/8 tubing clamp(strut systems) | COOPER BUSSMANN,INC. | B2026ZN | 1.44 | 1.4213 | N | 1.44 | 1.4213 | 1.44
B2026ZN | 175891 | 15 | 175071 | B-Line 5/8 tubing clamp(strut systems) | COOPER BUSSMANN,INC. | B2026ZN | 1.44 | 0.52 | Y | 1.44 | 1.4213 | 1.44
B2027ZN | 10510 | 37 | 175071 | B-Line 3/4 tubing clamp(strut systems) | COOPER BUSSMANN,INC. | B2027ZN | 0.738 | 0.72997 | Y | 0.738 | 0.72997 | 0.738
B2027ZN | 175891 | 6 | 175071 | B-Line 3/4 tubing clamp(strut systems) | COOPER BUSSMANN,INC. | B2027ZN | 0.738 | 0.562 | Y | 0.738 | 0.72997 | 0.738
B202GRN | 10510 | 1 | 175071 | B-Line 1/2 flate platefitting (strut sys | COOPER BUSSMANN,INC. | B202GRN | 0.44 | 0.44 | Y | 0.44 | 0.44 | 0.44
B2030ZN | 10510 | 74 | 175071 | B-Line 1-1/8 tubing clamp(strut systems) | COOPER BUSSMANN,INC. | B2030ZN | 2.127 | 2.127 | Y | 2.127 | 2.127 | 2.127
B2030ZN | 175891 | 10 | 175071 | B-Line 1-1/8 tubing clamp(strut systems) | COOPER BUSSMANN,INC. | B2030ZN | 2.127 | 0.878 | N | 2.127 | 2.127 | 2.127
B2098542 | 175891 | 1 | 133505 | 2IN THERM 0-250F 2.5INSTM 1/4INBK | MILJOCO CORP | B2098542 | 17.89 | 17.8893 | Y | 17.89 | 17.8893 | 17.89
B224 | 10008 | 492 | 134219 | 1/4 BARB COUPLING | PARKER HANNIFIN | 22-4 | 0.86 | 0.85995 | Y | 0.86 | 0.85995 | 0.86
B230GRN | 10510 | 18 | 175071 | B-Line 2 hole corner angle(strut systems | COOPER BUSSMANN,INC. | B230GRN | 2.663 | 2.5856 | Y | 2.663 | 2.5856 | 2.663
B245PHB | 175891 | 1 | 176515 | BASIKS 95-265V OPEN/CLOSE FAILSAFE ACT | PLAST-O-MATIC VALVES INC | B245PHB | 251.383 | 251.383 | N | 251.383 | 251.383 | 251.383
B24SHGRN10 | 10510 | 40 | 175071 | B-Line green slotted channel14 ga 1-5/8 | COOPER BUSSMANN,INC. | B24SHGRN10 | 1.837 | 1.837 | N | 1.837 | 1.837 | 1.837
B25020051F | 10008 | 1 | 134126 | Transformer | MICRON INDUSTRIES CORP. | B250-2005-1F | 86.19 | 86.19 | Y | 86.19 | 86.19 | 86.19
B2E0460PS1 | 175891 | 1 | 134178 | NEPTRONIC BV 1.5 NPT 46 CV | NEPTRONIC | B2E0460PS1 | 89.6 | 89.6 | N | 89.6 | 89.6 | 89.6
B303438ZNPLT | 10510 | 9 | 175071 | B-Line 3/8 C-clamp wedge(strut systems) | COOPER BUSSMANN,INC. | B3034-3/8ZNPLT | 1.03 | 1.0224 | N | 1.03 | 1.0224 | 1.03
B303438ZNPLT | 175891 | 25 | 175071 | B-Line 3/8 C-clamp wedge(strut systems) | COOPER BUSSMANN,INC. | B3034-3/8ZNPLT | 1.03 | 0.714 | N | 1.03 | 1.0224 | 1.03
B30985412 | 166553 | 2 | 133505 | 3" thermometer 0-250f , 12" back ste | MILJOCO CORP | B30985412 | 19.24 | 19.24 | N | 19.24 | 19.24 | 19.24
B31041PLN | 10510 | 1 | 175071 | $B-Line 1 clevis hangerlight duty (strut | COOPER BUSSMANN,INC. | B3104-1-PLN | 0.33 | 0.33 | N | 0.33 | 0.33 | 0.33
B3170CT1 | 10510 | 2 | 175071 | B-Line 1 adj swivel ring(strut systems, | COOPER BUSSMANN,INC. | B3170CT-1 | 0.391 | 0.391 | N | 0.391 | 0.391 | 0.391
B3170CT112 | 10510 | 5 | 175071 | B-Line 1-1/2 adj swivel ring(strut syste | COOPER BUSSMANN,INC. | B3170CT-1-1/2 | 0.378 | 0.378 | N | 0.378 | 0.378 | 0.378
B3170CT114 | 10510 | 6 | 175071 | B-Line 1-1/4 adj swivel ring(strut syste | COOPER BUSSMANN,INC. | B3170CT-1-1/4 | 0.33 | 0.33 | N | 0.33 | 0.33 | 0.33
B3170CT12 | 10510 | 41 | 175071 | B-Line 1/2 adj swivel ring(strut systems | COOPER BUSSMANN,INC. | B3170CT-1/2 | 0.345 | 0.34485 | N | 0.345 | 0.34485 | 0.345
B3170CT2 | 10510 | 3 | 175071 | B-Line 2 adj swivel ring(strut systems, | COOPER BUSSMANN,INC. | B3170CT-2 | 0.453 | 0.453 | N | 0.453 | 0.453 | 0.453
B3170CT34 | 10510 | 45 | 175071 | B-Line 3/4 adj swivel ring(strut systems | COOPER BUSSMANN,INC. | B3170CT-3/4 | 0.403 | 0.403 | Y | 0.403 | 0.403 | 0.403
B31R114 | 175891 | 4 | 176663 | B-31R1 1/4"ACC | NORGAS | B-31R 1 1/4 | 96.8368 | 96.8368 | N | 96.8368 | 96.8368 | 96.8368
B31RSR09504A34 | 10510 | 18 | 187608 | reg Gray 4-9 1/2 orificeItron 3/4x3/4 B3 | MIDWEST GAS EQUIPMENT, INC. | B31R-SR09504A-3/4 | 134.5 | 146.1201 | Y | 134.5 | 146.1201 | 146.1201
B31RSR095051 | 10510 | 23 | 187608 | reg Gray 4-9 1/2 orificeItron 1x1 B31R g | MIDWEST GAS EQUIPMENT, INC. | B31R-SR09505-1 | 134.5 | 152.8873 | Y | 134.5 | 152.8873 | 152.8873
B31RSR095051 | 175891 | 6 | 187608 | reg Gray 4-9 1/2 orificeItron 1x1 B31R g | MIDWEST GAS EQUIPMENT, INC. | B31R-SR09505-1 | 134.5 | 148.4715 | Y | 134.5 | 152.8873 | 152.8873
B31RSR09506A114 | 10510 | 10 | 187608 | reg Gray 4-9 1/2 orificeItron 1-1/4x1-1/ | MIDWEST GAS EQUIPMENT, INC. | B31R-SR09506A-1-1/4 | 142.5 | 221.5374 | Y | 142.5 | 222.2429 | 222.2429
B31RSR09506A114 | 175891 | 5 | 187608 | reg Gray 4-9 1/2 orificeItron 1-1/4x1-1/ | MIDWEST GAS EQUIPMENT, INC. | B31R-SR09506A-1-1/4 | 142.5 | 222.2429 | Y | 142.5 | 222.2429 | 222.2429
B34RS11492 | 10510 | 3 | 187608 | silver 1-2 PSI 7/8x1 orificeItron 2x2 B3 | MIDWEST GAS EQUIPMENT, INC. | B34R-S1149-2 | 601 | 623.6073 | Y | 601 | 623.6073 | 623.6073
B34RS24672 | 10510 | 12 | 187608 | black 6.5-13, 7/8x1 orificeItron 2x2 B34 | MIDWEST GAS EQUIPMENT, INC. | B34RS24672 | 601 | 622.7474 | Y | 601 | 622.7474 | 622.7474
B34RS50202 | 10510 | 2 | 187608 | red 5 PSI, 7/8x1 orificeItron 2x2 B34R r | MIDWEST GAS EQUIPMENT, INC. | B34R-S5020-2 | 656.5 | 656.5 | Y | 656.5 | 656.5 | 656.5
B34RS97432 | 10510 | 3 | 187608 | black 6.5-13, 1/2 orificeItron 2x2 B34R | MIDWEST GAS EQUIPMENT, INC. | B34R-S9743-2 | 601 | 557.3333 | Y | 601 | 557.3333 | 601
B34RS97432 | 175891 | 1 | 187608 | black 6.5-13, 1/2 orificeItron 2x2 B34R | MIDWEST GAS EQUIPMENT, INC. | B34R-S9743-2 | 601 | 0 | Y | 601 | 557.3333 | 601
B34RS97432IN | 175891 | 1 | 187608 | black 6.5-13in, 1/2 orifice | MIDWEST GAS EQUIPMENT, INC. | B34R-S9743-2IN | 532.25 | 464 | N | 532.25 | 464 | 532.25
B34RS97442 | 10510 | 1 | 187608 | silver 1-2 PSI, 1/2 orificeItron 2x2 B34 | MIDWEST GAS EQUIPMENT, INC. | B34R-S9744-2 | 601 | 583 | Y | 601 | 583 | 601
B34RSR144952 | 175891 | 1 | 187608 | Purple 9.1-20.8 7/8x1 orificeItron 2X2 B | MIDWEST GAS EQUIPMENT, INC. | B34R-SR14495-2 | 601 | 586.7824 | Y | 601 | 586.7824 | 601
B34RSR15625112 | 10510 | 8 | 187608 | black 6.5-13, 7/8x1 orificeItron 1-1/2x1 | MIDWEST GAS EQUIPMENT, INC. | B34R-SR15625-1-1/2 | 601 | 610.1366 | Y | 601 | 610.1366 | 610.1366
B34RSR15625112 | 175891 | 2 | 187608 | black 6.5-13, 7/8x1 orificeItron 1-1/2x1 | MIDWEST GAS EQUIPMENT, INC. | B34R-SR15625-1-1/2 | 601 | 595.5498 | Y | 601 | 610.1366 | 610.1366
B34RSR97122 | 10510 | 4 | 187608 | Yellow 2-4.5 PSI 7/8 X1orifice ITron 2x2 | MIDWEST GAS EQUIPMENT, INC. | B34R-SR9712-2 | 656.5 | 555 | Y | 656.5 | 555 | 656.5
B34SR2 | 175891 | 3 | 176663 | REG, ORF 3/4INX7/8IN, GRAY SPRG | NORGAS | B34SR2 | 310.7803 | 310.7803 | N | 310.7803 | 310.7803 | 310.7803
B34SRHPS1170815 | 10510 | 4 | 187608 | Itron 1.5 7/8x1 orif 1.75-2white spring | MIDWEST GAS EQUIPMENT, INC. | B34SRHP-S11708-1.5 | 390.5 | 429.55 | Y | 390.5 | 429.55 | 429.55
B34SRS1150A112 | 10510 | 8 | 187608 | reg black 6-9 5/8x3/4 orificeItron 1-1/2 | MIDWEST GAS EQUIPMENT, INC. | B34SR-S1150A-1-1/2 | 372 | 371.9052 | Y | 372 | 371.9052 | 372
B34SRS1150A112 | 175891 | 4 | 187608 | reg black 6-9 5/8x3/4 orificeItron 1-1/2 | MIDWEST GAS EQUIPMENT, INC. | B34SR-S1150A-1-1/2 | 372 | 360.9708 | Y | 372 | 371.9052 | 372
B34SRS1151A2 | 10510 | 5 | 187608 | black 6-9 5/8x3/4 orificeItron 2x2 B34SR | MIDWEST GAS EQUIPMENT, INC. | B34SR-S1151A-2 | 372 | 366.4192 | Y | 372 | 411.5 | 411.5
B34SRS1151A2 | 175891 | 0 | 187608 | black 6-9 5/8x3/4 orificeItron 2x2 B34SR | MIDWEST GAS EQUIPMENT, INC. | B34SR-S1151A-2 | 372 | 411.5 | N | 372 | 411.5 | 411.5
B34SRS11706112 | 10510 | 11 | 187608 | reg black 6-9 7/8 x 1 orificeItron 1.5 X | MIDWEST GAS EQUIPMENT, INC. | B34SR-S11706-1-1/2 | 390.5 | 390.5531 | Y | 390.5 | 390.5531 | 390.5531
B34SRS11706112 | 175891 | 4 | 187608 | reg black 6-9 7/8 x 1 orificeItron 1.5 X | MIDWEST GAS EQUIPMENT, INC. | B34SR-S11706-1-1/2 | 390.5 | 361 | Y | 390.5 | 390.5531 | 390.5531
B35020071F | 10008 | 1 | 134088 | Transformer, 350VA | MARSHALL WOLF AUTOMATION INC. | B350-2007-1F | 96.9 | 182.19 | Y | 96.9 | 182.19 | 182.19
B36 | 10510 | 7 | 133674 | V-Belt, Gates | CONTROLS GROUP NORTH AMERICA | B36 | 7.838 | 7.2757 | Y | 7.838 | 7.2757 | 7.838
B36 | 175891 | 1 | 133674 | V-Belt, Gates | CONTROLS GROUP NORTH AMERICA | B36 | 7.838 | 5.07 | N | 7.838 | 7.2757 | 7.838
B373 | 10008 | 65 | 134219 | BARB TEE, 1/4" X 1/4" X 1/8" FPT | PARKER HANNIFIN | B-373 | 2.23 | 2.2286 | N | 2.23 | 11.0322 | 11.0322
B373 | 175891 | 23 | 134219 | BARB TEE, 1/4" X 1/4" X 1/8" FPT | PARKER HANNIFIN | B-373 | 2.23 | 11.0322 | Y | 2.23 | 11.0322 | 11.0322
B374 | 10008 | 951 | 134219 | 5/32" BARB TEE | PARKER HANNIFIN | B-374 | 0.12 | 0.12034 | N | 0.12 | 0.12034 | 0.12034
B376 | 10008 | 157 | 134219 | Barb Tee | PARKER HANNIFIN | B-376 | 1.74 | 1.53 | Y | 1.74 | 1.53 | 1.74
B377 | 10008 | 78 | 134219 | BARB TEE, 3/8" X 3/8" X 1/4" | PARKER HANNIFIN | B-377 | 1.2832 | 1.2832 | N | 1.2832 | 1.2832 | 1.2832
B378 | 10008 | 258 | 134219 | 3/8" BARB TEE | PARKER HANNIFIN | B-378 | 1.6399 | 1.6399 | Y | 1.6399 | 1.6399 | 1.6399
B38 | 10510 | 6 | 187612 | Bell & Gossett Press reducingvalve 1/2 s | BERNARD J. MULCAHY CO.,INC. | 110190LF | 65.37 | 62.73 | Y | 65.37 | 62.73 | 65.37
B380 | 10008 | 149 | 134219 | BARB TEE, 1/2" x 1/2" x 3/8" | PARKER HANNIFIN | B-380 | 2.5322 | 2.5322 | N | 2.5322 | 2.5322 | 2.5322
B381 | 10008 | 28 | 134219 | 1/2" BARB TEE | PARKER HANNIFIN | B-381 | 2.6522 | 2.6522 | N | 2.6522 | 2.6522 | 2.6522
B38JAS | 10510 | 3 | 134078 | V-Belt 41 belt 5L410B type belt | MARS MOTORS & ARMATURES INC | B38JAS | 8.91 | 8.91 | Y | 8.91 | 8.91 | 8.91
B38JAS | 175891 | 1 | 134078 | V-Belt 41 belt 5L410B type belt | MARS MOTORS & ARMATURES INC | B38JAS | 8.91 | 8.91 | Y | 8.91 | 8.91 | 8.91
B391 | 173042 | 134 | 134039 | 1/4 BARB PLUG | KELE & ASSOCIATES | B391 | 0.2944 | 0.2944 | N | 0.2944 | 0.2944 | 0.2944
B392 | 10008 | 3 | 134219 | 3/8" BARB PLUG | PARKER HANNIFIN | B-392 | 0.93 | 0.93333 | N | 0.93 | 0.93333 | 0.93333
B40 | 10510 | 6 | 134078 | V-Belt 43 belt 5L430B type belt | MARS MOTORS & ARMATURES INC | 74432 | 7.905 | 10.553 | Y | 7.905 | 10.553 | 10.553
B40 | 175891 | 2 | 134078 | V-Belt 43 belt 5L430B type belt | MARS MOTORS & ARMATURES INC | 74432 | 7.905 | 6.3 | Y | 7.905 | 10.553 | 10.553
B42 | 10510 | 8 | 134078 | V-Belt 45 belt 5L450B type belt | MARS MOTORS & ARMATURES INC | 74434 | 9.247 | 10.2823 | Y | 9.247 | 10.2823 | 10.2823
B42 | 175891 | 1 | 134078 | V-Belt 45 belt 5L450B type belt | MARS MOTORS & ARMATURES INC | 74434 | 9.247 | 6.483 | Y | 9.247 | 10.2823 | 10.2823
B42R114 | 175891 | 4 | 176663 | REG, ORF 1/2INX9/16IN, BROWN SPR | NORGAS | B42R114 | 57.58 | 57.5783 | N | 57.58 | 57.5783 | 57.58
B42R1218X316ORIFDKGRN | 175891 | 5 | 176663 | 1/2 NPT REG ORF 1/8INX3/16IN DK GREEN SP | NORGAS | B42R1218X316ORIFDKGRN | 58.74 | 58.7438 | N | 58.74 | 58.7438 | 58.7438
B42R138ORIFDKGREEN | 175891 | 6 | 176663 | REG 3/8 ORIFICE DK GREEN SPRING 6-16 | NORGAS | B42R138ORIFDKGREEN | 58.5966 | 58.5966 | N | 58.5966 | 58.5966 | 58.5966
B42R34 | 175891 | 1 | 176663 | 3/4"IRV 1/2x9/16" 6-16"wc 10# | NORGAS | B42R-3/4 | 58.841 | 58.841 | N | 58.841 | 58.841 | 58.841
B42RHPSR1649734 | 10510 | 4 | 187608 | Itron 3/4 2-4# 5/16 orifyellow spring ga | MIDWEST GAS EQUIPMENT, INC. | B42RHP-SR16497-3/4 | 83 | 77.1578 | Y | 83 | 77.1578 | 83
B42RHPSR164981 | 10510 | 26 | 187608 | yellow sprng 2-4 PSI 5/16 orifItron 1 B4 | MIDWEST GAS EQUIPMENT, INC. | B42RHP-SR16498-1 | 83 | 69.5189 | Y | 83 | 69.5189 | 83
B42RSR1060134 | 10510 | 201 | 187608 | Roots 3/4" 1/2 x 9/16 4-9"wc gas reg | MIDWEST GAS EQUIPMENT, INC. | B42R-SR10601 | 53.55 | 53.55 | N | 53.55 | 53.55 | 53.55
B42RSR106021 | 10510 | 225 | 187608 | ROOTS 1" 1/2 X 9/16 4-9"wc gas reg | MIDWEST GAS EQUIPMENT, INC. | B42R-SR10602 | 53.55 | 53.55 | N | 53.55 | 53.55 | 53.55
B42RSR2753412 | 10510 | 7 | 187608 | drk grn 6-16 1/2x9/16 orificeItron 1/2x1 | MIDWEST GAS EQUIPMENT, INC. | B42R-SR27534-1/2 | 76.5 | 78.8089 | Y | 76.5 | 78.8089 | 78.8089
B42RSR2753412 | 175891 | 11 | 187608 | drk grn 6-16 1/2x9/16 orificeItron 1/2x1 | MIDWEST GAS EQUIPMENT, INC. | B42R-SR27534-1/2 | 76.5 | 75.7199 | Y | 76.5 | 78.8089 | 78.8089
B42RSR2753534 | 10510 | 56 | 187608 | drk grn 6-16 1/2x9/16 orificeItron 3/4x3 | MIDWEST GAS EQUIPMENT, INC. | B42R-SR27535-3/4 | 76.5 | 80.3043 | Y | 76.5 | 80.3043 | 80.3043
B42RSR2753534 | 175891 | 5 | 187608 | drk grn 6-16 1/2x9/16 orificeItron 3/4x3 | MIDWEST GAS EQUIPMENT, INC. | B42R-SR27535-3/4 | 76.5 | 76.4274 | Y | 76.5 | 80.3043 | 80.3043
B42RSR275361 | 10510 | 71 | 187608 | drk grn 6-16 1/2x9/16Orifice Itron 1 B42 | MIDWEST GAS EQUIPMENT, INC. | B42R-SR27536-1 | 76.5 | 80.3544 | Y | 76.5 | 80.3544 | 80.3544
B42RSR275361 | 175891 | 12 | 187608 | drk grn 6-16 1/2x9/16Orifice Itron 1 B42 | MIDWEST GAS EQUIPMENT, INC. | B42R-SR27536-1 | 76.5 | 76.375 | Y | 76.5 | 80.3544 | 80.3544
B42RSR27537114 | 10510 | 18 | 187608 | drk grn 6-16 1/2x9/16 OrificeItron 1 1/4 | MIDWEST GAS EQUIPMENT, INC. | B42R-SR27537-1 1/4 | 84.5 | 86.0861 | Y | 84.5 | 86.0861 | 86.0861
B42RSR27537114 | 175891 | 13 | 187608 | drk grn 6-16 1/2x9/16 OrificeItron 1 1/4 | MIDWEST GAS EQUIPMENT, INC. | B42R-SR27537-1 1/4 | 84.5 | 83.691 | Y | 84.5 | 86.0861 | 86.0861
B42RSR2759334 | 10510 | 11 | 187608 | drk grn 6-16 3/16 OrificeItron 3/4x3/4 B | MIDWEST GAS EQUIPMENT, INC. | B42R-SR27593-3/4 | 80 | 78.875 | Y | 80 | 78.875 | 80
B42RSR275941 | 10510 | 8 | 187608 | DK Green 6-16 3/16 orificeItron 1 x 1 B4 | MIDWEST GAS EQUIPMENT, INC. | B42R-SR27594-1 | 80 | 79.1059 | Y | 80 | 79.1059 | 80
B42RSR275941 | 175891 | 1 | 187608 | DK Green 6-16 3/16 orificeItron 1 x 1 B4 | MIDWEST GAS EQUIPMENT, INC. | B42R-SR27594-1 | 80 | 57 | Y | 80 | 79.1059 | 80
B43 | 10510 | 6 | 134078 | V-Belt 46 belt 5L460B type belt | MARS MOTORS & ARMATURES INC | B43 | 8.898 | 8.898 | Y | 8.898 | 8.898 | 8.898
B43 | 175891 | 1 | 134078 | V-Belt 46 belt 5L460B type belt | MARS MOTORS & ARMATURES INC | B43 | 8.898 | 5.923 | Y | 8.898 | 8.898 | 8.898
B44 | 10510 | 7 | 134078 | V-Belt 47 belt 5L470B type belt | MARS MOTORS & ARMATURES INC | B44 | 8.894 | 8.5633 | N | 8.894 | 8.5633 | 8.894
B44 | 175891 | 1 | 134078 | V-Belt 47 belt 5L470B type belt | MARS MOTORS & ARMATURES INC | B44 | 8.894 | 7.132 | Y | 8.894 | 8.5633 | 8.894
B45 | 10510 | 4 | 134078 | V-Belt 48 belt 5L480B type belt | MARS MOTORS & ARMATURES INC | B45 | 10.3 | 10.3 | Y | 10.3 | 10.3 | 10.3
B45 | 175891 | 1 | 134078 | V-Belt 48 belt 5L480B type belt | MARS MOTORS & ARMATURES INC | B45 | 10.3 | 6.477 | Y | 10.3 | 10.3 | 10.3
B46 | 10510 | 13 | 134078 | V-Belt 49 belt 5L490B type belt | MARS MOTORS & ARMATURES INC | B46 | 10.8542 | 10.0618 | Y | 10.8542 | 10.0618 | 10.8542
B46 | 175891 | 1 | 134078 | V-Belt 49 belt 5L490B type belt | MARS MOTORS & ARMATURES INC | B46 | 10.8542 | 6.77 | Y | 10.8542 | 10.0618 | 10.8542
B47 | 10510 | 3 | 134078 | V-Belt 50 belt 5L500B type belt | MARS MOTORS & ARMATURES INC | 74439 | 7.52 | 10.5807 | Y | 7.52 | 10.5807 | 10.5807
B47 | 175891 | 1 | 134078 | V-Belt 50 belt 5L500B type belt | MARS MOTORS & ARMATURES INC | 74439 | 7.52 | 6.215 | Y | 7.52 | 10.5807 | 10.5807
B48 | 10510 | 4 | 134078 | V-Belt 51 belt 5L510B type belt | MARS MOTORS & ARMATURES INC | 74440 | 10.189 | 11.8698 | Y | 10.189 | 11.8698 | 11.8698
B48 | 175891 | 1 | 134078 | V-Belt 51 belt 5L510B type belt | MARS MOTORS & ARMATURES INC | 74440 | 10.189 | 7.499 | Y | 10.189 | 11.8698 | 11.8698
B50 | 10510 | 3 | 134078 | V-Belt 53 belt 5L530B type belt | MARS MOTORS & ARMATURES INC | B50 | 8.222 | 8.202 | Y | 8.222 | 8.222 | 8.222
B50 | 175891 | 1 | 134078 | V-Belt 53 belt 5L530B type belt | MARS MOTORS & ARMATURES INC | B50 | 8.222 | 8.222 | Y | 8.222 | 8.222 | 8.222
B50020081F | 10008 | 2 | 134088 | Transformer, 500VA | MARSHALL WOLF AUTOMATION INC. | B500-2008-1F | 146 | 226.03 | Y | 146 | 226.03 | 226.03
B51 | 10510 | 7 | 134078 | V-Belt 54 belt 5L540B type belt | MARS MOTORS & ARMATURES INC | B51 | 10.621 | 9.182 | Y | 10.621 | 9.182 | 10.621
B52 | 10510 | 6 | 134078 | V-Belt 55 belt 5L550B type belt | MARS MOTORS & ARMATURES INC | B52 | 14.115 | 14.115 | Y | 14.115 | 14.115 | 14.115
B52 | 175891 | 1 | 134078 | V-Belt 55 belt 5L550B type belt | MARS MOTORS & ARMATURES INC | B52 | 14.115 | 8.051 | Y | 14.115 | 14.115 | 14.115
B53 | 10510 | 6 | 134078 | V-Belt 56 belt 5L560B type belt | MARS MOTORS & ARMATURES INC | B53 | 10.129 | 10.129 | Y | 10.129 | 10.129 | 10.129
B53 | 175891 | 1 | 134078 | V-Belt 56 belt 5L560B type belt | MARS MOTORS & ARMATURES INC | B53 | 10.129 | 7.906 | Y | 10.129 | 10.129 | 10.129
B54 | 10510 | 7 | 134078 | V-Belt 57 belt 5L570B type belt | MARS MOTORS & ARMATURES INC | B54 | 11.08 | 10.4401 | Y | 11.08 | 10.4401 | 11.08
B54 | 175891 | 1 | 134078 | V-Belt 57 belt 5L570B type belt | MARS MOTORS & ARMATURES INC | B54 | 11.08 | 6.511 | Y | 11.08 | 10.4401 | 11.08
B54SHGRN10 | 10510 | 110 | 175071 | B-Line green slotted holechannel 14 ga 1 | COOPER BUSSMANN,INC. | B54SHGRN10 | 1.776 | 1.7411 | Y | 1.776 | 1.7411 | 1.776
B55 | 10510 | 3 | 134078 | V-Belt 58" Outside Diameter Type B | MARS MOTORS & ARMATURES INC | 74447 | 8.67 | 13.305 | Y | 8.67 | 13.305 | 13.305
B55 | 175891 | 1 | 134078 | V-Belt 58" Outside Diameter Type B | MARS MOTORS & ARMATURES INC | 74447 | 8.67 | 7.437 | Y | 8.67 | 13.305 | 13.305
B56 | 10510 | 4 | 134078 | V-Belt 59 belt 5L590B type belt | MARS MOTORS & ARMATURES INC | 74448 | 10.619 | 12.6845 | Y | 10.619 | 12.6845 | 12.6845
B56 | 175891 | 1 | 134078 | V-Belt 59 belt 5L590B type belt | MARS MOTORS & ARMATURES INC | 74448 | 10.619 | 4.421 | N | 10.619 | 12.6845 | 12.6845
B571 | 10008 | 271 | 134219 | BRASS ELBOW, 1/4" BARB X 1/8" NPT | PARKER HANNIFIN | B-571 | 1.0862 | 1.0862 | N | 1.0862 | 1.0862 | 1.0862
B573 | 10008 | 3 | 134219 | 1/4" BARB ELBOW | PARKER HANNIFIN | B-573 | 1.43 | 1.1201 | N | 1.43 | 1.1201 | 1.43
B59 | 10510 | 6 | 134078 | V-Belt 62 belt 5L620B type belt | MARS MOTORS & ARMATURES INC | B59 | 11.502 | 10.3957 | Y | 11.502 | 10.3957 | 11.502
B59 | 175891 | 1 | 134078 | V-Belt 62 belt 5L620B type belt | MARS MOTORS & ARMATURES INC | B59 | 11.502 | 7.668 | Y | 11.502 | 10.3957 | 11.502
B60 | 10510 | 6 | 134078 | V-Belt 63 belt 5L630B type belt | MARS MOTORS & ARMATURES INC | B60 | 14.937 | 13.755 | Y | 14.937 | 13.755 | 14.937
B60 | 175891 | 1 | 134078 | V-Belt 63 belt 5L630B type belt | MARS MOTORS & ARMATURES INC | B60 | 14.937 | 7.277 | Y | 14.937 | 13.755 | 14.937
B61 | 10510 | 5 | 134078 | V-Belt 64 belt 5L640B type belt | MARS MOTORS & ARMATURES INC | B61 | 12.085 | 11.4616 | Y | 12.085 | 11.4616 | 12.085
B61 | 175891 | 1 | 134078 | V-Belt 64 belt 5L640B type belt | MARS MOTORS & ARMATURES INC | B61 | 12.085 | 7.356 | Y | 12.085 | 11.4616 | 12.085
B62 | 10510 | 10 | 134078 | V-Belt 65 belt 5L650B type belt | MARS MOTORS & ARMATURES INC | B62 | 12.204 | 12.204 | Y | 12.204 | 12.204 | 12.204
B62 | 175891 | 1 | 134078 | V-Belt 65 belt 5L650B type belt | MARS MOTORS & ARMATURES INC | B62 | 12.204 | 8.026 | Y | 12.204 | 12.204 | 12.204
B63 | 10510 | 3 | 134078 | V-Belt 66 belt 5L660B type belt | MARS MOTORS & ARMATURES INC | 74455 | 10.178 | 14.297 | Y | 10.178 | 14.297 | 14.297
B63 | 175891 | 1 | 134078 | V-Belt 66 belt 5L660B type belt | MARS MOTORS & ARMATURES INC | 74455 | 10.178 | 7.67 | Y | 10.178 | 14.297 | 14.297
B64 | 10510 | 5 | 134078 | V-Belt 67 belt 5L670B type belt | MARS MOTORS & ARMATURES INC | B64 | 9.943 | 9.8727 | Y | 9.943 | 9.8727 | 9.943
B64 | 175891 | 1 | 134078 | V-Belt 67 belt 5L670B type belt | MARS MOTORS & ARMATURES INC | B64 | 9.943 | 9.45 | Y | 9.943 | 9.8727 | 9.943
B65 | 10510 | 4 | 134078 | V-Belt 68 belt 5L680B type belt | MARS MOTORS & ARMATURES INC | B65 | 12.31 | 9.5117 | Y | 12.31 | 9.5117 | 12.31
B65 | 175891 | 1 | 134078 | V-Belt 68 belt 5L680B type belt | MARS MOTORS & ARMATURES INC | B65 | 12.31 | 9.102 | Y | 12.31 | 9.5117 | 12.31
B65538ZN | 10510 | 73 | 175071 | B-Line 3/8 coupling(strut systems) | COOPER BUSSMANN,INC. | B655-3/8ZN | 0.647 | 0.64633 | N | 0.647 | 0.64633 | 0.647
B65538ZN | 175891 | 16 | 175071 | B-Line 3/8 coupling(strut systems) | COOPER BUSSMANN,INC. | B655-3/8ZN | 0.647 | 0.581 | Y | 0.647 | 0.64633 | 0.647
B66 | 10510 | 6 | 134078 | V-Belt 69 belt 5L690B type belt | MARS MOTORS & ARMATURES INC | B66 | 15.3848 | 17.2463 | Y | 15.3848 | 17.2463 | 17.2463
B66 | 175891 | 1 | 134078 | V-Belt 69 belt 5L690B type belt | MARS MOTORS & ARMATURES INC | B66 | 15.3848 | 9.663 | Y | 15.3848 | 17.2463 | 17.2463
B68 | 10510 | 8 | 134078 | V-Belt 71 belt 5L710B type belt | MARS MOTORS & ARMATURES INC | B68 | 12.71 | 12.4802 | Y | 12.71 | 12.4802 | 12.71
B68 | 175891 | 1 | 134078 | V-Belt 71 belt 5L710B type belt | MARS MOTORS & ARMATURES INC | B68 | 12.71 | 9.034 | Y | 12.71 | 12.4802 | 12.71
B70 | 10510 | 8 | 134078 | V-Belt 73 belt 5L730B type belt | MARS MOTORS & ARMATURES INC | B70 | 11.25 | 11.07 | Y | 11.25 | 11.07 | 11.25
B70 | 175891 | 1 | 134078 | V-Belt 73 belt 5L730B type belt | MARS MOTORS & ARMATURES INC | B70 | 11.25 | 8.299 | Y | 11.25 | 11.07 | 11.25
B71 | 10510 | 2 | 134078 | V-Belt 74 belt 5L740B type belt | MARS MOTORS & ARMATURES INC | 74463 | 9.758 | 15.717 | Y | 9.758 | 15.717 | 15.717
B71 | 175891 | 1 | 134078 | V-Belt 74 belt 5L740B type belt | MARS MOTORS & ARMATURES INC | 74463 | 9.758 | 8.43 | Y | 9.758 | 15.717 | 15.717
B712 | 10510 | 10 | 187612 | Bell & Gossett Press reducingvalve 3/4 s | BERNARD J. MULCAHY CO.,INC. | B7-12 | 97.31 | 95.2037 | Y | 97.31 | 95.2037 | 97.31
B75 | 10510 | 2 | 134078 | V-Belt 78 belt 5L780B type belt | MARS MOTORS & ARMATURES INC | B75 | 11.75 | 11.75 | Y | 11.75 | 11.75 | 11.75
B75 | 175891 | 1 | 134078 | V-Belt 78 belt 5L780B type belt | MARS MOTORS & ARMATURES INC | B75 | 11.75 | 8.147 | Y | 11.75 | 11.75 | 11.75
B81 | 10510 | 3 | 134078 | V-Belt 84 belt 5L840B type belt | MARS MOTORS & ARMATURES INC | B81 | 11.1 | 10.4893 | Y | 11.1 | 10.4893 | 11.1
B81 | 175891 | 1 | 134078 | V-Belt 84 belt 5L840B type belt | MARS MOTORS & ARMATURES INC | B81 | 11.1 | 9.267 | Y | 11.1 | 10.4893 | 11.1
BA-44-B | 175883 | 36 | 133780 | 1/4 Barb X 1/4 Compression Bulkhead Unio | DYNACON INC. | BA-44-B | 0 | 1.868 | N | 0 | 1.868 | 1.868
BA/T1K-30TO130FD12 | 175888 | 3 | 133634 | BA/T1K[-30 TO 130F]-D-12" | BUILDING AUTOMATION PRODUCTS, INC. (BAPI) | BA/T1K[-30 TO 130F]-D-12 | 0 | 42.5654 | N | 0 | 42.5654 | 42.5654
BA/TQF-B-1-C-10-N | 175883 | 1 | 133634 | BAPI-Stat “Quantum” Temp Sensor | BUILDING AUTOMATION PRODUCTS, INC. (BAPI) | BA/TQF-B-1-C-10-N | 0 | 37.5 | N | 0 | 37.5 | 37.5
BA10K3OBB | 173042 | 28 | 133634 | BA/10K-3-O-BB | BUILDING AUTOMATION PRODUCTS, INC. (BAPI) | BA/10K-3-O-BB | 9 | 9 | N | 9 | 9 | 9
BA1KOEU | 175891 | 1 | 133634 | OUTDOOR AIR SENSOR | BUILDING AUTOMATION PRODUCTS, INC. (BAPI) | BA/1K-O-EU | 12.6902 | 12.6902 | N | 12.6902 | 12.6902 | 12.6902
BA4INCHM316 | 175888 | 8 | 133634 | BAPI SENSOR | BUILDING AUTOMATION PRODUCTS, INC. (BAPI) | BA4INCHM316 | 21.5581 | 21.5581 | N | 21.5581 | 21.5581 | 21.5581
BAC9021 | 175883 | 1 | 134179 | BACnet VVT Controller MSTP Conquest | NEUCO INC. | BAC9021 | 0 | 187.5 | N | 0 | 187.5 | 187.5
BACKPLATE SHEET METAL 10X10 | 10008 | 36 | 138753 | Backplate, Sheet Metal | SORENSON HEATING & AIR CONDITIONING, INC | BACKPLATE SHEET METAL 10X10 | 20.49 | 19.993 | Y | 20.49 | 19.993 | 20.49
BACKPLATE,SHEETMETAL17X22 | 10008 | -33 | 138753 | Backplate, Sheet Metal | SORENSON HEATING & AIR CONDITIONING, INC | BACK PLATE, SHEET METAL 17 X 22 | 32.16 | 33.0848 | Y | 32.16 | 33.0848 | 33.0848
BACKPLATESHEETMETAL11X155 | 10008 | 12 | 138753 | Backplate, Sheet Metal | SORENSON HEATING & AIR CONDITIONING, INC | BACKPLATE SHEET METAL 11X15.5 | 24 | 24 | Y | 24 | 24 | 24
BACKPLATESHEETMETAL22X22 | 10008 | 3 | 134540 | Sheet Metal Backplate 22x22 | WESTERN SHEET METAL | BACKPLATE SHEET METAL 22X22 | 26.83 | 33.5776 | N | 26.83 | 33.5776 | 33.5776
BAP-BA100KD4BB2TS | 166559 | 9 | 133634 | BA/100K-D-4"-BB2-TS | BUILDING AUTOMATION PRODUCTS, INC. (BAPI) | BA/100K-D-4"-BB2-TS | 13.2 | 13.64 | N | 13.2 | 13.64 | 13.64
BAP-BA100KRPFEP10 | 175891 | 4 | 133634 | 100K-RPFEP-10' | BUILDING AUTOMATION PRODUCTS, INC. (BAPI) | BA/100K-RPFEP-10' | 8.4 | 9.658 | N | 8.4 | 9.658 | 9.658
BAP-BA10K2BQ80L8NCG | 175883 | -17 | 133634 | BAPI-Stat inQuantumin Temperature Sensor | BUILDING AUTOMATION PRODUCTS, INC. (BAPI) | BA/10K-2-BQ80L8-N-CG | 10.8 | 11.7688 | Y | 10.8 | 11.7688 | 11.7688
BAP-BA10K2D12BBX | 175891 | 20 | 133634 | Duct Temperature Sensor\ 10K-2 Thermist | BUILDING AUTOMATION PRODUCTS, INC. (BAPI) | BA/10K-2-D-12"-BBX | 7.5 | 7.5 | Y | 7.5 | 7.5 | 7.5
BAP-BA10K2D4NB5 | 175891 | 12 | 133634 | BAPI SENSOR | BUILDING AUTOMATION PRODUCTS, INC. (BAPI) | BA/10K-2-D-4"-NB-5' | 8.1 | 9.1737 | Y | 8.1 | 9.1737 | 9.1737
BAP-BA10K2H200OWP | 166559 | 0 | 133634 | OUTSIDE AIR/TEMPERATURE SENSOR | BUILDING AUTOMATION PRODUCTS, INC. (BAPI) | BA/10K-2-H200-O-WP | 81 | 0 | N | 81 | 0 | 81
BAP-BA10K2LPB | 10006 | 4 | 133634 | Low Profile inButtonin Sensor\ Black Co | BUILDING AUTOMATION PRODUCTS, INC. (BAPI) | BA/10K-2-LPB | 9 | 9 | Y | 9 | 9 | 9
BAP-BA10K2LPW | 10006 | 5 | 133634 | Low Profile inButtonin Sensor\ White Co | BUILDING AUTOMATION PRODUCTS, INC. (BAPI) | BA/10K-2-LPW | 7.5 | 7.5 | Y | 7.5 | 7.5 | 7.5
BAP-BA10K2OBB | 10008 | 2 | 133634 | 10K-2-O-BB[BrightWhite] | BUILDING AUTOMATION PRODUCTS, INC. (BAPI) | BA/10K-2-O-BB | 9 | 10.5 | Y | 9 | 10.5 | 10.5
BAP-BA10K2R66L6ZCGFOAMBW | 175891 | 20 | 133634 | 10K-2RS[uni6/0-10K/FOAM][BrightWhite | BUILDING AUTOMATION PRODUCTS, INC. (BAPI) | BA/10K-2-R66L6-Z-CG-FOAM-BW | 9.75 | 9.75 | Y | 9.75 | 9.75 | 9.75
BAP-BA10K2RPFEP50 | 175891 | 1 | 133634 | SENSOR BAPI | BUILDING AUTOMATION PRODUCTS, INC. (BAPI) | BA/10K-2-RPFEP-50' | 20.4 | 23.4552 | N | 20.4 | 23.4552 | 23.4552
BAP-BA10K2S | 173042 | 2 | 133634 | Clamp-On Strap Sensor\ 10K-2 Thermistor | BUILDING AUTOMATION PRODUCTS, INC. (BAPI) | BA/10K-2-S | 8.4 | 8.4 | N | 8.4 | 8.4 | 8.4
BAP-BA10K2SP | 173042 | 20 | 133634 | Wallplate Temperature Sensor\ Stainless | BUILDING AUTOMATION PRODUCTS, INC. (BAPI) | BA/10K-2-SP | 5.4 | 6.3 | Y | 5.4 | 6.3 | 6.3
BAP-BA10K2SP | 175891 | 19 | 133634 | Wallplate Temperature Sensor\ Stainless | BUILDING AUTOMATION PRODUCTS, INC. (BAPI) | BA/10K-2-SP | 5.4 | 5.4 | Y | 5.4 | 6.3 | 6.3
BAP-BA10K2STP | 166561 | 1 | 133634 | Spring-Loaded Strap Sensor\ 10K-2 Therm | BUILDING AUTOMATION PRODUCTS, INC. (BAPI) | BA/10K-2-STP | 12.9 | 16.13 | N | 12.9 | 16.13 | 16.13
BAP-BA10K2STP | 175891 | 2 | 133634 | Spring-Loaded Strap Sensor\ 10K-2 Therm | BUILDING AUTOMATION PRODUCTS, INC. (BAPI) | BA/10K-2-STP | 12.9 | 14.832 | N | 12.9 | 16.13 | 16.13
BAP-BA10K3BQZCG | 166559 | 1 | 133634 | BAPI-Stat inQuantumin Temperature Sensor | BUILDING AUTOMATION PRODUCTS, INC. (BAPI) | BA/10K-3-BQ-Z-CG | 7.5 | 7.75 | N | 7.5 | 7.75 | 7.75
BAP-BA10K3D4 | 175891 | 2 | 133634 | Duct Temperature Sensor\ 10K-3 Thermist | BUILDING AUTOMATION PRODUCTS, INC. (BAPI) | BA/10K-3-D-4" | 7.5 | 8.6233 | N | 7.5 | 8.6233 | 8.6233
BAP-BA10K3D8BB4 | 175891 | 0 | 133634 | 10K-3-D-8-BB4 | BUILDING AUTOMATION PRODUCTS, INC. (BAPI) | BA/10K-3-D-8"-BB4 | 7.5 | 7.5 | N | 7.5 | 7.5 | 7.5
BAP-BA10K3D8BBXTS | 175891 | 2 | 133634 | BAPI DUCT SENSOR W/TERMINAL STRIP CONN. | BUILDING AUTOMATION PRODUCTS, INC. (BAPI) | BA/10K-3-D-8"-BBX-TS | 9.6 | 11.0378 | N | 9.6 | 11.0378 | 11.0378
BAP-BA10K3I4WP | 175888 | 10 | 133634 | IMMERSION SENSOR | BUILDING AUTOMATION PRODUCTS, INC. (BAPI) | BA/10K-3-I-4"-WP | 11.1 | 12.7624 | N | 11.1 | 12.7624 | 12.7624
BAP-BA10K3RPFEP220 | 175891 | 2 | 133634 | Remote Probe\ 10K-3 Thermistor\ FEP-Ja | BUILDING AUTOMATION PRODUCTS, INC. (BAPI) | BA/10K-3-RPFEP2-20' | 14.4 | 16.5566 | N | 14.4 | 16.5566 | 16.5566
BAP-BA10K3SP | 173042 | 13 | 133634 | Wallplate Temperature Sensor\ Stainless | BUILDING AUTOMATION PRODUCTS, INC. (BAPI) | BA/10K-3-SP | 5.4 | 6.3 | Y | 5.4 | 6.3 | 6.3
BAP-BA10K3SP | 175891 | 0 | 133634 | Wallplate Temperature Sensor\ Stainless | BUILDING AUTOMATION PRODUCTS, INC. (BAPI) | BA/10K-3-SP | 5.4 | 5.4 | N | 5.4 | 6.3 | 6.3
BAP-BA10K4I4 | 175891 | 11 | 133634 | BAPI 10K-4 IMMERSION SENSOR | BUILDING AUTOMATION PRODUCTS, INC. (BAPI) | BA/10K-4-I-4" | 7.5 | 8.6233 | N | 7.5 | 8.6233 | 8.6233
BAP-BA10K4OBB2 | 175891 | 4 | 133634 | BAPI 10K-4 OA SENSOR | BUILDING AUTOMATION PRODUCTS, INC. (BAPI) | BA/10K-4-O-BB2 | 9 | 10.3479 | N | 9 | 10.3479 | 10.3479
BAP-BA116W | 166561 | 4 | 134078 | Bapi 6.75" Tech Screwdriver Combo | MARS MOTORS & ARMATURES INC | BA/116W | 9 | 9 | N | 9 | 9 | 9
BAP-BA1K1RPFEP10 | 175888 | 15 | 133634 | BAPI TEMP SENSOR FOR LOW TEMP | BUILDING AUTOMATION PRODUCTS, INC. (BAPI) | BA/1K[1]-RPFEP-10' | 0 | 72.3553 | N | 0 | 72.3553 | 72.3553
BAP-BA1K375SP | 175891 | 8 | 133634 | BAPI SENSOR | BUILDING AUTOMATION PRODUCTS, INC. (BAPI) | BA/1K[375]-SP | 7.5 | 8.6233 | N | 7.5 | 8.6233 | 8.6233
BAP-BA1K3WI4BB2TS | 175888 | 5 | 133634 | BAPI TEMP. SENSOR | BUILDING AUTOMATION PRODUCTS, INC. (BAPI) | BA/1K[3W]-I-4"-BB2-TS | 15.3 | 17.5914 | N | 15.3 | 17.5914 | 17.5914
BAP-BA1K3WI8BB2TS | 175888 | 2 | 133634 | BAPI TEMP SENSOR | BUILDING AUTOMATION PRODUCTS, INC. (BAPI) | BA/1K[3W]-I-8"-BB2-TS | 15.3 | 17.5911 | N | 15.3 | 17.5911 | 17.5911
BAP-BA1KA12 | 175891 | 1 | 133634 | 12' AVERAGING 1K OHM SENSOR | BUILDING AUTOMATION PRODUCTS, INC. (BAPI) | BA/1K-A-12' | 84 | 50.0865 | N | 84 | 50.0865 | 84
BAP-BA1KA24 | 175891 | 1 | 133634 | 1K-A-24' | BUILDING AUTOMATION PRODUCTS, INC. (BAPI) | BA/1K-A-24' | 96 | 78.2547 | N | 96 | 78.2547 | 96
BAP-BA1KD12 | 175891 | 1 | 133634 | Duct Temperature Sensor\ 1K RTD\ 12inc | BUILDING AUTOMATION PRODUCTS, INC. (BAPI) | BA/1K-D-12" | 9.6 | 10.7663 | N | 9.6 | 10.7663 | 10.7663
BAP-BA1KD18 | 175891 | 1 | 133634 | Duct Temperature Sensor\ 1K RTD\ 18inc | BUILDING AUTOMATION PRODUCTS, INC. (BAPI) | BA/1K-D-18" | 9.6 | 9.6657 | Y | 9.6 | 9.6657 | 9.6657
BAP-BA1KD2 | 175891 | 4 | 133634 | bapi 2in duct sensor | BUILDING AUTOMATION PRODUCTS, INC. (BAPI) | BA/1K-D-2" | 9.6 | 11.0378 | N | 9.6 | 11.0378 | 11.0378
BAP-BA1KNII4BB2 | 166559 | 1 | 133634 | Immersion Temperature Sensor, Nylon Fitt | BUILDING AUTOMATION PRODUCTS, INC. (BAPI) | BA/1K[NI]-I-4"-BB2 | 25.2 | 16.74 | N | 25.2 | 16.74 | 25.2
BAP-BA1KSP | 175891 | 9 | 133634 | Wallplate Temperature Sensor\ Stainless | BUILDING AUTOMATION PRODUCTS, INC. (BAPI) | BA/1K-SP | 7.5 | 8.6169 | N | 7.5 | 8.6169 | 8.6169
BAP-BA1KSPO | 175891 | 3 | 133634 | 1K-SP-O | BUILDING AUTOMATION PRODUCTS, INC. (BAPI) | BA/1K-SP-O | 10.5 | 13.3379 | N | 10.5 | 13.3379 | 13.3379
BAP-BA1KTBM3041HBNB10 | 175891 | 4 | 133634 | Thermobuffer Temperature Sensor\ 1K RTD | BUILDING AUTOMATION PRODUCTS, INC. (BAPI) | BA/1K-TB-M304-1-HB-NB-10 | 36.6 | 42.0815 | N | 36.6 | 42.0815 | 42.0815
BAP-BA2 | 175891 | 4 | 133634 | BAPI 2IN WELL | BUILDING AUTOMATION PRODUCTS, INC. (BAPI) | BA/2" | 8.8 | 9.4764 | Y | 8.8 | 9.4764 | 9.4764
BAP-BA20KA24BBX | 175891 | 19 | 133634 | BAPI SENSOR | BUILDING AUTOMATION PRODUCTS, INC. (BAPI) | BA/20K-A-24'-BBX | 82 | 82 | Y | 82 | 82 | 82
BAP-BA20KD12BBX | 175891 | 14 | 133634 | Duct Temperature Sensor\ 20K Thermistor | BUILDING AUTOMATION PRODUCTS, INC. (BAPI) | BA/20K-D-12"-BBX | 7.5 | 7.5 | Y | 7.5 | 7.5 | 7.5
BAP-BA20KD4NB10 | 175891 | 10 | 133634 | Duct Temperature Sensor\ 20K Thermistor | BUILDING AUTOMATION PRODUCTS, INC. (BAPI) | BA/20K-D-4"-NB-10' | 8.7 | 9.9 | Y | 8.7 | 9.9 | 9.9
BAP-BA20KD4NB5 | 175891 | 15 | 133634 | BAPI 20K DUCT TEMP SENSOR 4" PROBE, | BUILDING AUTOMATION PRODUCTS, INC. (BAPI) | BA/20K-D-4"-NB-5' | 8.1 | 9.1084 | Y | 8.1 | 9.1084 | 9.1084
BAP-BA20KD8BBX | 175891 | 9 | 133634 | Duct Temperature Sensor\ 20K Thermistor | BUILDING AUTOMATION PRODUCTS, INC. (BAPI) | BA/20K-D-8"-BBX | 7.5 | 7.5 | Y | 7.5 | 7.5 | 7.5
BAP-BA20KOBB2 | 175891 | 3 | 133634 | Outside Air Temperature Sensor\ 20K The | BUILDING AUTOMATION PRODUCTS, INC. (BAPI) | BA/20K-O-BB2 | 9 | 9 | Y | 9 | 9 | 9
BAP-BA20KRZCGBWFOAM | 175891 | 20 | 133634 | 20K-R-FOAM[BrightWhite] | BUILDING AUTOMATION PRODUCTS, INC. (BAPI) | BA/20K-R-Z-CG-BW-FOAM | 7.95 | 7.95 | Y | 7.95 | 7.95 | 7.95
BAP-BA20KSP | 175891 | 13 | 133634 | Wallplate Temperature Sensor\ Stainless | BUILDING AUTOMATION PRODUCTS, INC. (BAPI) | BA/20K-SP | 5.4 | 5.4 | Y | 5.4 | 5.4 | 5.4
BAP-BA20KTBM3041HBNB10 | 175891 | 9 | 133634 | Thermobuffer Temperature Sensor\ 20K Th | BUILDING AUTOMATION PRODUCTS, INC. (BAPI) | BA/20K-TB-M304-1-HB-NB-10 | 34.5 | 39.6669 | N | 34.5 | 39.6669 | 39.6669
BAP-BA2M316 | 175888 | 2 | 133634 | THERMOWELL 2" 316 STAINLESS | BUILDING AUTOMATION PRODUCTS, INC. (BAPI) | BA/2"M316 | 17.6 | 18.9712 | N | 17.6 | 18.9712 | 18.9712
BAP-BA3KSP | 175888 | 3 | 133634 | BAPI 3K WALL PLATE SENSOR-SS | BUILDING AUTOMATION PRODUCTS, INC. (BAPI) | BA/3K-SP | 5.4 | 6.2087 | N | 5.4 | 6.2087 | 6.2087
BAP-BABB | 166559 | 10 | 133634 | The BAPI-Box enclosure is made for HVAC | BUILDING AUTOMATION PRODUCTS, INC. (BAPI) | BA/BB | 8 | 8 | N | 8 | 8 | 8
BAP-BABBVCO | 166559 | 1 | 133634 | Rough Service CO Sensor | BUILDING AUTOMATION PRODUCTS, INC. (BAPI) | BA/BBV-CO | 70.5 | 107.25 | N | 70.5 | 107.25 | 107.25
BAP-BABG | 166557 | 2 | 133634 | Larger BAPI-Guard | BUILDING AUTOMATION PRODUCTS, INC. (BAPI) | BA/BG | 13.5 | 14.319 | Y | 13.5 | 20.34 | 20.34
BAP-BABG | 166561 | 10 | 133634 | Larger BAPI-Guard | BUILDING AUTOMATION PRODUCTS, INC. (BAPI) | BA/BG | 13.5 | 13.5 | Y | 13.5 | 20.34 | 20.34
BAP-BABG | 175891 | 23 | 133634 | Larger BAPI-Guard | BUILDING AUTOMATION PRODUCTS, INC. (BAPI) | BA/BG | 13.5 | 20.34 | Y | 13.5 | 20.34 | 20.34
BAP-BABG2 | 166557 | 7 | 133634 | Smaller BAPI-Guard | BUILDING AUTOMATION PRODUCTS, INC. (BAPI) | BA/BG2 | 10.5 | 10.85 | Y | 10.5 | 14.64 | 14.64
BAP-BABG2 | 166561 | 5 | 133634 | Smaller BAPI-Guard | BUILDING AUTOMATION PRODUCTS, INC. (BAPI) | BA/BG2 | 10.5 | 14.64 | Y | 10.5 | 14.64 | 14.64
BAP-BABG2 | 175888 | 11 | 133634 | Smaller BAPI-Guard | BUILDING AUTOMATION PRODUCTS, INC. (BAPI) | BA/BG2 | 10.5 | 10.5 | N | 10.5 | 14.64 | 14.64
BAP-BABG2 | 175891 | 35 | 133634 | Smaller BAPI-Guard | BUILDING AUTOMATION PRODUCTS, INC. (BAPI) | BA/BG2 | 10.5 | 10.5074 | Y | 10.5 | 14.64 | 14.64
BAP-BAFPB50 | 166559 | 14 | 133634 | Flexible Probe Brackets (pack of 50) | BUILDING AUTOMATION PRODUCTS, INC. (BAPI) | BA/FPB-50 | 72.8 | 1.456 | N | 72.8 | 1.456 | 72.8
BAP-BAFPB50 | 175883 | 99 | 133634 | Flexible Probe Brackets (pack of 50) | BUILDING AUTOMATION PRODUCTS, INC. (BAPI) | BA/FPB-50 | 72.8 | 1.456 | N | 72.8 | 1.456 | 72.8
BAP-BAHQFGC1C10X | 175883 | 2 | 133634 | QuantumHumQSD[*F/0-10V/1K[Ni]/0-20K] | BUILDING AUTOMATION PRODUCTS, INC. (BAPI) | BA/HQF-G-C-1-C10-X | 109.8 | 122.5 | N | 109.8 | 122.5 | 122.5
BAP-BAHQPF2X10M25H10CGB | 175891 | 2 | 133634 | QUANTUM PRIME TEMP & HUMIDITY SENSOR | BUILDING AUTOMATION PRODUCTS, INC. (BAPI) | BA/HQPF2-X-10M-25H10CG-B | 119.4 | 137.2821 | N | 119.4 | 137.2821 | 137.2821
BAP-BALDT4RR10BB | 166559 | 5 | 133634 | Water Detector [LDT4/RR10/BB] [Blue] 2.0 | BUILDING AUTOMATION PRODUCTS, INC. (BAPI) | BA/LDT4-RR10-BB | 115.8 | 141.9522 | Y | 115.8 | 141.9522 | 141.9522
BAP-BALDT4RR10BBLTF | 166553 | 3 | 133634 | Water Detector [LDT4/RR10/BB-LTF] [Blue] | BUILDING AUTOMATION PRODUCTS, INC. (BAPI) | BA/LDT4-RR10-BB-LTF | 118.8 | 145.2 | N | 118.8 | 145.2 | 145.2
BAP-BALDT4RR25BB | 166561 | 3 | 133634 | Water Detector [LDT4/RR25/BB] [Blue] 2.0 | BUILDING AUTOMATION PRODUCTS, INC. (BAPI) | BA/LDT4-RR25-BB | 190.5 | 189.5406 | N | 190.5 | 189.5406 | 190.5
BAP-BALDT4RR25BBLTF | 166553 | 5 | 133634 | Water Detector [LDT4/RR25/BB-LTF] [Blue] | BUILDING AUTOMATION PRODUCTS, INC. (BAPI) | BA/LDT4-RR25-BB-LTF | 193.5 | 219.06 | Y | 193.5 | 219.06 | 219.06
BAP-BALDT4RR50BB | 166559 | 2 | 133634 | Water Detector [LDT4/RR50/BB] [Blue] 2.0 | BUILDING AUTOMATION PRODUCTS, INC. (BAPI) | BA/LDT4-RR50-BB | 315.3 | 315.3 | N | 315.3 | 315.3 | 315.3
BAP-BAPKP100 | 166559 | 100 | 133634 | PIERCEABLE KNOCKOUT PLUGS | BUILDING AUTOMATION PRODUCTS, INC. (BAPI) | BA/PKP-100 | 52 | 0.22 | N | 52 | 0.22 | 52
BAP-BAROMBLE102EZ | 175890 | 6 | 133634 | Wireless BLE Res Module EZ | BUILDING AUTOMATION PRODUCTS, INC. (BAPI) | BA/ROM-BLE-102-EZ | 45 | 45 | N | 45 | 45 | 45
BAP-BARR10 | 166559 | 4 | 133634 | Replacement Remote Rope Sensor 10ft | BUILDING AUTOMATION PRODUCTS, INC. (BAPI) | BA/RR10 | 52.2 | 63.9 | N | 52.2 | 63.9 | 63.9
BAP-BARR25 | 166559 | 1 | 133634 | BA/RR25 | BUILDING AUTOMATION PRODUCTS, INC. (BAPI) | BA/RR25 | 126.9 | 126.9 | N | 126.9 | 126.9 | 126.9
BAP-BAT1K-1000CXORBB2 | 175888 | 7 | 133634 | TxS-XOR-BB2[-100to0C][Blue] | BUILDING AUTOMATION PRODUCTS, INC. (BAPI) | BA/T1K[-100-0C]-XOR-BB2 | 33.6 | 38.6322 | N | 33.6 | 38.6322 | 38.6322
BAP-BAT1K0T0100FOBB2 | 175891 | 2 | 133634 | BAPI OUTDOOR AIR TEMP TRANSMITTER | BUILDING AUTOMATION PRODUCTS, INC. (BAPI) | BAT1K0T0100FOBB2 | 45.8655 | 45.8655 | N | 45.8655 | 45.8655 | 45.8655
BAP-BATS1TRK | 166561 | 5 | 133634 | TS1 Transient Suppressor - Digital / Ana | BUILDING AUTOMATION PRODUCTS, INC. (BAPI) | BA/TS1-TRK | 3.75 | 3.88 | N | 3.75 | 3.88 | 3.88
BAP-BATS2TRK | 166561 | 5 | 133634 | TS2 Transient Suppressor - Digital / Ana | BUILDING AUTOMATION PRODUCTS, INC. (BAPI) | BA/TS2-TRK | 3.75 | 3.88 | N | 3.75 | 3.88 | 3.88
BAP-BAZPMSRATDBB | 166559 | 1 | 133634 | Zone Pressure Multi-Sensor (ZPM) Differe | BUILDING AUTOMATION PRODUCTS, INC. (BAPI) | BA/ZPM-SR-AT-D-BB | 127.5 | 170.5 | N | 127.5 | 170.5 | 170.5
BAP-ZPSACC01 | 166557 | 5 | 133634 | 2in X 4in Stainless Steel Wall Plate wit | BUILDING AUTOMATION PRODUCTS, INC. (BAPI) | ZPS-ACC01 | 5.4 | 5.4 | Y | 5.4 | 6.165 | 6.165
BAP-ZPSACC01 | 166561 | 11 | 133634 | 2in X 4in Stainless Steel Wall Plate wit | BUILDING AUTOMATION PRODUCTS, INC. (BAPI) | ZPS-ACC01 | 5.4 | 6.165 | Y | 5.4 | 6.165 | 6.165
BAP-ZPSACC10 | 10008 | 3 | 133634 | Outside Air Pickup Port\ Rooftop or Wal | BUILDING AUTOMATION PRODUCTS, INC. (BAPI) | ZPS-ACC10 | 13.5 | 13.5 | Y | 13.5 | 15.6 | 15.6
BAP-ZPSACC10 | 166557 | 3 | 133634 | Outside Air Pickup Port\ Rooftop or Wal | BUILDING AUTOMATION PRODUCTS, INC. (BAPI) | ZPS-ACC10 | 13.5 | 13.5 | Y | 13.5 | 15.6 | 15.6
BAP-ZPSACC10 | 175891 | 2 | 133634 | Outside Air Pickup Port\ Rooftop or Wal | BUILDING AUTOMATION PRODUCTS, INC. (BAPI) | ZPS-ACC10 | 13.5 | 15.6 | Y | 13.5 | 15.6 | 15.6
BAP-ZPSACC10V | 175891 | 1 | 133634 | Outside Air Pickup Port\ Vertical Mount | BUILDING AUTOMATION PRODUCTS, INC. (BAPI) | ZPS-ACC10-V | 13.5 | 15.5219 | N | 13.5 | 15.5219 | 15.5219
BAP-ZPSACC14 | 175891 | 8 | 133634 | 6in Total Probe with Circular Foam Pad\ | BUILDING AUTOMATION PRODUCTS, INC. (BAPI) | ZPS-ACC14 | 4.2 | 4.2 | Y | 4.2 | 4.2 | 4.2
BAP-ZPSACC20 | 166553 | 11 | 133634 | Low Profile Pressure Pickup Port | BUILDING AUTOMATION PRODUCTS, INC. (BAPI) | ZPS-ACC20 | 9 | 9.2143 | N | 9 | 10.5 | 10.5
BAP-ZPSACC20 | 166557 | 4 | 133634 | Low Profile Pressure Pickup Port | BUILDING AUTOMATION PRODUCTS, INC. (BAPI) | ZPS-ACC20 | 9 | 10.5 | Y | 9 | 10.5 | 10.5
BAP-ZPSACC20 | 166561 | 12 | 133634 | Low Profile Pressure Pickup Port | BUILDING AUTOMATION PRODUCTS, INC. (BAPI) | ZPS-ACC20 | 9 | 9 | N | 9 | 10.5 | 10.5
BAP-ZPSACC20 | 175891 | 4 | 133634 | Low Profile Pressure Pickup Port | BUILDING AUTOMATION PRODUCTS, INC. (BAPI) | ZPS-ACC20 | 9 | 9.0725 | Y | 9 | 10.5 | 10.5
BAS004A | 166561 | 180 | 168821 | 1/2 Conduit Plastic Bushing (25pk) | ESSENTRA COMPONENTS | BAS004A | 0.0823 | 0.0823 | Y | 0.0823 | 0.0823 | 0.0823
BAS006A | 166553 | 302 | 168821 | 3/4 Conduit Plastic Bushing (25x Bag | ESSENTRA COMPONENTS | BAS006A | 0.0941 | 0.0941 | Y | 0.0941 | 0.0941 | 0.0941
BAS006A | 166557 | 100 | 168821 | 3/4 Conduit Plastic Bushing (25x Bag | ESSENTRA COMPONENTS | BAS006A | 0.0941 | 0.088 | N | 0.0941 | 0.0941 | 0.0941
BAS006A | 166561 | 299 | 168821 | 3/4 Conduit Plastic Bushing (25x Bag | ESSENTRA COMPONENTS | BAS006A | 0.0941 | 0.088 | Y | 0.0941 | 0.0941 | 0.0941
BASKETFOR72312 | 173042 | 1 | 175092 | BASKET FOR 72-3 (1/2") KRA | THE KRAISSL COMPANY | BASKET FOR 72-3 (1/2) | 38.72 | 38.72 | N | 38.72 | 38.72 | 38.72
BASKETFOR72534,7271 | 173042 | 2 | 175092 | BASKET FOR 72-5 3/4", 72-7 1"KRA | THE KRAISSL COMPANY | BASKET FOR 72-5 3/4, 72-7 1 | 56.8 | 56.8 | N | 56.8 | 56.8 | 56.8
BAT1K20TO120FD4 | 175888 | 2 | 133634 | BAPI TRANSMITTER 20-120 | BUILDING AUTOMATION PRODUCTS, INC. (BAPI) | BA/T1K[20 TO 120F]-D-4 | 0 | 45.5308 | N | 0 | 45.5308 | 45.5308
BAT1K30130FO | 175891 | 1 | 133634 | BAPI OUTDOOR SENSOR W/NEMA4 ENCLOSURE | BUILDING AUTOMATION PRODUCTS, INC. (BAPI) | BAT1K30130FO | 46.58 | 46.58 | N | 46.58 | 46.58 | 46.58
BAT1K30TO212FI4INSSWP | 175888 | 6 | 133634 | TEMP SENSOR | BUILDING AUTOMATION PRODUCTS, INC. (BAPI) | BAT1K30TO212FI4INSSWP | 61.7425 | 61.7425 | N | 61.7425 | 61.7425 | 61.7425
BAT1K30TO212FI8INSSWP | 175888 | 5 | 133634 | TEMP SENSOR | BUILDING AUTOMATION PRODUCTS, INC. (BAPI) | BAT1K30TO212FI8INSSWP | 61.7425 | 61.7425 | N | 61.7425 | 61.7425 | 61.7425
BAT1K4060CXORBB2 | 175888 | 8 | 133634 | BAPI TEMPERATURE TRANSMITTER -40 to 60 C | BUILDING AUTOMATION PRODUCTS, INC. (BAPI) | BAT1K4060CXORBB2 | 38.6322 | 38.6322 | N | 38.6322 | 38.6322 | 38.6322
BAT1K50TO100FRPP25BB2 | 166557 | 25 | 133634 | 50-100 deg, Plat RTD 1K, 4-20ma | BUILDING AUTOMATION PRODUCTS, INC. (BAPI) | BA/T1K[50 TO 100F]-RPP-25-BB2 | 44.1 | 44.1 | N | 44.1 | 44.1 | 44.1
BAT1K7TO49CRPFEP210FTBB2 | 175888 | 8 | 133634 | BAPI TRANSMITTER | BUILDING AUTOMATION PRODUCTS, INC. (BAPI) | BAT1K7TO49CRPFEP210FTBB2 | 53.954 | 53.954 | N | 53.954 | 53.954 | 53.954
BBC44 | 175883 | 40 | 134557 | 1/4" X 1/4" BARB BULKHEAD UNION | WISCO SUPPLY, INC. | BBC-44 | 0 | 0.934 | N | 0 | 0.934 | 0.934
BC-66 | 175883 | 7 | 133780 | 3/8 X 3/8 Barb Coupling (union) | DYNACON INC. | BC-66 | 0 | 0.27 | N | 0 | 0.27 | 0.27
BC1 | 10510 | 4 | 134395 | Supco cap tube .031 ID10 ft Sealed Unit | SUPCO SEALED UNIT PARTS CO., INC. / NSI | BC1 | 6.029 | 6.0175 | Y | 6.029 | 6.0175 | 6.029
BC1 | 175891 | 1 | 134395 | Supco cap tube .031 ID10 ft Sealed Unit | SUPCO SEALED UNIT PARTS CO., INC. / NSI | BC1 | 6.029 | 5.95 | Y | 6.029 | 6.0175 | 6.029
BC10CSW10 | 166561 | 9 | 164144 | 1 N.O. CONTACT BLK | FactoryMation, LLC | BC10-CSW-10 | 5.1533 | 5.1533 | N | 5.1533 | 5.1533 | 5.1533
BC2 | 10510 | 9 | 134395 | Supco cap tube .040 ID12 ft Sealed Unit | SUPCO SEALED UNIT PARTS CO., INC. / NSI | BC2 | 8.3976 | 8.1355 | Y | 8.3976 | 8.1355 | 8.3976
BC2 | 175891 | 1 | 134395 | Supco cap tube .040 ID12 ft Sealed Unit | SUPCO SEALED UNIT PARTS CO., INC. / NSI | BC2 | 8.3976 | 7.707 | Y | 8.3976 | 8.1355 | 8.3976
BC3 | 10510 | 7 | 134395 | Supco cap tube .052 ID12 ft Sealed Unit | SUPCO SEALED UNIT PARTS CO., INC. / NSI | BC3 | 8.75 | 8.403 | Y | 8.75 | 8.75 | 8.75
BC3 | 175891 | 1 | 134395 | Supco cap tube .052 ID12 ft Sealed Unit | SUPCO SEALED UNIT PARTS CO., INC. / NSI | BC3 | 8.75 | 8.75 | Y | 8.75 | 8.75 | 8.75
BC4 | 10510 | 3 | 134395 | Supco cap tube .064 ID12 ft Sealed Unit | SUPCO SEALED UNIT PARTS CO., INC. / NSI | BC4 | 7.289 | 7.2763 | Y | 7.289 | 7.289 | 7.289
BC4 | 175891 | 1 | 134395 | Supco cap tube .064 ID12 ft Sealed Unit | SUPCO SEALED UNIT PARTS CO., INC. / NSI | BC4 | 7.289 | 7.289 | Y | 7.289 | 7.289 | 7.289
BC44 | 175883 | 435 | 133780 | 1/4" X 1/4" BARB COUPLING | DYNACON INC. | BC-44 | 0.31 | 0.33 | N | 0.31 | 0.33 | 0.33
BC45 | 175883 | 50 | 133780 | 1/4" X 5/32 BARB COUPLING | DYNACON INC. | BC-45 | 0.29 | 0.33 | N | 0.29 | 0.33 | 0.33
BC55 | 175883 | 51 | 134077 | 5/32" BARB COUPLING | MARSH BELLOFRAM, INC. | BC-55 | 0.33 | 0.33 | N | 0.33 | 0.33 | 0.33
BC64 | 175883 | 25 | 133780 | 3/8" X 1/4" BARB COUPLING | DYNACON INC. | BC-64 | 0.3 | 0.342 | N | 0.3 | 0.342 | 0.342
BCM 500S0B2/3-3 | 166553 | 1 | 133888 | Profinet module | GREYHOUND COMBUSTION & CONTROLS, INC. | KS74960663 | 293.09 | 293.09 | N | 293.09 | 293.09 | 293.09
BCS-SHOPSTOCK | 10008 | -1381 | 133342 | SHOP STOCK | Building Controls & Solutions | BCS-SHOPSTOCK | 0.02 | 0 | N | 0.02 | 0.02 | 0.02
BCS-SHOPSTOCK | 173042 | 498 | 133342 | SHOP STOCK | Building Controls & Solutions | BCS-SHOPSTOCK | 0.02 | 0.02 | N | 0.02 | 0.02 | 0.02
BCSPAN16X18FAB | 175888 | 1 | 133342 | BCS Fabricated Panel 16x18 | Building Controls & Solutions | BCSPAN16X18FAB | 399.954 | 393.4894 | Y | 399.954 | 393.4894 | 399.954
BCSPAN20X24FAB | 175888 | 2 | 133342 | BCS Fabricated Panel 20x24 | Building Controls & Solutions | BCSPAN20X24FAB | 517.33 | 499.9811 | Y | 517.33 | 499.9811 | 517.33
BCSPAN24X36FAB | 175888 | 1 | 133342 | BCS Fabricated Panel 24X36 | Building Controls & Solutions | BCSPAN24X36FAB | 0 | 346.6133 | Y | 0 | 346.6133 | 346.6133
BCSPBR | 173042 | 12 | 133342 | Push button reset station | Building Controls & Solutions | BCSPBR | 45.8275 | 52.3932 | N | 45.8275 | 52.3932 | 52.3932
BD1 | 175891 | 9 | 133540 | 1/2IN WATTS BRASS BOILER DRAIN | WATTS REGULATOR CO | BD1 | 5.758 | 5.758 | N | 5.758 | 5.758 | 5.758
BD1C | 10510 | 9 | 134510 | Watts 0820901 boiler drain1/2 MIP or sol | WATTS REGULATOR CO | BD1C | 12.239 | 12.1758 | Y | 12.239 | 12.1758 | 12.239
BD1C | 175891 | 2 | 134510 | Watts 0820901 boiler drain1/2 MIP or sol | WATTS REGULATOR CO | BD1C | 12.239 | 8.36 | N | 12.239 | 12.1758 | 12.239
BD2 | 175891 | 10 | 133540 | 3/4IN WATTS BRASS BOILER DRAIN | WATTS REGULATOR CO | BD2 | 6.5446 | 6.5446 | N | 6.5446 | 6.5446 | 6.5446
BD2C | 10510 | 11 | 134510 | Watts 0820902 boiler drain3/4 MIP or sol | WATTS REGULATOR CO | BD2C | 14.112 | 13.4568 | Y | 14.112 | 13.4568 | 14.112
BEL-01APS501 | 10510 | 15 | 133602 | DP Switch 0.80-4 inch WC | BELIMO AIRCONTROLS (USA), INC | 01APS-501 | 26.97 | 24.2193 | Y | 26.97 | 26.97 | 26.97
BEL-01APS501 | 166559 | 6 | 133602 | DP Switch 0.80-4 inch WC | BELIMO AIRCONTROLS (USA), INC | 01APS-501 | 26.97 | 24.8642 | Y | 26.97 | 26.97 | 26.97
BEL-01APS501 | 175883 | 4 | 133602 | DP Switch 0.80-4 inch WC | BELIMO AIRCONTROLS (USA), INC | 01APS-501 | 26.97 | 26.97 | Y | 26.97 | 26.97 | 26.97
BEL-01APS504 | 10510 | 7 | 133602 | DP Switch 2-10 inch WC | BELIMO AIRCONTROLS (USA), INC | 01APS-504 | 26.97 | 17.95 | Y | 26.97 | 26.97 | 26.97
BEL-01APS504 | 166557 | 8 | 133602 | DP Switch 2-10 inch WC | BELIMO AIRCONTROLS (USA), INC | 01APS-504 | 26.97 | 26.97 | Y | 26.97 | 26.97 | 26.97
BEL-01APS504 | 166559 | 3 | 133602 | DP Switch 2-10 inch WC | BELIMO AIRCONTROLS (USA), INC | 01APS-504 | 26.97 | 22.8325 | N | 26.97 | 26.97 | 26.97
BEL-01APS504 | 175891 | 2 | 133602 | DP Switch 2-10 inch WC | BELIMO AIRCONTROLS (USA), INC | 01APS-504 | 26.97 | 24.7915 | Y | 26.97 | 26.97 | 26.97
BEL-01APS50R | 10510 | 25 | 133602 | DP Switch 0.08-1.20 inch WC | BELIMO AIRCONTROLS (USA), INC | 01APS-50R | 26.97 | 24.9787 | Y | 26.97 | 25.1 | 26.97
BEL-01APS50R | 166559 | 4 | 133602 | DP Switch 0.08-1.20 inch WC | BELIMO AIRCONTROLS (USA), INC | 01APS-50R | 26.97 | 25.0101 | Y | 26.97 | 25.1 | 26.97
BEL-01APS50R | 175883 | 2 | 133602 | DP Switch 0.08-1.20 inch WC | BELIMO AIRCONTROLS (USA), INC | 01APS-50R | 26.97 | 25.1 | Y | 26.97 | 25.1 | 26.97
BEL-01APS50R | 175891 | 3 | 133602 | DP Switch 0.08-1.20 inch WC | BELIMO AIRCONTROLS (USA), INC | 01APS-50R | 26.97 | 24.03 | Y | 26.97 | 25.1 | 26.97
BEL-01APS50U | 10510 | 7 | 133602 | DP Switch 0.20-2 inch WC | BELIMO AIRCONTROLS (USA), INC | 01APS-50U | 26.97 | 21.0897 | Y | 26.97 | 26.97 | 26.97
BEL-01APS50U | 166553 | 13 | 133602 | DP Switch 0.20-2 inch WC | BELIMO AIRCONTROLS (USA), INC | 01APS-50U | 26.97 | 23.5 | N | 26.97 | 26.97 | 26.97
BEL-01APS50U | 166557 | 8 | 133602 | DP Switch 0.20-2 inch WC | BELIMO AIRCONTROLS (USA), INC | 01APS-50U | 26.97 | 26.97 | Y | 26.97 | 26.97 | 26.97
BEL-01APS50U | 166559 | 2 | 133602 | DP Switch 0.20-2 inch WC | BELIMO AIRCONTROLS (USA), INC | 01APS-50U | 26.97 | 26.97 | Y | 26.97 | 26.97 | 26.97
BEL-01APS50U | 175891 | 6 | 133602 | DP Switch 0.20-2 inch WC | BELIMO AIRCONTROLS (USA), INC | 01APS-50U | 26.97 | 24.6333 | Y | 26.97 | 26.97 | 26.97
BEL-01CT5BH | 166557 | 1 | 133602 | Cable Temp Snsr Pt1000 cable 2 m 2-wire | BELIMO AIRCONTROLS (USA), INC | 01CT-5BH | 14.95 | 10.947 | N | 14.95 | 10.947 | 14.95
BEL-01CT5EH | 175883 | 25 | 133602 | Cable Temp Snsr Ni1000 (JCI) | BELIMO AIRCONTROLS (USA), INC | 01CT-5EH | 14.95 | 13.88 | N | 14.95 | 13.88 | 14.95
BEL-01CT5LH | 10008 | 16 | 133602 | Cable Temp Snsr NTC10k2 | BELIMO AIRCONTROLS (USA), INC | 01CT-5LH | 11.48 | 8.861 | Y | 11.48 | 10.68 | 11.48
BEL-01CT5LH | 10770 | 2 | 133602 | Cable Temp Snsr NTC10k2 | BELIMO AIRCONTROLS (USA), INC | 01CT-5LH | 11.48 | 10.68 | Y | 11.48 | 10.68 | 11.48
BEL-01CT5LH | 175883 | 22 | 133602 | Cable Temp Snsr NTC10k2 | BELIMO AIRCONTROLS (USA), INC | 01CT-5LH | 11.48 | 10.4742 | Y | 11.48 | 10.68 | 11.48
BEL-01CT5LL | 10008 | 20 | 133602 | Cable Temp Snsr w/Flg NTC10k2 | BELIMO AIRCONTROLS (USA), INC | 01CT-5LL | 11.48 | 9.9768 | Y | 11.48 | 10.68 | 11.48
BEL-01CT5LL | 175883 | 7 | 133602 | Cable Temp Snsr w/Flg NTC10k2 | BELIMO AIRCONTROLS (USA), INC | 01CT-5LL | 11.48 | 10.68 | N | 11.48 | 10.68 | 11.48
BEL-01CT5LLF14 | 175883 | 15 | 133602 | Cable Temp Snsr 10k2 4" probe 3m length | BELIMO AIRCONTROLS (USA), INC | 01CT-5LLF1-4 | 11.48 | 10.15 | N | 11.48 | 10.15 | 11.48
BEL-01CT5LP | 10008 | 2 | 133602 | Cable Temp Snsr w/Flg NTC10k2 | BELIMO AIRCONTROLS (USA), INC | 01CT-5LP | 11.48 | 10.68 | Y | 11.48 | 10.68 | 11.48
BEL-01CT5LP | 10770 | 2 | 133602 | Cable Temp Snsr w/Flg NTC10k2 | BELIMO AIRCONTROLS (USA), INC | 01CT-5LP | 11.48 | 9.61 | Y | 11.48 | 10.68 | 11.48
BEL-01CT5LP | 175883 | 10 | 133602 | Cable Temp Snsr w/Flg NTC10k2 | BELIMO AIRCONTROLS (USA), INC | 01CT-5LP | 11.48 | 10.145 | Y | 11.48 | 10.68 | 11.48
BEL-01CT5LPF14 | 175883 | 16 | 133602 | Cable Temp Snsr 10k2 8" probe 3m length | BELIMO AIRCONTROLS (USA), INC | 01CT-5LPF1-4 | 11.48 | 9.61 | N | 11.48 | 9.61 | 11.48
BEL-01CT5QH | 10008 | 11 | 133602 | Cable Temp Snsr NTC20k cable 2 m 2-wire | BELIMO AIRCONTROLS (USA), INC | 01CT-5QH | 11.48 | 10.1845 | Y | 11.48 | 10.1845 | 11.48
BEL-01CT5QL | 10008 | 6 | 133602 | Cable Temp Snsr w/Flg NTC20k | BELIMO AIRCONTROLS (USA), INC | 01CT-5QL | 11.48 | 10.15 | Y | 11.48 | 10.15 | 11.48
BEL-01CT5QLF14 | 175883 | 4 | 133602 | Cable Temp Snsr 20k 4" probe 3m length | BELIMO AIRCONTROLS (USA), INC | 01CT-5QLF1-4 | 12.02 | 11.21 | N | 12.02 | 11.21 | 12.02
BEL-01CT5QP | 10008 | 5 | 133602 | Cable Temp Snsr w/Flg NTC20k | BELIMO AIRCONTROLS (USA), INC | 01CT-5QP | 11.48 | 10.415 | Y | 11.48 | 10.415 | 11.48
BEL-01DT5AL | 166561 | 4 | 133602 | Duct/Immersion Temp Snsr Pt100 4" | BELIMO AIRCONTROLS (USA), INC | 01DT-5AL | 18.16 | 13.083 | N | 18.16 | 13.083 | 18.16
BEL-01DT5AN | 173042 | 2 | 133602 | Duct/Immersion Temp Snsr Pt100 6" | BELIMO AIRCONTROLS (USA), INC | 01DT-5AN | 18.16 | 15.22 | N | 18.16 | 15.22 | 18.16
BEL-01DT5BH | 166553 | 9 | 133602 | Duct/Immersion Temp Snsr Pt1000 2" | BELIMO AIRCONTROLS (USA), INC | 01DT-5BH | 18.16 | 15.22 | Y | 18.16 | 15.22 | 18.16
BEL-01DT5BN | 166553 | 6 | 133602 | Duct/Immersion Temp Snsr Pt1000 6" | BELIMO AIRCONTROLS (USA), INC | 01DT-5BN | 18.16 | 16.82 | Y | 18.16 | 16.82 | 18.16
BEL-01DT5BN | 166559 | 1 | 133602 | Duct/Immersion Temp Snsr Pt1000 6" | BELIMO AIRCONTROLS (USA), INC | 01DT-5BN | 18.16 | 13.62 | N | 18.16 | 16.82 | 18.16
BEL-01DT5BN | 166561 | 9 | 133602 | Duct/Immersion Temp Snsr Pt1000 6" | BELIMO AIRCONTROLS (USA), INC | 01DT-5BN | 18.16 | 13.08 | N | 18.16 | 16.82 | 18.16
BEL-01DT5BP | 166553 | 10 | 133602 | Duct/Immersion Temp Snsr Pt1000 8" | BELIMO AIRCONTROLS (USA), INC | 01DT-5BP | 18.16 | 15.22 | Y | 18.16 | 16.02 | 18.16
BEL-01DT5BP | 166561 | 3 | 133602 | Duct/Immersion Temp Snsr Pt1000 8" | BELIMO AIRCONTROLS (USA), INC | 01DT-5BP | 18.16 | 16.02 | N | 18.16 | 16.02 | 18.16
BEL-01DT5BR | 166553 | 5 | 133602 | Duct/Immersion Temp Snsr Pt1000 12" | BELIMO AIRCONTROLS (USA), INC | 01DT-5BR | 18.16 | 15.22 | Y | 18.16 | 15.6195 | 18.16
BEL-01DT5BR | 166559 | 2 | 133602 | Duct/Immersion Temp Snsr Pt1000 12" | BELIMO AIRCONTROLS (USA), INC | 01DT-5BR | 18.16 | 15.6195 | N | 18.16 | 15.6195 | 18.16
BEL-01DT5BT | 166559 | 2 | 133602 | Duct/Immersion Temp Snsr Pt1000 18" | BELIMO AIRCONTROLS (USA), INC | 01DT-5BT | 20.29 | 18.16 | N | 20.29 | 18.16 | 20.29
BEL-01DT5BT | 173042 | 3 | 133602 | Duct/Immersion Temp Snsr Pt1000 18" | BELIMO AIRCONTROLS (USA), INC | 01DT-5BT | 20.29 | 18.16 | N | 20.29 | 18.16 | 20.29
BEL-01DT5EH | 166553 | 10 | 133602 | Duct/Immers Temp Snsr Ni1000 (JCI) 2" | BELIMO AIRCONTROLS (USA), INC | 01DT-5EH | 14.42 | 12.82 | Y | 14.42 | 13.35 | 14.42
BEL-01DT5EH | 166559 | 2 | 133602 | Duct/Immers Temp Snsr Ni1000 (JCI) 2" | BELIMO AIRCONTROLS (USA), INC | 01DT-5EH | 14.42 | 10.415 | N | 14.42 | 13.35 | 14.42
BEL-01DT5EH | 166561 | 2 | 133602 | Duct/Immers Temp Snsr Ni1000 (JCI) 2" | BELIMO AIRCONTROLS (USA), INC | 01DT-5EH | 14.42 | 12.28 | N | 14.42 | 13.35 | 14.42
BEL-01DT5EH | 175883 | 19 | 133602 | Duct/Immers Temp Snsr Ni1000 (JCI) 2" | BELIMO AIRCONTROLS (USA), INC | 01DT-5EH | 14.42 | 13.35 | Y | 14.42 | 13.35 | 14.42
BEL-01DT5EL | 166553 | 5 | 133602 | Duct/Immers Temp Snsr Ni1000 (JCI) 4" | BELIMO AIRCONTROLS (USA), INC | 01DT-5EL | 14.42 | 11.9683 | Y | 14.42 | 13.35 | 14.42
BEL-01DT5EL | 166559 | 4 | 133602 | Duct/Immers Temp Snsr Ni1000 (JCI) 4" | BELIMO AIRCONTROLS (USA), INC | 01DT-5EL | 14.42 | 10.5242 | Y | 14.42 | 13.35 | 14.42
BEL-01DT5EL | 175883 | 12 | 133602 | Duct/Immers Temp Snsr Ni1000 (JCI) 4" | BELIMO AIRCONTROLS (USA), INC | 01DT-5EL | 14.42 | 13.35 | Y | 14.42 | 13.35 | 14.42
BEL-01DT5EL | 175888 | 5 | 133602 | Duct/Immers Temp Snsr Ni1000 (JCI) 4" | BELIMO AIRCONTROLS (USA), INC | 01DT-5EL | 14.42 | 10.5609 | N | 14.42 | 13.35 | 14.42
BEL-01DT5EN | 166553 | 8 | 133602 | Duct/Immers Temp Snsr Ni1000 (JCI) 6" | BELIMO AIRCONTROLS (USA), INC | 01DT-5EN | 14.42 | 12.2177 | Y | 14.42 | 12.6981 | 14.42
BEL-01DT5EN | 166559 | 3 | 133602 | Duct/Immers Temp Snsr Ni1000 (JCI) 6" | BELIMO AIRCONTROLS (USA), INC | 01DT-5EN | 14.42 | 11.7326 | Y | 14.42 | 12.6981 | 14.42
BEL-01DT5EN | 166561 | 79 | 133602 | Duct/Immers Temp Snsr Ni1000 (JCI) 6" | BELIMO AIRCONTROLS (USA), INC | 01DT-5EN | 14.42 | 12.6981 | N | 14.42 | 12.6981 | 14.42
BEL-01DT5EN | 175888 | 18 | 133602 | Duct/Immers Temp Snsr Ni1000 (JCI) 6" | BELIMO AIRCONTROLS (USA), INC | 01DT-5EN | 14.42 | 10.5609 | N | 14.42 | 12.6981 | 14.42
BEL-01DT5EP | 166553 | 4 | 133602 | Duct/Immers Temp Snsr Ni1000 (JCI) 8" | BELIMO AIRCONTROLS (USA), INC | 01DT-5EP | 14.42 | 11.532 | Y | 14.42 | 13.35 | 14.42
BEL-01DT5EP | 166559 | 2 | 133602 | Duct/Immers Temp Snsr Ni1000 (JCI) 8" | BELIMO AIRCONTROLS (USA), INC | 01DT-5EP | 14.42 | 12.6541 | Y | 14.42 | 13.35 | 14.42
BEL-01DT5EP | 166560 | 2 | 133602 | Duct/Immers Temp Snsr Ni1000 (JCI) 8" | BELIMO AIRCONTROLS (USA), INC | 01DT-5EP | 14.42 | 10.42 | N | 14.42 | 13.35 | 14.42
BEL-01DT5EP | 166561 | 4 | 133602 | Duct/Immers Temp Snsr Ni1000 (JCI) 8" | BELIMO AIRCONTROLS (USA), INC | 01DT-5EP | 14.42 | 11.7457 | N | 14.42 | 13.35 | 14.42
BEL-01DT5EP | 175883 | 12 | 133602 | Duct/Immers Temp Snsr Ni1000 (JCI) 8" | BELIMO AIRCONTROLS (USA), INC | 01DT-5EP | 14.42 | 13.35 | Y | 14.42 | 13.35 | 14.42
BEL-01DT5EP | 175888 | 6 | 133602 | Duct/Immers Temp Snsr Ni1000 (JCI) 8" | BELIMO AIRCONTROLS (USA), INC | 01DT-5EP | 14.42 | 10.5609 | N | 14.42 | 13.35 | 14.42
BEL-01DT5ER | 166553 | 7 | 133602 | Duct/Immers Temp Snsr Ni1000 (JCI) 12" | BELIMO AIRCONTROLS (USA), INC | 01DT-5ER | 14.42 | 12.28 | Y | 14.42 | 13.2633 | 14.42
BEL-01DT5ER | 166559 | 4 | 133602 | Duct/Immers Temp Snsr Ni1000 (JCI) 12" | BELIMO AIRCONTROLS (USA), INC | 01DT-5ER | 14.42 | 13.2633 | Y | 14.42 | 13.2633 | 14.42
BEL-01DT5ER | 166561 | 7 | 133602 | Duct/Immers Temp Snsr Ni1000 (JCI) 12" | BELIMO AIRCONTROLS (USA), INC | 01DT-5ER | 14.42 | 12.82 | Y | 14.42 | 13.2633 | 14.42
BEL-01DT5LH | 166553 | 9 | 133602 | Duct/Immersion Temp Snsr NTC10k2 2" | BELIMO AIRCONTROLS (USA), INC | 01DT-5LH | 11.75 | 9.7582 | Y | 11.75 | 10.95 | 11.75
BEL-01DT5LH | 166559 | 15 | 133602 | Duct/Immersion Temp Snsr NTC10k2 2" | BELIMO AIRCONTROLS (USA), INC | 01DT-5LH | 11.75 | 9.88 | Y | 11.75 | 10.95 | 11.75
BEL-01DT5LH | 166560 | 2 | 133602 | Duct/Immersion Temp Snsr NTC10k2 2" | BELIMO AIRCONTROLS (USA), INC | 01DT-5LH | 11.75 | 8.55 | N | 11.75 | 10.95 | 11.75
BEL-01DT5LH | 166561 | 3 | 133602 | Duct/Immersion Temp Snsr NTC10k2 2" | BELIMO AIRCONTROLS (USA), INC | 01DT-5LH | 11.75 | 8.543 | N | 11.75 | 10.95 | 11.75
BEL-01DT5LH | 175883 | 15 | 133602 | Duct/Immersion Temp Snsr NTC10k2 2" | BELIMO AIRCONTROLS (USA), INC | 01DT-5LH | 11.75 | 10.95 | Y | 11.75 | 10.95 | 11.75
BEL-01DT5LL | 10008 | 4 | 133602 | Duct/Immersion Temp Snsr NTC10k2 4" | BELIMO AIRCONTROLS (USA), INC | 01DT-5LL | 11.75 | 10.95 | Y | 11.75 | 11.15 | 11.75
BEL-01DT5LL | 166553 | 10 | 133602 | Duct/Immersion Temp Snsr NTC10k2 4" | BELIMO AIRCONTROLS (USA), INC | 01DT-5LL | 11.75 | 10.95 | Y | 11.75 | 11.15 | 11.75
BEL-01DT5LL | 166559 | 12 | 133602 | Duct/Immersion Temp Snsr NTC10k2 4" | BELIMO AIRCONTROLS (USA), INC | 01DT-5LL | 11.75 | 11.15 | Y | 11.75 | 11.15 | 11.75
BEL-01DT5LL | 166561 | 1 | 133602 | Duct/Immersion Temp Snsr NTC10k2 4" | BELIMO AIRCONTROLS (USA), INC | 01DT-5LL | 11.75 | 10.95 | Y | 11.75 | 11.15 | 11.75
BEL-01DT5LL | 173042 | 0 | 133602 | Duct/Immersion Temp Snsr NTC10k2 4" | BELIMO AIRCONTROLS (USA), INC | 01DT-5LL | 11.75 | 10.95 | N | 11.75 | 11.15 | 11.75
BEL-01DT5LL | 175883 | 27 | 133602 | Duct/Immersion Temp Snsr NTC10k2 4" | BELIMO AIRCONTROLS (USA), INC | 01DT-5LL | 11.75 | 10.95 | Y | 11.75 | 11.15 | 11.75
BEL-01DT5LN | 10008 | 6 | 133602 | Duct/Immersion Temp Snsr NTC10k2 6" | BELIMO AIRCONTROLS (USA), INC | 01DT-5LN | 11.75 | 10.7343 | Y | 11.75 | 10.95 | 11.75
BEL-01DT5LN | 10770 | 2 | 133602 | Duct/Immersion Temp Snsr NTC10k2 6" | BELIMO AIRCONTROLS (USA), INC | 01DT-5LN | 11.75 | 9.88 | Y | 11.75 | 10.95 | 11.75
BEL-01DT5LN | 166553 | 17 | 133602 | Duct/Immersion Temp Snsr NTC10k2 6" | BELIMO AIRCONTROLS (USA), INC | 01DT-5LN | 11.75 | 10.9426 | Y | 11.75 | 10.95 | 11.75
BEL-01DT5LN | 166559 | 2 | 133602 | Duct/Immersion Temp Snsr NTC10k2 6" | BELIMO AIRCONTROLS (USA), INC | 01DT-5LN | 11.75 | 10.9173 | Y | 11.75 | 10.95 | 11.75
BEL-01DT5LN | 166561 | 5 | 133602 | Duct/Immersion Temp Snsr NTC10k2 6" | BELIMO AIRCONTROLS (USA), INC | 01DT-5LN | 11.75 | 10.8004 | Y | 11.75 | 10.95 | 11.75
BEL-01DT5LN | 173042 | 3 | 133602 | Duct/Immersion Temp Snsr NTC10k2 6" | BELIMO AIRCONTROLS (USA), INC | 01DT-5LN | 11.75 | 10.95 | Y | 11.75 | 10.95 | 11.75
BEL-01DT5LP | 10008 | 6 | 133602 | Duct/Immersion Temp Snsr NTC10k2 8" | BELIMO AIRCONTROLS (USA), INC | 01DT-5LP | 11.75 | 9.546 | Y | 11.75 | 11.51 | 11.75
BEL-01DT5LP | 166553 | 2 | 133602 | Duct/Immersion Temp Snsr NTC10k2 8" | BELIMO AIRCONTROLS (USA), INC | 01DT-5LP | 11.75 | 10.3489 | Y | 11.75 | 11.51 | 11.75
BEL-01DT5LP | 166559 | 15 | 133602 | Duct/Immersion Temp Snsr NTC10k2 8" | BELIMO AIRCONTROLS (USA), INC | 01DT-5LP | 11.75 | 10.8236 | Y | 11.75 | 11.51 | 11.75
BEL-01DT5LP | 166561 | 2 | 133602 | Duct/Immersion Temp Snsr NTC10k2 8" | BELIMO AIRCONTROLS (USA), INC | 01DT-5LP | 11.75 | 9.546 | Y | 11.75 | 11.51 | 11.75
BEL-01DT5LP | 175883 | 10 | 133602 | Duct/Immersion Temp Snsr NTC10k2 8" | BELIMO AIRCONTROLS (USA), INC | 01DT-5LP | 11.75 | 11.51 | Y | 11.75 | 11.51 | 11.75
BEL-01DT5LP | 175891 | 0 | 133602 | Duct/Immersion Temp Snsr NTC10k2 8" | BELIMO AIRCONTROLS (USA), INC | 01DT-5LP | 11.75 | 10.95 | N | 11.75 | 11.51 | 11.75
BEL-01DT5LR | 10008 | 3 | 133602 | Duct/Immersion Temp Snsr NTC10k2 12" | BELIMO AIRCONTROLS (USA), INC | 01DT-5LR | 11.75 | 10.41 | Y | 11.75 | 10.41 | 11.75
BEL-01DT5LR | 166553 | 3 | 133602 | Duct/Immersion Temp Snsr NTC10k2 12" | BELIMO AIRCONTROLS (USA), INC | 01DT-5LR | 11.75 | 9.88 | Y | 11.75 | 10.41 | 11.75
BEL-01DT5LR | 166559 | 3 | 133602 | Duct/Immersion Temp Snsr NTC10k2 12" | BELIMO AIRCONTROLS (USA), INC | 01DT-5LR | 11.75 | 9.5431 | Y | 11.75 | 10.41 | 11.75
BEL-01DT5LT | 166559 | 2 | 133602 | Duct/Immersion Temp Snsr NTC10k2 18" | BELIMO AIRCONTROLS (USA), INC | 01DT-5LT | 18.16 | 16.82 | Y | 18.16 | 16.82 | 18.16
BEL-01DT5MH | 166553 | 10 | 133602 | Duct/Immersion Temp Snsr NTC10k3 2" | BELIMO AIRCONTROLS (USA), INC | 01DT-5MH | 11.75 | 10.843 | Y | 11.75 | 10.843 | 11.75
BEL-01DT5MH | 173042 | 4 | 133602 | Duct/Immersion Temp Snsr NTC10k3 2" | BELIMO AIRCONTROLS (USA), INC | 01DT-5MH | 11.75 | 10.41 | N | 11.75 | 10.843 | 11.75
BEL-01DT5ML | 10006 | 10 | 133602 | Duct/Immersion Temp Snsr NTC10k3 4" | BELIMO AIRCONTROLS (USA), INC | 01DT-5ML | 11.75 | 10.41 | Y | 11.75 | 11.75 | 11.75
BEL-01DT5ML | 166553 | 10 | 133602 | Duct/Immersion Temp Snsr NTC10k3 4" | BELIMO AIRCONTROLS (USA), INC | 01DT-5ML | 11.75 | 11.75 | Y | 11.75 | 11.75 | 11.75
BEL-01DT5ML | 166559 | 2 | 133602 | Duct/Immersion Temp Snsr NTC10k3 4" | BELIMO AIRCONTROLS (USA), INC | 01DT-5ML | 11.75 | 10.3935 | Y | 11.75 | 11.75 | 11.75
BEL-01DT5ML | 166561 | 7 | 133602 | Duct/Immersion Temp Snsr NTC10k3 4" | BELIMO AIRCONTROLS (USA), INC | 01DT-5ML | 11.75 | 8.54 | N | 11.75 | 11.75 | 11.75
BEL-01DT5ML | 173042 | 0 | 133602 | Duct/Immersion Temp Snsr NTC10k3 4" | BELIMO AIRCONTROLS (USA), INC | 01DT-5ML | 11.75 | 10.95 | N | 11.75 | 11.75 | 11.75
BEL-01DT5ML | 175888 | 6 | 133602 | Duct/Immersion Temp Snsr NTC10k3 4" | BELIMO AIRCONTROLS (USA), INC | 01DT-5ML | 11.75 | 10.41 | Y | 11.75 | 11.75 | 11.75
BEL-01DT5MN | 10006 | 10 | 133602 | Duct/Immersion Temp Snsr NTC10k3 6" | BELIMO AIRCONTROLS (USA), INC | 01DT-5MN | 11.75 | 10.41 | Y | 11.75 | 10.8432 | 11.75
BEL-01DT5MN | 166553 | 20 | 133602 | Duct/Immersion Temp Snsr NTC10k3 6" | BELIMO AIRCONTROLS (USA), INC | 01DT-5MN | 11.75 | 9.88 | Y | 11.75 | 10.8432 | 11.75
BEL-01DT5MN | 166559 | 4 | 133602 | Duct/Immersion Temp Snsr NTC10k3 6" | BELIMO AIRCONTROLS (USA), INC | 01DT-5MN | 11.75 | 10.8432 | Y | 11.75 | 10.8432 | 11.75
BEL-01DT5MN | 166561 | 2 | 133602 | Duct/Immersion Temp Snsr NTC10k3 6" | BELIMO AIRCONTROLS (USA), INC | 01DT-5MN | 11.75 | 10.41 | N | 11.75 | 10.8432 | 11.75
BEL-01DT5MN | 175888 | 4 | 133602 | Duct/Immersion Temp Snsr NTC10k3 6" | BELIMO AIRCONTROLS (USA), INC | 01DT-5MN | 11.75 | 9.35 | Y | 11.75 | 10.8432 | 11.75
BEL-01DT5MN | 175891 | 5 | 133602 | Duct/Immersion Temp Snsr NTC10k3 6" | BELIMO AIRCONTROLS (USA), INC | 01DT-5MN | 11.75 | 8.6638 | N | 11.75 | 10.8432 | 11.75
BEL-01DT5MP | 10006 | 9 | 133602 | Duct/Immersion Temp Snsr NTC10k3 8" | BELIMO AIRCONTROLS (USA), INC | 01DT-5MP | 11.75 | 10.41 | Y | 11.75 | 10.41 | 11.75
BEL-01DT5MP | 166553 | 8 | 133602 | Duct/Immersion Temp Snsr NTC10k3 8" | BELIMO AIRCONTROLS (USA), INC | 01DT-5MP | 11.75 | 9.88 | N | 11.75 | 10.41 | 11.75
BEL-01DT5MP | 166559 | 8 | 133602 | Duct/Immersion Temp Snsr NTC10k3 8" | BELIMO AIRCONTROLS (USA), INC | 01DT-5MP | 11.75 | 10.41 | Y | 11.75 | 10.41 | 11.75
BEL-01DT5MP | 166561 | 5 | 133602 | Duct/Immersion Temp Snsr NTC10k3 8" | BELIMO AIRCONTROLS (USA), INC | 01DT-5MP | 11.75 | 10.036 | N | 11.75 | 10.41 | 11.75
BEL-01DT5MP | 175888 | 2 | 133602 | Duct/Immersion Temp Snsr NTC10k3 8" | BELIMO AIRCONTROLS (USA), INC | 01DT-5MP | 11.75 | 8.6638 | N | 11.75 | 10.41 | 11.75
BEL-01DT5MR | 166553 | 2 | 133602 | Duct/Immersion Temp Snsr NTC10k3 12" | BELIMO AIRCONTROLS (USA), INC | 01DT-5MR | 11.75 | 9.88 | Y | 11.75 | 9.88 | 11.75
BEL-01DT5QH | 166553 | 6 | 133602 | Duct/Immersion Temp Snsr NTC20k 2" | BELIMO AIRCONTROLS (USA), INC | 01DT-5QH | 11.75 | 10.8644 | Y | 11.75 | 10.95 | 11.75
BEL-01DT5QH | 175891 | 1 | 133602 | Duct/Immersion Temp Snsr NTC20k 2" | BELIMO AIRCONTROLS (USA), INC | 01DT-5QH | 11.75 | 10.95 | N | 11.75 | 10.95 | 11.75
BEL-01DT5QL | 10008 | 4 | 133602 | Duct/Immersion Temp Snsr NTC20k 4" | BELIMO AIRCONTROLS (USA), INC | 01DT-5QL | 11.75 | 10.95 | Y | 11.75 | 10.95 | 11.75
BEL-01DT5QL | 166553 | 10 | 133602 | Duct/Immersion Temp Snsr NTC20k 4" | BELIMO AIRCONTROLS (USA), INC | 01DT-5QL | 11.75 | 10.5123 | Y | 11.75 | 10.95 | 11.75
BEL-01DT5QL | 166559 | 2 | 133602 | Duct/Immersion Temp Snsr NTC20k 4" | BELIMO AIRCONTROLS (USA), INC | 01DT-5QL | 11.75 | 10.95 | Y | 11.75 | 10.95 | 11.75
BEL-01DT5QL | 166561 | 1 | 133602 | Duct/Immersion Temp Snsr NTC20k 4" | BELIMO AIRCONTROLS (USA), INC | 01DT-5QL | 11.75 | 8.8404 | N | 11.75 | 10.95 | 11.75
BEL-01DT5QN | 166553 | 12 | 133602 | Duct/Immersion Temp Snsr NTC20k 6" | BELIMO AIRCONTROLS (USA), INC | 01DT-5QN | 11.75 | 10.738 | Y | 11.75 | 11.75 | 11.75
BEL-01DT5QN | 166559 | 12 | 133602 | Duct/Immersion Temp Snsr NTC20k 6" | BELIMO AIRCONTROLS (USA), INC | 01DT-5QN | 11.75 | 11.75 | Y | 11.75 | 11.75 | 11.75
BEL-01DT5QN | 166561 | 3 | 133602 | Duct/Immersion Temp Snsr NTC20k 6" | BELIMO AIRCONTROLS (USA), INC | 01DT-5QN | 11.75 | 9.344 | N | 11.75 | 11.75 | 11.75
BEL-01DT5QN | 175883 | 10 | 133602 | Duct/Immersion Temp Snsr NTC20k 6" | BELIMO AIRCONTROLS (USA), INC | 01DT-5QN | 11.75 | 11.51 | Y | 11.75 | 11.75 | 11.75
BEL-01DT5QN | 175888 | 2 | 133602 | Duct/Immersion Temp Snsr NTC20k 6" | BELIMO AIRCONTROLS (USA), INC | 01DT-5QN | 11.75 | 10.415 | Y | 11.75 | 11.75 | 11.75
BEL-01DT5QP | 10008 | 4 | 133602 | Duct/Immersion Temp Snsr NTC20k 8" | BELIMO AIRCONTROLS (USA), INC | 01DT-5QP | 11.75 | 8.55 | Y | 11.75 | 11.3687 | 11.75
BEL-01DT5QP | 166553 | 27 | 133602 | Duct/Immersion Temp Snsr NTC20k 8" | BELIMO AIRCONTROLS (USA), INC | 01DT-5QP | 11.75 | 11.3687 | Y | 11.75 | 11.3687 | 11.75
BEL-01DT5QP | 166561 | 11 | 133602 | Duct/Immersion Temp Snsr NTC20k 8" | BELIMO AIRCONTROLS (USA), INC | 01DT-5QP | 11.75 | 8.6462 | N | 11.75 | 11.3687 | 11.75
BEL-01DT5QP | 175883 | 1 | 133602 | Duct/Immersion Temp Snsr NTC20k 8" | BELIMO AIRCONTROLS (USA), INC | 01DT-5QP | 11.75 | 10.95 | N | 11.75 | 11.3687 | 11.75
BEL-01DT5QR | 10008 | 5 | 133602 | Duct/Immersion Temp Snsr NTC20k 12" | BELIMO AIRCONTROLS (USA), INC | 01DT-5QR | 11.75 | 10.41 | Y | 11.75 | 10.41 | 11.75
BEL-01DT5QR | 166553 | 10 | 133602 | Duct/Immersion Temp Snsr NTC20k 12" | BELIMO AIRCONTROLS (USA), INC | 01DT-5QR | 11.75 | 10.3676 | Y | 11.75 | 10.41 | 11.75
BEL-01DT5QR | 166559 | 59 | 133602 | Duct/Immersion Temp Snsr NTC20k 12" | BELIMO AIRCONTROLS (USA), INC | 01DT-5QR | 11.75 | 8.5403 | N | 11.75 | 10.41 | 11.75
BEL-01DT5QR | 166561 | 4 | 133602 | Duct/Immersion Temp Snsr NTC20k 12" | BELIMO AIRCONTROLS (USA), INC | 01DT-5QR | 11.75 | 8.55 | N | 11.75 | 10.41 | 11.75
BEL-01DTS504 | 173042 | 0 | 133602 | FREEZESTAT, AUTO RESET, 10', 1-SPDT | BELIMO AIRCONTROLS (USA), INC | 01DTS-504 | 96.12 | 89.18 | N | 96.12 | 89.18 | 96.12
BEL-01DTS504X | 175883 | 2 | 133602 | FREEZESTAT, MANUAL RESET, 10', 1-SPDT | BELIMO AIRCONTROLS (USA), INC | 01DTS-504X | 104.93 | 97.45 | N | 104.93 | 97.45 | 104.93
BEL-01DTS505 | 10510 | 6 | 133602 | FREEZESTAT, AUTO RESET, 20', 1-SPDT | BELIMO AIRCONTROLS (USA), INC | 01DTS-505 | 107.33 | 99.59 | Y | 107.33 | 99.59 | 107.33
BEL-01DTS505 | 173042 | 10 | 133602 | FREEZESTAT, AUTO RESET, 20', 1-SPDT | BELIMO AIRCONTROLS (USA), INC | 01DTS-505 | 107.33 | 99.4831 | Y | 107.33 | 99.59 | 107.33
BEL-01DTS505X | 10008 | 6 | 133602 | FREEZESTAT, MANUAL RESET, 20', 1-SPDT | BELIMO AIRCONTROLS (USA), INC | 01DTS-505X | 118.28 | 113.812 | Y | 118.28 | 113.812 | 118.28
BEL-01DTS505X | 10510 | 6 | 133602 | FREEZESTAT, MANUAL RESET, 20', 1-SPDT | BELIMO AIRCONTROLS (USA), INC | 01DTS-505X | 118.28 | 108.4483 | Y | 118.28 | 113.812 | 118.28
BEL-01DTS505X | 166553 | 6 | 133602 | FREEZESTAT, MANUAL RESET, 20', 1-SPDT | BELIMO AIRCONTROLS (USA), INC | 01DTS-505X | 118.28 | 107.068 | Y | 118.28 | 113.812 | 118.28
BEL-01DTS505X | 173042 | 1 | 133602 | FREEZESTAT, MANUAL RESET, 20', 1-SPDT | BELIMO AIRCONTROLS (USA), INC | 01DTS-505X | 118.28 | 84.91 | N | 118.28 | 113.812 | 118.28
BEL-01DTS505X | 175883 | 8 | 133602 | FREEZESTAT, MANUAL RESET, 20', 1-SPDT | BELIMO AIRCONTROLS (USA), INC | 01DTS-505X | 118.28 | 109.74 | N | 118.28 | 113.812 | 118.28
BEL-01HT5E | 166559 | 2 | 133602 | Contact Temp Snsr Ni1000 (JCI) | BELIMO AIRCONTROLS (USA), INC | 01HT-5E | 22.7 | 21.09 | N | 22.7 | 21.09 | 22.7
BEL-01HT5E | 173042 | 2 | 133602 | Contact Temp Snsr Ni1000 (JCI) | BELIMO AIRCONTROLS (USA), INC | 01HT-5E | 22.7 | 21.09 | N | 22.7 | 21.09 | 22.7
BEL-01HT5L | 166557 | 4 | 133602 | Contact Temp Snsr NTC10k2 | BELIMO AIRCONTROLS (USA), INC | 01HT-5L | 17.62 | 16.29 | Y | 17.62 | 16.29 | 17.62
BEL-01HT5L | 166559 | 1 | 133602 | Contact Temp Snsr NTC10k2 | BELIMO AIRCONTROLS (USA), INC | 01HT-5L | 17.62 | 14.151 | N | 17.62 | 16.29 | 17.62
BEL-01HT5L | 166561 | 1 | 133602 | Contact Temp Snsr NTC10k2 | BELIMO AIRCONTROLS (USA), INC | 01HT-5L | 17.62 | 11.615 | N | 17.62 | 16.29 | 17.62
BEL-01HT5L | 173042 | 19 | 133602 | Contact Temp Snsr NTC10k2 | BELIMO AIRCONTROLS (USA), INC | 01HT-5L | 17.62 | 15.9955 | Y | 17.62 | 16.29 | 17.62
BEL-01HT5L | 175883 | 42 | 133602 | Contact Temp Snsr NTC10k2 | BELIMO AIRCONTROLS (USA), INC | 01HT-5L | 17.62 | 16.29 | N | 17.62 | 16.29 | 17.62
BEL-01HT5L | 175888 | 4 | 133602 | Contact Temp Snsr NTC10k2 | BELIMO AIRCONTROLS (USA), INC | 01HT-5L | 17.62 | 15.1291 | Y | 17.62 | 16.29 | 17.62
BEL-01HT5Q | 166559 | 0 | 133602 | Contact Temp Snsr NTC20k | BELIMO AIRCONTROLS (USA), INC | 01HT-5Q | 17.62 | 13.35 | N | 17.62 | 16.29 | 17.62
BEL-01HT5Q | 175883 | 2 | 133602 | Contact Temp Snsr NTC20k | BELIMO AIRCONTROLS (USA), INC | 01HT-5Q | 17.62 | 16.29 | N | 17.62 | 16.29 | 17.62
BEL-01MT5B4 | 173042 | 3 | 133602 | Avg. Temp Snsr Pt1000 10 ft | BELIMO AIRCONTROLS (USA), INC | 01MT-5B4 | 108.67 | 96.92 | N | 108.67 | 96.92 | 108.67
BEL-01MT5B5 | 173042 | 4 | 133602 | Avg. Temp Snsr Pt1000 20 ft | BELIMO AIRCONTROLS (USA), INC | 01MT-5B5 | 124.42 | 111.07 | N | 124.42 | 111.07 | 124.42
BEL-01MT5E4 | 166561 | 1 | 133602 | Avg. Temp Snsr Ni1000 (JCI) 10 ft | BELIMO AIRCONTROLS (USA), INC | 01MT-5E4 | 101.19 | 85.97 | N | 101.19 | 85.97 | 101.19
BEL-01MT5E5 | 166561 | 1 | 133602 | Avg. Temp Snsr Ni1000 (JCI) 20 ft | BELIMO AIRCONTROLS (USA), INC | 01MT-5E5 | 124.42 | 115.61 | N | 124.42 | 115.61 | 124.42
BEL-01MT5E5 | 175883 | 6 | 133602 | Avg. Temp Snsr Ni1000 (JCI) 20 ft | BELIMO AIRCONTROLS (USA), INC | 01MT-5E5 | 124.42 | 115.61 | Y | 124.42 | 115.61 | 124.42
BEL-01MT5L4 | 166561 | 1 | 133602 | Avg. Temp Snsr NTC10k2 10 ft | BELIMO AIRCONTROLS (USA), INC | 01MT-5L4 | 77.43 | 69.15 | N | 77.43 | 69.15 | 77.43
BEL-01MT5L4 | 175883 | 1 | 133602 | Avg. Temp Snsr NTC10k2 10 ft | BELIMO AIRCONTROLS (USA), INC | 01MT-5L4 | 77.43 | 69.15 | Y | 77.43 | 69.15 | 77.43
BEL-01MT5L5 | 175883 | 2 | 133602 | Avg. Temp Snsr NTC10k2 20 ft | BELIMO AIRCONTROLS (USA), INC | 01MT-5L5 | 95.85 | 88.91 | Y | 95.85 | 88.91 | 95.85
BEL-01RT5L0 | 166553 | 12 | 133602 | Room Temp Snsr w/override NTC10k2 white | BELIMO AIRCONTROLS (USA), INC | 01RT-5L-0 | 10.41 | 8.81 | Y | 10.41 | 9.61 | 10.41
BEL-01RT5L0 | 175883 | 15 | 133602 | Room Temp Snsr w/override NTC10k2 white | BELIMO AIRCONTROLS (USA), INC | 01RT-5L-0 | 10.41 | 9.61 | N | 10.41 | 9.61 | 10.41
BEL-01RT5M0 | 166553 | 17 | 133602 | Room Temp Snsr w/override NTC10k3 white | BELIMO AIRCONTROLS (USA), INC | 01RT-5M-0 | 10.41 | 8.81 | Y | 10.41 | 9.35 | 10.41
BEL-01RT5M0 | 173042 | 6 | 133602 | Room Temp Snsr w/override NTC10k3 white | BELIMO AIRCONTROLS (USA), INC | 01RT-5M-0 | 10.41 | 9.35 | N | 10.41 | 9.35 | 10.41
BEL-01UT5B | 166553 | 3 | 133602 | Outside Temp Snsr Pt1000 | BELIMO AIRCONTROLS (USA), INC | 01UT-5B | 28.57 | 25.8967 | Y | 28.57 | 25.8967 | 28.57
BEL-01UT5E | 166553 | 3 | 133602 | Outside Temp Snsr Ni1000 (JCI) | BELIMO AIRCONTROLS (USA), INC | 01UT-5E | 26.17 | 23.76 | Y | 26.17 | 24.3 | 26.17
BEL-01UT5E | 166561 | 1 | 133602 | Outside Temp Snsr Ni1000 (JCI) | BELIMO AIRCONTROLS (USA), INC | 01UT-5E | 26.17 | 21.3357 | N | 26.17 | 24.3 | 26.17
BEL-01UT5E | 175883 | 16 | 133602 | Outside Temp Snsr Ni1000 (JCI) | BELIMO AIRCONTROLS (USA), INC | 01UT-5E | 26.17 | 24.3 | N | 26.17 | 24.3 | 26.17
BEL-01UT5E | 175888 | 2 | 133602 | Outside Temp Snsr Ni1000 (JCI) | BELIMO AIRCONTROLS (USA), INC | 01UT-5E | 26.17 | 17.3378 | N | 26.17 | 24.3 | 26.17
BEL-01UT5L | 10008 | 4 | 133602 | Outside Temp Snsr NTC10k2 | BELIMO AIRCONTROLS (USA), INC | 01UT-5L | 18.16 | 16.82 | Y | 18.16 | 16.82 | 18.16
BEL-01UT5L | 166553 | 3 | 133602 | Outside Temp Snsr NTC10k2 | BELIMO AIRCONTROLS (USA), INC | 01UT-5L | 18.16 | 16.1049 | Y | 18.16 | 16.82 | 18.16
BEL-01UT5L | 166559 | 1 | 133602 | Outside Temp Snsr NTC10k2 | BELIMO AIRCONTROLS (USA), INC | 01UT-5L | 18.16 | 12.9097 | N | 18.16 | 16.82 | 18.16
BEL-01UT5L | 166560 | 2 | 133602 | Outside Temp Snsr NTC10k2 | BELIMO AIRCONTROLS (USA), INC | 01UT-5L | 18.16 | 16.82 | Y | 18.16 | 16.82 | 18.16
BEL-01UT5L | 166561 | 1 | 133602 | Outside Temp Snsr NTC10k2 | BELIMO AIRCONTROLS (USA), INC | 01UT-5L | 18.16 | 16.82 | Y | 18.16 | 16.82 | 18.16
BEL-01UT5L | 173042 | 4 | 133602 | Outside Temp Snsr NTC10k2 | BELIMO AIRCONTROLS (USA), INC | 01UT-5L | 18.16 | 16.82 | Y | 18.16 | 16.82 | 18.16
BEL-01UT5L | 175883 | 18 | 133602 | Outside Temp Snsr NTC10k2 | BELIMO AIRCONTROLS (USA), INC | 01UT-5L | 18.16 | 16.82 | N | 18.16 | 16.82 | 18.16
BEL-01UT5L | 175891 | 0 | 133602 | Outside Temp Snsr NTC10k2 | BELIMO AIRCONTROLS (USA), INC | 01UT-5L | 18.16 | 16.82 | N | 18.16 | 16.82 | 18.16
BEL-01UT5M | 166553 | 4 | 133602 | Outside Temp Snsr NTC10k3 | BELIMO AIRCONTROLS (USA), INC | 01UT-5M | 18.16 | 15.75 | Y | 18.16 | 15.75 | 18.16
BEL-01UT5M | 166559 | 2 | 133602 | Outside Temp Snsr NTC10k3 | BELIMO AIRCONTROLS (USA), INC | 01UT-5M | 18.16 | 12.549 | N | 18.16 | 15.75 | 18.16
BEL-01UT5M | 166561 | 11 | 133602 | Outside Temp Snsr NTC10k3 | BELIMO AIRCONTROLS (USA), INC | 01UT-5M | 18.16 | 12.2845 | N | 18.16 | 15.75 | 18.16
BEL-01UT5Q | 10008 | 2 | 133602 | Outside Temp Snsr NTC20k | BELIMO AIRCONTROLS (USA), INC | 01UT-5Q | 18.16 | 16.82 | Y | 18.16 | 16.82 | 18.16
BEL-01UT5Q | 166553 | 4 | 133602 | Outside Temp Snsr NTC20k | BELIMO AIRCONTROLS (USA), INC | 01UT-5Q | 18.16 | 15.75 | Y | 18.16 | 16.82 | 18.16
BEL-01UT5Q | 166559 | 2 | 133602 | Outside Temp Snsr NTC20k | BELIMO AIRCONTROLS (USA), INC | 01UT-5Q | 18.16 | 12.549 | N | 18.16 | 16.82 | 18.16
BEL-01UT5Q | 166561 | 4 | 133602 | Outside Temp Snsr NTC20k | BELIMO AIRCONTROLS (USA), INC | 01UT-5Q | 18.16 | 12.3374 | N | 18.16 | 16.82 | 18.16
BEL-01UT5Q | 175883 | 1 | 133602 | Outside Temp Snsr NTC20k | BELIMO AIRCONTROLS (USA), INC | 01UT-5Q | 18.16 | 16.82 | N | 18.16 | 16.82 | 18.16
BEL-1109700001 | 166559 | 1 | 133602 | Belimo Cable Gland gaskets | BELIMO AIRCONTROLS (USA), INC | 11097-00001 | 1.6 | 1.6 | N | 1.6 | 1.6 | 1.6
BEL-2140900001 | 166559 | 5 | 133602 | Manual handle, Belimo | BELIMO AIRCONTROLS (USA), INC | 2140900001-BCS | 5.34 | 5.34 | N | 5.34 | 5.34 | 5.34
BEL-22ADP554 | 173042 | 1 | 133602 | DP Sensor Air 0-10 inWC Modbus 0-5/10v | BELIMO AIRCONTROLS (USA), INC | 22ADP-554 | 146.05 | 110.8095 | N | 146.05 | 110.8095 | 146.05
BEL-22ADP584 | 10008 | 4 | 133602 | DP Sensor Air 0-10 inWC 0-5/10v 4-20 mA | BELIMO AIRCONTROLS (USA), INC | 22ADP-584 | 119.35 | 100.66 | Y | 119.35 | 110.81 | 119.35
BEL-22ADP584 | 166560 | 1 | 133602 | DP Sensor Air 0-10 inWC 0-5/10v 4-20 mA | BELIMO AIRCONTROLS (USA), INC | 22ADP-584 | 119.35 | 78.3744 | N | 119.35 | 110.81 | 119.35
BEL-22ADP584 | 175883 | 2 | 133602 | DP Sensor Air 0-10 inWC 0-5/10v 4-20 mA | BELIMO AIRCONTROLS (USA), INC | 22ADP-584 | 119.35 | 110.8 | Y | 119.35 | 110.81 | 119.35
BEL-22ADP584 | 175888 | 4 | 133602 | DP Sensor Air 0-10 inWC 0-5/10v 4-20 mA | BELIMO AIRCONTROLS (USA), INC | 22ADP-584 | 119.35 | 108.14 | Y | 119.35 | 110.81 | 119.35
BEL-22ADP584 | 175891 | 0 | 133602 | DP Sensor Air 0-10 inWC 0-5/10v 4-20 mA | BELIMO AIRCONTROLS (USA), INC | 22ADP-584 | 119.35 | 110.81 | N | 119.35 | 110.81 | 119.35
BEL-22ADP584L | 10008 | 4 | 133602 | DP Snsr 0-10 inWC 0-5/10v 4-20mA LCD | BELIMO AIRCONTROLS (USA), INC | 22ADP-584L | 146.05 | 131.8112 | Y | 146.05 | 135.64 | 146.05
BEL-22ADP584L | 166553 | 1 | 133602 | DP Snsr 0-10 inWC 0-5/10v 4-20mA LCD | BELIMO AIRCONTROLS (USA), INC | 22ADP-584L | 146.05 | 124.9938 | Y | 146.05 | 135.64 | 146.05
BEL-22ADP584L | 175883 | 5 | 133602 | DP Snsr 0-10 inWC 0-5/10v 4-20mA LCD | BELIMO AIRCONTROLS (USA), INC | 22ADP-584L | 146.05 | 135.64 | Y | 146.05 | 135.64 | 146.05
BEL-22ADP586 | 166559 | 1 | 133602 | DP Sensor Air 0-28 inWC 0-5/10v 4-20 mA | BELIMO AIRCONTROLS (USA), INC | 22ADP-586 | 119.35 | 121.628 | N | 119.35 | 121.628 | 121.628
BEL-22ADP58Q | 10008 | 3 | 133602 | DP Sensor Air 0-1 inWC 0-5/10v 4-20 mA | BELIMO AIRCONTROLS (USA), INC | 22ADP-58Q | 119.35 | 86.2445 | Y | 119.35 | 110.8 | 119.35
BEL-22ADP58Q | 166559 | 2 | 133602 | DP Sensor Air 0-1 inWC 0-5/10v 4-20 mA | BELIMO AIRCONTROLS (USA), INC | 22ADP-58Q | 119.35 | 108.5662 | N | 119.35 | 110.8 | 119.35
BEL-22ADP58Q | 166560 | 1 | 133602 | DP Sensor Air 0-1 inWC 0-5/10v 4-20 mA | BELIMO AIRCONTROLS (USA), INC | 22ADP-58Q | 119.35 | 75.03 | N | 119.35 | 110.8 | 119.35
BEL-22ADP58Q | 166561 | 7 | 133602 | DP Sensor Air 0-1 inWC 0-5/10v 4-20 mA | BELIMO AIRCONTROLS (USA), INC | 22ADP-58Q | 119.35 | 77.6972 | N | 119.35 | 110.8 | 119.35
BEL-22ADP58Q | 175883 | 3 | 133602 | DP Sensor Air 0-1 inWC 0-5/10v 4-20 mA | BELIMO AIRCONTROLS (USA), INC | 22ADP-58Q | 119.35 | 110.8 | Y | 119.35 | 110.8 | 119.35
BEL-22ADP58QL | 10008 | 4 | 133602 | DP Snsr 0-1 inWC 0-5/10v 4-20mA LCD | BELIMO AIRCONTROLS (USA), INC | 22ADP-58QL | 146.05 | 127.025 | Y | 146.05 | 127.025 | 146.05
BEL-22ADP58QL | 166553 | 4 | 133602 | DP Snsr 0-1 inWC 0-5/10v 4-20mA LCD | BELIMO AIRCONTROLS (USA), INC | 22ADP-58QL | 146.05 | 126.83 | Y | 146.05 | 127.025 | 146.05
BEL-22ADP58QL | 166559 | 2 | 133602 | DP Snsr 0-1 inWC 0-5/10v 4-20mA LCD | BELIMO AIRCONTROLS (USA), INC | 22ADP-58QL | 146.05 | 100.392 | N | 146.05 | 127.025 | 146.05
BEL-22CT52H | 166553 | 3 | 133602 | Cable Temp Snsr active 0-5 V 0-10 V 2" | BELIMO AIRCONTROLS (USA), INC | 22CT-52H | 64.88 | 52.599 | N | 64.88 | 52.599 | 64.88
BEL-22DC51 | 166553 | 1 | 133602 | Duct CO2 active 0-5/10v 7" | BELIMO AIRCONTROLS (USA), INC | 22DC-51 | 213.6 | 195.1352 | Y | 213.6 | 213.6 | 213.6
BEL-22DC51 | 173042 | 0 | 133602 | Duct CO2 active 0-5/10v 7" | BELIMO AIRCONTROLS (USA), INC | 22DC-51 | 213.6 | 213.6 | N | 213.6 | 213.6 | 213.6
BEL-22DT52L | 175883 | 1 | 133602 | Duct/Immers Temp Snsr 0-5/10v 4" | BELIMO AIRCONTROLS (USA), INC | 22DT-52L | 63.28 | 58.74 | N | 63.28 | 58.74 | 63.28
BEL-22DT54H | 175888 | 1 | 133602 | Duct/Immers Temp Snsr 4-20 mA 2" | BELIMO AIRCONTROLS (USA), INC | 22DT-54H | 63.28 | 57.67 | Y | 63.28 | 57.67 | 63.28
BEL-22DT54L | 166561 | 1 | 133602 | Duct/Immers Temp Snsr 4-20 mA 4" | BELIMO AIRCONTROLS (USA), INC | 22DT-54L | 63.28 | 57.9375 | Y | 63.28 | 58.205 | 63.28
BEL-22DT54L | 175888 | 3 | 133602 | Duct/Immers Temp Snsr 4-20 mA 4" | BELIMO AIRCONTROLS (USA), INC | 22DT-54L | 63.28 | 58.205 | Y | 63.28 | 58.205 | 63.28
BEL-22DT54T | 175888 | 3 | 133602 | Duct/Immers Temp Snsr 4-20 mA 18" | BELIMO AIRCONTROLS (USA), INC | 22DT-54T | 63.28 | 57.67 | Y | 63.28 | 57.67 | 63.28
BEL-22DTC51 | 166561 | 1 | 133602 | Duct CO2 / Temp 0-5/10v 7" | BELIMO AIRCONTROLS (USA), INC | 22DTC-51 | 243.5 | 164.739 | N | 243.5 | 164.739 | 243.5
BEL-22DTH51MB | 166553 | 3 | 133602 | Duct Humid/Temp 0-5/10v Pt1000 5.5" | BELIMO AIRCONTROLS (USA), INC | 22DTH-51MB | 123.89 | 108.14 | Y | 123.89 | 112.94 | 123.89
BEL-22DTH51MB | 166561 | 2 | 133602 | Duct Humid/Temp 0-5/10v Pt1000 5.5" | BELIMO AIRCONTROLS (USA), INC | 22DTH-51MB | 123.89 | 112.94 | N | 123.89 | 112.94 | 123.89
BEL-22DTH51ME | 166553 | 3 | 133602 | Duct Hum/Temp 0-5/10v Ni1000 (JCI) | BELIMO AIRCONTROLS (USA), INC | 22DTH-51ME | 123.89 | 112.94 | Y | 123.89 | 120.366 | 123.89
BEL-22DTH51ME | 166559 | 2 | 133602 | Duct Hum/Temp 0-5/10v Ni1000 (JCI) | BELIMO AIRCONTROLS (USA), INC | 22DTH-51ME | 123.89 | 114.362 | Y | 123.89 | 120.366 | 123.89
BEL-22DTH51ME | 166561 | 2 | 133602 | Duct Hum/Temp 0-5/10v Ni1000 (JCI) | BELIMO AIRCONTROLS (USA), INC | 22DTH-51ME | 123.89 | 111.61 | Y | 123.89 | 120.366 | 123.89
BEL-22DTH51ME | 175883 | 5 | 133602 | Duct Hum/Temp 0-5/10v Ni1000 (JCI) | BELIMO AIRCONTROLS (USA), INC | 22DTH-51ME | 123.89 | 120.366 | Y | 123.89 | 120.366 | 123.89
BEL-22DTH51ML | 10008 | 8 | 133602 | Duct Humid/Temp 0-5/10v NTC10k2 5.5" | BELIMO AIRCONTROLS (USA), INC | 22DTH-51ML | 123.89 | 112.94 | Y | 123.89 | 115.08 | 123.89
BEL-22DTH51ML | 166553 | 5 | 133602 | Duct Humid/Temp 0-5/10v NTC10k2 5.5" | BELIMO AIRCONTROLS (USA), INC | 22DTH-51ML | 123.89 | 112.94 | Y | 123.89 | 115.08 | 123.89
BEL-22DTH51ML | 166559 | 2 | 133602 | Duct Humid/Temp 0-5/10v NTC10k2 5.5" | BELIMO AIRCONTROLS (USA), INC | 22DTH-51ML | 123.89 | 111.7274 | N | 123.89 | 115.08 | 123.89
BEL-22DTH51ML | 166561 | 3 | 133602 | Duct Humid/Temp 0-5/10v NTC10k2 5.5" | BELIMO AIRCONTROLS (USA), INC | 22DTH-51ML | 123.89 | 114.3667 | Y | 123.89 | 115.08 | 123.89
BEL-22DTH51ML | 173042 | 0 | 133602 | Duct Humid/Temp 0-5/10v NTC10k2 5.5" | BELIMO AIRCONTROLS (USA), INC | 22DTH-51ML | 123.89 | 115.08 | N | 123.89 | 115.08 | 123.89
BEL-22DTH51ML | 175883 | 4 | 133602 | Duct Humid/Temp 0-5/10v NTC10k2 5.5" | BELIMO AIRCONTROLS (USA), INC | 22DTH-51ML | 123.89 | 115.08 | Y | 123.89 | 115.08 | 123.89
BEL-22DTH51MM | 166553 | 3 | 133602 | Duct Humid/Temp 0-5/10v NTC10k3 5.5" | BELIMO AIRCONTROLS (USA), INC | 22DTH-51MM | 123.89 | 123.89 | Y | 123.89 | 123.89 | 123.89
BEL-22DTH51MM | 173042 | 1 | 133602 | Duct Humid/Temp 0-5/10v NTC10k3 5.5" | BELIMO AIRCONTROLS (USA), INC | 22DTH-51MM | 123.89 | 123.89 | Y | 123.89 | 123.89 | 123.89
BEL-22DTH51MM | 175891 | 1 | 133602 | Duct Humid/Temp 0-5/10v NTC10k3 5.5" | BELIMO AIRCONTROLS (USA), INC | 22DTH-51MM | 123.89 | 115.08 | N | 123.89 | 123.89 | 123.89
BEL-22DTH51MQ | 10008 | 2 | 133602 | Duct Humid/Temp 0-5/10v NTC20k 5.5" | BELIMO AIRCONTROLS (USA), INC | 22DTH-51MQ | 123.89 | 108.14 | Y | 123.89 | 112.94 | 123.89
BEL-22DTH51MQ | 166553 | 3 | 133602 | Duct Humid/Temp 0-5/10v NTC20k 5.5" | BELIMO AIRCONTROLS (USA), INC | 22DTH-51MQ | 123.89 | 110.1971 | Y | 123.89 | 112.94 | 123.89
BEL-22DTH51MQ | 166559 | 2 | 133602 | Duct Humid/Temp 0-5/10v NTC20k 5.5" | BELIMO AIRCONTROLS (USA), INC | 22DTH-51MQ | 123.89 | 108.8257 | N | 123.89 | 112.94 | 123.89
BEL-22DTH51MQ | 166561 | 2 | 133602 | Duct Humid/Temp 0-5/10v NTC20k 5.5" | BELIMO AIRCONTROLS (USA), INC | 22DTH-51MQ | 123.89 | 108.14 | N | 123.89 | 112.94 | 123.89
BEL-22DTH51MQ | 173042 | 1 | 133602 | Duct Humid/Temp 0-5/10v NTC20k 5.5" | BELIMO AIRCONTROLS (USA), INC | 22DTH-51MQ | 123.89 | 112.94 | Y | 123.89 | 112.94 | 123.89
BEL-22DTH51MQ | 175888 | 4 | 133602 | Duct Humid/Temp 0-5/10v NTC20k 5.5" | BELIMO AIRCONTROLS (USA), INC | 22DTH-51MQ | 123.89 | 112.94 | Y | 123.89 | 112.94 | 123.89
BEL-22DTH53M | 175888 | 2 | 133602 | Duct Humid/Temp 4-20mA 5.5" | BELIMO AIRCONTROLS (USA), INC | 22DTH-53M | 123.89 | 114.01 | Y | 123.89 | 114.01 | 123.89
BEL-22DTH53ML | 166559 | 1 | 133602 | Duct Humid/Temp 4-20mA NTC10k2 5.5" | BELIMO AIRCONTROLS (USA), INC | 22DTH-53ML | 123.89 | 81.97 | N | 123.89 | 101.99 | 123.89
BEL-22DTH53ML | 166560 | 1 | 133602 | Duct Humid/Temp 4-20mA NTC10k2 5.5" | BELIMO AIRCONTROLS (USA), INC | 22DTH-53ML | 123.89 | 81.97 | N | 123.89 | 101.99 | 123.89
BEL-22DTH53ML | 166561 | 3 | 133602 | Duct Humid/Temp 4-20mA NTC10k2 5.5" | BELIMO AIRCONTROLS (USA), INC | 22DTH-53ML | 123.89 | 101.99 | Y | 123.89 | 101.99 | 123.89
BEL-22DTM51 | 166561 | 1 | 133602 | Duct CO2/Humid/Temp 0-5/10v 7" | BELIMO AIRCONTROLS (USA), INC | 22DTM-51 | 325.47 | 216.54 | N | 325.47 | 296.37 | 325.47
BEL-22DTM51 | 173042 | 1 | 133602 | Duct CO2/Humid/Temp 0-5/10v 7" | BELIMO AIRCONTROLS (USA), INC | 22DTM-51 | 325.47 | 296.37 | Y | 325.47 | 296.37 | 325.47
BEL-22G02145A | 10770 | 2 | 133602 | Gas Monitor CO (0-250ppm) NO2 (0-10ppm) | BELIMO AIRCONTROLS (USA), INC | 22G0214-5A | 511.57 | 511.57 | Y | 511.57 | 511.57 | 511.57
BEL-22G02145A | 166557 | 3 | 133602 | Gas Monitor CO (0-250ppm) NO2 (0-10ppm) | BELIMO AIRCONTROLS (USA), INC | 22G0214-5A | 511.57 | 499.3767 | N | 511.57 | 511.57 | 511.57
BEL-22G02145B | 10008 | 0 | 133602 | Gas Monitor, CO (0¦250ppm), NO2 | BELIMO AIRCONTROLS (USA), INC | 22G0214-5B | 491.55 | 456.3 | N | 491.55 | 491.55 | 491.55
BEL-22G02145B | 10010 | 1 | 133602 | Gas Monitor, CO (0¦250ppm), NO2 | BELIMO AIRCONTROLS (USA), INC | 22G0214-5B | 491.55 | 445.09 | N | 491.55 | 491.55 | 491.55
BEL-22G02145B | 10510 | 10 | 133602 | Gas Monitor, CO (0¦250ppm), NO2 | BELIMO AIRCONTROLS (USA), INC | 22G0214-5B | 491.55 | 491.55 | Y | 491.55 | 491.55 | 491.55
BEL-22G02145B | 166557 | 1 | 133602 | Gas Monitor, CO (0¦250ppm), NO2 | BELIMO AIRCONTROLS (USA), INC | 22G0214-5B | 491.55 | 456.3 | N | 491.55 | 491.55 | 491.55
BEL-22G02145C | 10008 | 0 | 133602 | Gas monitor,CO:0..250 ppm, NO2: 0..10ppm | BELIMO AIRCONTROLS (USA), INC | 22G0214-5C | 358.58 | 332.95 | N | 358.58 | 332.95 | 358.58
BEL-22G025B | 10008 | 2 | 133602 | Gas monitor, CO, CO: 0..250 ppm, CAN | BELIMO AIRCONTROLS (USA), INC | 22G02-5B | 327.88 | 304.38 | Y | 327.88 | 304.38 | 327.88
BEL-22G025B | 10510 | 5 | 133602 | Gas monitor, CO, CO: 0..250 ppm, CAN | BELIMO AIRCONTROLS (USA), INC | 22G02-5B | 327.88 | 304.38 | Y | 327.88 | 304.38 | 327.88
BEL-22G025B | 166561 | 1 | 133602 | Gas monitor, CO, CO: 0..250 ppm, CAN | BELIMO AIRCONTROLS (USA), INC | 22G02-5B | 327.88 | 303.5489 | N | 327.88 | 304.38 | 327.88
BEL-22G025C | 166561 | 1 | 133602 | Gas Monitor, CO, Temp 0..250 ppm | BELIMO AIRCONTROLS (USA), INC | 22G02-5C | 242.17 | 230.42 | N | 242.17 | 230.42 | 242.17
BEL-22G145B | 10510 | 3 | 133602 | Gas Monitor, NO2 (0-10ppm), | BELIMO AIRCONTROLS (USA), INC | 22G14-5B | 348.17 | 323.34 | Y | 348.17 | 323.34 | 348.17
BEL-22G145B | 166557 | 1 | 133602 | Gas Monitor, NO2 (0-10ppm), | BELIMO AIRCONTROLS (USA), INC | 22G14-5B | 348.17 | 323.34 | N | 348.17 | 323.34 | 348.17
BEL-22G155A3 | 166561 | 0 | 133602 | Gas Monitor CO2 (0-2000ppm) 2 Analog Out | BELIMO AIRCONTROLS (USA), INC | 22G15-5A3 | 382.61 | 0 | N | 382.61 | 0 | 382.61
BEL-22HH500X | 166553 | 1 | 133602 | Condensation Switch external Snsr LED | BELIMO AIRCONTROLS (USA), INC | 22HH-500X | 92.92 | 60.08 | N | 92.92 | 60.08 | 92.92
BEL-22HH500X | 166561 | 4 | 133602 | Condensation Switch external Snsr LED | BELIMO AIRCONTROLS (USA), INC | 22HH-500X | 92.92 | 60.0725 | N | 92.92 | 60.08 | 92.92
BEL-22HL502 | 10008 | 1 | 133602 | For leak detection, Leakage switch act | BELIMO AIRCONTROLS (USA), INC | 22HL-502 | 88.91 | 82.5 | Y | 88.91 | 82.5 | 88.91
BEL-22PDP585 | 175883 | 1 | 133602 | Differential pressure sensor Water, 0... | BELIMO AIRCONTROLS (USA), INC | 22PDP-585 | 463.51 | 430.4 | N | 463.51 | 430.4 | 463.51
BEL-22PDP585A | 175883 | 2 | 133602 | Pipe Differential Pressure Sensor, | BELIMO AIRCONTROLS (USA), INC | 22PDP-585A | 515.84 | 479 | N | 515.84 | 479 | 515.84
BEL-22PE5UG | 166559 | 1 | 133602 | Thermal energy meter 24V DN 40, 44.0 GPM | BELIMO AIRCONTROLS (USA), INC | 22PE-5UG | 803.4 | 720.03 | N | 803.4 | 720.03 | 803.4
BEL-22RT5900D | 166553 | 10 | 133602 | Room Temp 0(2)-5/10v MP-Bus ePaper touch | BELIMO AIRCONTROLS (USA), INC | 22RT-5900D | 129.23 | 111.87 | Y | 129.23 | 119.88 | 129.23
BEL-22RT5900D | 175883 | 1 | 133602 | Room Temp 0(2)-5/10v MP-Bus ePaper touch | BELIMO AIRCONTROLS (USA), INC | 22RT-5900D | 129.23 | 119.88 | N | 129.23 | 119.88 | 129.23
BEL-22RT591 | 175883 | 3 | 133602 | Room Temp 0-5/10v 2-10v MP-Bus white | BELIMO AIRCONTROLS (USA), INC | 22RT-59-1 | 54.74 | 50.73 | N | 54.74 | 50.73 | 54.74
BEL-22RTH5900D | 166553 | 1 | 133602 | Room sensor Humidity / Temperature | BELIMO AIRCONTROLS (USA), INC | 22RTH-5900D | 183.16 | 170.08 | N | 183.16 | 170.08 | 183.16
BEL-22RTH59L0A | 10008 | 2 | 133602 | Room sensor Humidity / Temperature | BELIMO AIRCONTROLS (USA), INC | 22RTH-59L0A | 117.48 | 101.99 | Y | 117.48 | 106.53 | 117.48
BEL-22RTH59L0A | 175883 | 5 | 133602 | Room sensor Humidity / Temperature | BELIMO AIRCONTROLS (USA), INC | 22RTH-59L0A | 117.48 | 106.53 | N | 117.48 | 106.53 | 117.48
BEL-22RTM5900D | 175883 | 1 | 133602 | RoomCO2 / Hum/Temp 0(2)-5/10v MP-Bus ePa | BELIMO AIRCONTROLS (USA), INC | 22RTM-5900D | 269.4 | 250.18 | N | 269.4 | 250.18 | 269.4
BEL-22RTM5900L1 | 175883 | 1 | 133602 | Room Sensor Temperature active, rH, and | BELIMO AIRCONTROLS (USA), INC | BEL-22RTM5900L1 | 0 | 147.38 | N | 0 | 147.38 | 147.38
BEL-22RTM591 | 175883 | 4 | 133602 | RoomCO2 / Hum/Temp 0-5/10v 2-10v MP-Bus | BELIMO AIRCONTROLS (USA), INC | 22RTM-59-1 | 179.96 | 167.14 | N | 179.96 | 167.14 | 179.96
BEL-22UTH51 | 10510 | 1 | 133602 | Outdoor Snsr Hum/Temp 0-5/10v | BELIMO AIRCONTROLS (USA), INC | 22UTH-51 | 161.54 | 150.05 | N | 161.54 | 150.05 | 161.54
BEL-22UTH51 | 166553 | 3 | 133602 | Outdoor Snsr Hum/Temp 0-5/10v | BELIMO AIRCONTROLS (USA), INC | 22UTH-51 | 161.54 | 144.9833 | Y | 161.54 | 150.05 | 161.54
BEL-22UTH510B | 166553 | 3 | 133602 | Outdoor Snsr Hum/Temp 0-5/10v Pt1000 | BELIMO AIRCONTROLS (USA), INC | 22UTH-510B | 161.54 | 140.71 | Y | 161.54 | 140.71 | 161.54
BEL-22UTH510B | 166561 | 1 | 133602 | Outdoor Snsr Hum/Temp 0-5/10v Pt1000 | BELIMO AIRCONTROLS (USA), INC | 22UTH-510B | 161.54 | 140.71 | N | 161.54 | 140.71 | 161.54
BEL-22UTH510E | 166553 | 3 | 133602 | Outdoor Hum/Temp Snsr 0-5/10v Ni1000 (JC | BELIMO AIRCONTROLS (USA), INC | 22UTH-510E | 161.54 | 149.0122 | Y | 161.54 | 150.05 | 161.54
BEL-22UTH510E | 166561 | 1 | 133602 | Outdoor Hum/Temp Snsr 0-5/10v Ni1000 (JC | BELIMO AIRCONTROLS (USA), INC | 22UTH-510E | 161.54 | 108.3325 | N | 161.54 | 150.05 | 161.54
BEL-22UTH510E | 175883 | 12 | 133602 | Outdoor Hum/Temp Snsr 0-5/10v Ni1000 (JC | BELIMO AIRCONTROLS (USA), INC | 22UTH-510E | 161.54 | 150.05 | Y | 161.54 | 150.05 | 161.54
BEL-22UTH510L | 10008 | 2 | 133602 | Outdoor Hum/Temp Snsr 0-5/10v NTC10k2 | BELIMO AIRCONTROLS (USA), INC | 22UTH-510L | 161.54 | 143.6277 | Y | 161.54 | 150.05 | 161.54
BEL-22UTH510L | 166553 | 1 | 133602 | Outdoor Hum/Temp Snsr 0-5/10v NTC10k2 | BELIMO AIRCONTROLS (USA), INC | 22UTH-510L | 161.54 | 146.4078 | Y | 161.54 | 150.05 | 161.54
BEL-22UTH510L | 175883 | 3 | 133602 | Outdoor Hum/Temp Snsr 0-5/10v NTC10k2 | BELIMO AIRCONTROLS (USA), INC | 22UTH-510L | 161.54 | 150.05 | Y | 161.54 | 150.05 | 161.54
BEL-22UTH510M | 166553 | 2 | 133602 | Outdoor Hum/Temp Snsr 0-5/10v NTC10k3 | BELIMO AIRCONTROLS (USA), INC | 22UTH-510M | 161.54 | 147.6489 | Y | 161.54 | 147.6489 | 161.54
BEL-22UTH510Q | 166553 | 3 | 133602 | Outdoor Hum/Temp Snsr 0-5/10v NTC20k | BELIMO AIRCONTROLS (USA), INC | 22UTH-510Q | 161.54 | 150.05 | Y | 161.54 | 150.05 | 161.54
BEL-22UTH510Q | 166561 | 2 | 133602 | Outdoor Hum/Temp Snsr 0-5/10v NTC20k | BELIMO AIRCONTROLS (USA), INC | 22UTH-510Q | 161.54 | 140.71 | N | 161.54 | 150.05 | 161.54
BEL-22UTH510Q | 175888 | 3 | 133602 | Outdoor Hum/Temp Snsr 0-5/10v NTC20k | BELIMO AIRCONTROLS (USA), INC | 22UTH-510Q | 161.54 | 146.6927 | Y | 161.54 | 150.05 | 161.54
BEL-22UTH510X | 166553 | 2 | 133602 | Outdoor Snsr Hum/Temp 0-5/10v | BELIMO AIRCONTROLS (USA), INC | 22UTH-510X | 189.3 | 175.3562 | Y | 189.3 | 175.3562 | 189.3
BEL-22UTH560X | 166561 | 1 | 133602 | Outdoor Snsr Hum/Temp BACnet 0-5/10v | BELIMO AIRCONTROLS (USA), INC | 22UTH-560X | 236.56 | 215.47 | N | 236.56 | 215.47 | 236.56
BEL-22WP514 | 166553 | 1 | 133602 | Pressure sensor liquids active 0-10 V | BELIMO AIRCONTROLS (USA), INC | 22WP-514 | 131.63 | 114.28 | N | 131.63 | 114.28 | 131.63
BEL-22WP516 | 166553 | 2 | 133602 | Pressure sensor liquids active 0-10 V | BELIMO AIRCONTROLS (USA), INC | 22WP-516 | 131.63 | 118.336 | Y | 131.63 | 119.35 | 131.63
BEL-22WP516 | 166559 | 2 | 133602 | Pressure sensor liquids active 0-10 V | BELIMO AIRCONTROLS (USA), INC | 22WP-516 | 131.63 | 119.35 | N | 131.63 | 119.35 | 131.63
BEL-22WP517 | 166553 | 5 | 133602 | Pressure sensor liquids active 0-10 V | BELIMO AIRCONTROLS (USA), INC | 22WP-517 | 131.63 | 121.114 | Y | 131.63 | 121.114 | 131.63
BEL-22WP517 | 166559 | 1 | 133602 | Pressure sensor liquids active 0-10 V | BELIMO AIRCONTROLS (USA), INC | 22WP-517 | 131.63 | 119.35 | N | 131.63 | 121.114 | 131.63
BEL-4314900001 | 10008 | 2 | 133602 | SCREW FOR LR ACTUATOR TO NEW STYLE BELIM | BELIMO AIRCONTROLS (USA), INC | 43149-00001 | 0.1148 | 0.11481 | N | 0.1148 | 0.11481 | 0.11481
BEL-4314900001 | 175891 | 29 | 133602 | SCREW FOR LR ACTUATOR TO NEW STYLE BELIM | BELIMO AIRCONTROLS (USA), INC | 43149-00001 | 0.1148 | 0.007055 | N | 0.1148 | 0.11481 | 0.11481
BEL-4344200001 | 166559 | 2 | 133602 | Belimo Cable Gland Ftg., 1/2" | BELIMO AIRCONTROLS (USA), INC | 43442-00001 | 6.14 | 6.14 | N | 6.14 | 6.14 | 6.14
BEL-A22APA01 | 175883 | 10 | 133602 | Duct conn Metal L 1.5" Tube conn 0.2" | BELIMO AIRCONTROLS (USA), INC | A-22AP-A01 | 5.34 | 5.07 | N | 5.34 | 5.07 | 5.34
BEL-A22APA03 | 166553 | 6 | 133602 | Duct conn Metal L 4" Tube conn 0.2" | BELIMO AIRCONTROLS (USA), INC | A-22AP-A03 | 9.08 | 8.01 | N | 9.08 | 8.01 | 9.08
BEL-A22DA03 | 10008 | 7 | 133602 | Mntg flange for Snsr probe 6 mm up to ma | BELIMO AIRCONTROLS (USA), INC | A-22D-A03 | 3.74 | 0 | N | 3.74 | 3.47 | 3.74
BEL-A22DA03 | 166553 | 12 | 133602 | Mntg flange for Snsr probe 6 mm up to ma | BELIMO AIRCONTROLS (USA), INC | A-22D-A03 | 3.74 | 2.4 | N | 3.74 | 3.47 | 3.74
BEL-A22DA03 | 166559 | 11 | 133602 | Mntg flange for Snsr probe 6 mm up to ma | BELIMO AIRCONTROLS (USA), INC | A-22D-A03 | 3.74 | 2.4 | N | 3.74 | 3.47 | 3.74
BEL-A22DA03 | 166560 | 10 | 133602 | Mntg flange for Snsr probe 6 mm up to ma | BELIMO AIRCONTROLS (USA), INC | A-22D-A03 | 3.74 | 2.41 | N | 3.74 | 3.47 | 3.74
BEL-A22DA03 | 166561 | 16 | 133602 | Mntg flange for Snsr probe 6 mm up to ma | BELIMO AIRCONTROLS (USA), INC | A-22D-A03 | 3.74 | 2.4 | N | 3.74 | 3.47 | 3.74
BEL-A22DA03 | 175883 | 52 | 133602 | Mntg flange for Snsr probe 6 mm up to ma | BELIMO AIRCONTROLS (USA), INC | A-22D-A03 | 3.74 | 3.47 | N | 3.74 | 3.47 | 3.74
BEL-A22DA34 | 166553 | 2 | 133602 | Mntg flange for duct Snsr 19.5 mm up to | BELIMO AIRCONTROLS (USA), INC | A-22D-A34 | 5.34 | 4.01 | N | 5.34 | 4.01 | 5.34
BEL-A22DA34 | 166559 | 2 | 133602 | Mntg flange for duct Snsr 19.5 mm up to | BELIMO AIRCONTROLS (USA), INC | A-22D-A34 | 5.34 | 4.01 | N | 5.34 | 4.01 | 5.34
BEL-A22DA34 | 166560 | 2 | 133602 | Mntg flange for duct Snsr 19.5 mm up to | BELIMO AIRCONTROLS (USA), INC | A-22D-A34 | 5.34 | 4.01 | N | 5.34 | 4.01 | 5.34
BEL-A22DA34 | 166561 | 4 | 133602 | Mntg flange for duct Snsr 19.5 mm up to | BELIMO AIRCONTROLS (USA), INC | A-22D-A34 | 5.34 | 4.01 | N | 5.34 | 4.01 | 5.34
BEL-A22GA13 | 10008 | 1 | 133602 | Duct Mount Enclosure | BELIMO AIRCONTROLS (USA), INC | A-22G-A13 | 142.31 | 132.17 | Y | 142.31 | 132.17 | 142.31
BEL-A22GA14 | 166557 | 3 | 133602 | High-Low Mounting Kit | BELIMO AIRCONTROLS (USA), INC | A-22G-A14 | 105.2 | 97.72 | N | 105.2 | 97.72 | 105.2
BEL-A22PA05 | 10008 | 13 | 133602 | Thermowell fabricated SS 2" 1/2" NPT | BELIMO AIRCONTROLS (USA), INC | A-22P-A05 | 11.21 | 10.3594 | Y | 11.21 | 10.41 | 11.21
BEL-A22PA05 | 166553 | 9 | 133602 | Thermowell fabricated SS 2" 1/2" NPT | BELIMO AIRCONTROLS (USA), INC | A-22P-A05 | 11.21 | 10.404 | Y | 11.21 | 10.41 | 11.21
BEL-A22PA05 | 166559 | 1 | 133602 | Thermowell fabricated SS 2" 1/2" NPT | BELIMO AIRCONTROLS (USA), INC | A-22P-A05 | 11.21 | 10.4052 | Y | 11.21 | 10.41 | 11.21
BEL-A22PA05 | 175883 | 5 | 133602 | Thermowell fabricated SS 2" 1/2" NPT | BELIMO AIRCONTROLS (USA), INC | A-22P-A05 | 11.21 | 10.41 | N | 11.21 | 10.41 | 11.21
BEL-A22PA07 | 10008 | 25 | 133602 | Thermowell fabricated SS 4" 1/2" NPT | BELIMO AIRCONTROLS (USA), INC | A-22P-A07 | 11.75 | 11.4606 | Y | 11.75 | 11.5318 | 11.75
BEL-A22PA07 | 166553 | 6 | 133602 | Thermowell fabricated SS 4" 1/2" NPT | BELIMO AIRCONTROLS (USA), INC | A-22P-A07 | 11.75 | 10.95 | Y | 11.75 | 11.5318 | 11.75
BEL-A22PA07 | 166559 | 14 | 133602 | Thermowell fabricated SS 4" 1/2" NPT | BELIMO AIRCONTROLS (USA), INC | A-22P-A07 | 11.75 | 10.9433 | Y | 11.75 | 11.5318 | 11.75
BEL-A22PA07 | 166561 | 2 | 133602 | Thermowell fabricated SS 4" 1/2" NPT | BELIMO AIRCONTROLS (USA), INC | A-22P-A07 | 11.75 | 10.95 | Y | 11.75 | 11.5318 | 11.75
BEL-A22PA07 | 175891 | 2 | 133602 | Thermowell fabricated SS 4" 1/2" NPT | BELIMO AIRCONTROLS (USA), INC | A-22P-A07 | 11.75 | 11.5318 | Y | 11.75 | 11.5318 | 11.75
BEL-A22PA09 | 166553 | 9 | 133602 | Thermowell fabricated SS 6" 1/2" NPT | BELIMO AIRCONTROLS (USA), INC | A-22P-A09 | 13.88 | 12.82 | Y | 13.88 | 12.82 | 13.88
BEL-A22PA09 | 175890 | 4 | 133602 | Thermowell fabricated SS 6" 1/2" NPT | BELIMO AIRCONTROLS (USA), INC | A-22P-A09 | 13.88 | 12.82 | N | 13.88 | 12.82 | 13.88
BEL-A22PA11 | 10008 | 2 | 133602 | Thermowell fabricated SS 8" 1/2" NPT | BELIMO AIRCONTROLS (USA), INC | A-22P-A11 | 17.36 | 16.02 | Y | 17.36 | 16.02 | 17.36
BEL-A22PA11 | 166553 | 2 | 133602 | Thermowell fabricated SS 8" 1/2" NPT | BELIMO AIRCONTROLS (USA), INC | A-22P-A11 | 17.36 | 14.95 | Y | 17.36 | 16.02 | 17.36
BEL-A22PA11 | 166559 | 1 | 133602 | Thermowell fabricated SS 8" 1/2" NPT | BELIMO AIRCONTROLS (USA), INC | A-22P-A11 | 17.36 | 16.02 | Y | 17.36 | 16.02 | 17.36
BEL-A22PA11 | 175883 | 1 | 133602 | Thermowell fabricated SS 8" 1/2" NPT | BELIMO AIRCONTROLS (USA), INC | A-22P-A11 | 17.36 | 16.02 | N | 17.36 | 16.02 | 17.36
BEL-A22PA13 | 166559 | 2 | 133602 | Thermowell fabricated SS 12" 1/2" NPT | BELIMO AIRCONTROLS (USA), INC | A-22P-A13 | 26.7 | 23.23 | N | 26.7 | 23.23 | 26.7
BEL-A22PA19 | 166559 | 2 | 133602 | Thermowell fabricated Brass 4" 1/2" NPT | BELIMO AIRCONTROLS (USA), INC | A-22P-A19 | 9.88 | 6.94 | N | 9.88 | 6.94 | 9.88
BEL-A22PA21 | 166559 | 1 | 133602 | Thermowell fabricated Brass 6" 1/2" NPT | BELIMO AIRCONTROLS (USA), INC | A-22P-A21 | 11.48 | 8.6143 | N | 11.48 | 8.6143 | 11.48
BEL-A22PA23 | 166559 | 3 | 133602 | Thermowell fabricated Brass 8" 1/2" NPT | BELIMO AIRCONTROLS (USA), INC | A-22P-A23 | 13.88 | 13.88 | Y | 13.88 | 13.88 | 13.88
BEL-A22PA23 | 175888 | 1 | 133602 | Thermowell fabricated Brass 8" 1/2" NPT | BELIMO AIRCONTROLS (USA), INC | A-22P-A23 | 13.88 | 9.4856 | N | 13.88 | 13.88 | 13.88
BEL-A22PA27 | 166561 | 3 | 133602 | Thermowell fabricated Brass 18" 1/2" NPT | BELIMO AIRCONTROLS (USA), INC | A-22P-A27 | 25.63 | 22.16 | N | 25.63 | 22.16 | 25.63
BEL-A22PA36 | 175888 | 3 | 133602 | Thermowell machined SS 2" 1/2" NPT | BELIMO AIRCONTROLS (USA), INC | A-22P-A36 | 37.11 | 34.24 | Y | 37.11 | 34.24 | 37.11
BEL-A22PA37 | 175888 | 4 | 133602 | Thermowell machined SS 4" 1/2" NPT | BELIMO AIRCONTROLS (USA), INC | A-22P-A37 | 49.66 | 45.12 | Y | 49.66 | 45.12 | 49.66
BEL-A22PA40 | 175883 | 3 | 133602 | Fixing strap with thermal paste for pipe | BELIMO AIRCONTROLS (USA), INC | A-22P-A40 | 4.27 | 4 | N | 4.27 | 4 | 4.27
BEL-A22PA44 | 10008 | 8 | 133602 | Syringe with thermal paste | BELIMO AIRCONTROLS (USA), INC | A-22P-A44 | 2.4 | 2.14 | Y | 2.4 | 2.14 | 2.4
BEL-A22PA44 | 166553 | 56 | 133602 | Syringe with thermal paste | BELIMO AIRCONTROLS (USA), INC | A-22P-A44 | 2.4 | 2.14 | Y | 2.4 | 2.14 | 2.4
BEL-A22PA44 | 166559 | 16 | 133602 | Syringe with thermal paste | BELIMO AIRCONTROLS (USA), INC | A-22P-A44 | 2.4 | 2.1318 | Y | 2.4 | 2.14 | 2.4
BEL-A22PA44 | 166561 | 1 | 133602 | Syringe with thermal paste | BELIMO AIRCONTROLS (USA), INC | A-22P-A44 | 2.4 | 2.005 | N | 2.4 | 2.14 | 2.4
BEL-A22PA44 | 173042 | 17 | 133602 | Syringe with thermal paste | BELIMO AIRCONTROLS (USA), INC | A-22P-A44 | 2.4 | 2.14 | Y | 2.4 | 2.14 | 2.4
BEL-A22PA44 | 175883 | 5 | 133602 | Syringe with thermal paste | BELIMO AIRCONTROLS (USA), INC | A-22P-A44 | 2.4 | 2.14 | N | 2.4 | 2.14 | 2.4
BEL-A22PA60 | 166559 | 8 | 133602 | Adapter | BELIMO AIRCONTROLS (USA), INC | A-22P-A60 | 4.27 | 3.9916 | Y | 4.27 | 3.9916 | 4.27
BEL-AFB24 | 10006 | 3 | 133602 | 180 in-lb FS 24V On/Off Actuator | BELIMO AIRCONTROLS (USA), INC | AFB24 | 226.42 | 189.1561 | Y | 226.42 | 226.42 | 226.42
BEL-AFB24 | 10510 | 17 | 133602 | 180 in-lb FS 24V On/Off Actuator | BELIMO AIRCONTROLS (USA), INC | AFB24 | 226.42 | 195.44 | Y | 226.42 | 226.42 | 226.42
BEL-AFB24 | 10770 | 4 | 133602 | 180 in-lb FS 24V On/Off Actuator | BELIMO AIRCONTROLS (USA), INC | AFB24 | 226.42 | 206.66 | Y | 226.42 | 226.42 | 226.42
BEL-AFB24 | 166553 | 5 | 133602 | 180 in-lb FS 24V On/Off Actuator | BELIMO AIRCONTROLS (USA), INC | AFB24 | 226.42 | 220.8664 | Y | 226.42 | 226.42 | 226.42
BEL-AFB24 | 166559 | 22 | 133602 | 180 in-lb FS 24V On/Off Actuator | BELIMO AIRCONTROLS (USA), INC | AFB24 | 226.42 | 207.0655 | Y | 226.42 | 226.42 | 226.42
BEL-AFB24 | 166560 | 4 | 133602 | 180 in-lb FS 24V On/Off Actuator | BELIMO AIRCONTROLS (USA), INC | AFB24 | 226.42 | 208.8625 | Y | 226.42 | 226.42 | 226.42
BEL-AFB24 | 166561 | 3 | 133602 | 180 in-lb FS 24V On/Off Actuator | BELIMO AIRCONTROLS (USA), INC | AFB24 | 226.42 | 207.0549 | N | 226.42 | 226.42 | 226.42
BEL-AFB24 | 173042 | 10 | 133602 | 180 in-lb FS 24V On/Off Actuator | BELIMO AIRCONTROLS (USA), INC | AFB24 | 226.42 | 210.13 | Y | 226.42 | 226.42 | 226.42
BEL-AFB24 | 175883 | 4 | 133602 | 180 in-lb FS 24V On/Off Actuator | BELIMO AIRCONTROLS (USA), INC | AFB24 | 226.42 | 226.42 | Y | 226.42 | 226.42 | 226.42
BEL-AFB24 | 175888 | 24 | 133602 | 180 in-lb FS 24V On/Off Actuator | BELIMO AIRCONTROLS (USA), INC | AFB24 | 226.42 | 208.475 | Y | 226.42 | 226.42 | 226.42
BEL-AFB24 | 175890 | 24 | 133602 | 180 in-lb FS 24V On/Off Actuator | BELIMO AIRCONTROLS (USA), INC | AFB24 | 226.42 | 210.0488 | Y | 226.42 | 226.42 | 226.42
BEL-AFB24 | 175891 | 2 | 133602 | 180 in-lb FS 24V On/Off Actuator | BELIMO AIRCONTROLS (USA), INC | AFB24 | 226.42 | 226.42 | Y | 226.42 | 226.42 | 226.42
BEL-AFB24IP | 175883 | 1 | 133602 | 180 in-lb FS 24V Mod BACnet IPModbus TCP | BELIMO AIRCONTROLS (USA), INC | AFB24-IP | 357.25 | 323.6 | N | 357.25 | 323.6 | 357.25
BEL-AFB24MFT | 10008 | 53 | 133602 | 180 in-lb FS 24V 2-10V MFT/Prog | BELIMO AIRCONTROLS (USA), INC | AFB24-MFT | 309.99 | 277.9231 | Y | 309.99 | 305.558 | 309.99
BEL-AFB24MFT | 10510 | 23 | 133602 | 180 in-lb FS 24V 2-10V MFT/Prog | BELIMO AIRCONTROLS (USA), INC | AFB24-MFT | 309.99 | 267.8 | Y | 309.99 | 305.558 | 309.99
BEL-AFB24MFT | 10770 | 4 | 133602 | 180 in-lb FS 24V 2-10V MFT/Prog | BELIMO AIRCONTROLS (USA), INC | AFB24-MFT | 309.99 | 268.87 | Y | 309.99 | 305.558 | 309.99
BEL-AFB24MFT | 166553 | 1 | 133602 | 180 in-lb FS 24V 2-10V MFT/Prog | BELIMO AIRCONTROLS (USA), INC | AFB24-MFT | 309.99 | 287.83 | Y | 309.99 | 305.558 | 309.99
BEL-AFB24MFT | 166557 | 1 | 133602 | 180 in-lb FS 24V 2-10V MFT/Prog | BELIMO AIRCONTROLS (USA), INC | AFB24-MFT | 309.99 | 287.83 | Y | 309.99 | 305.558 | 309.99
BEL-AFB24MFT | 166559 | 13 | 133602 | 180 in-lb FS 24V 2-10V MFT/Prog | BELIMO AIRCONTROLS (USA), INC | AFB24-MFT | 309.99 | 287.83 | N | 309.99 | 305.558 | 309.99
BEL-AFB24MFT | 173042 | 14 | 133602 | 180 in-lb FS 24V 2-10V MFT/Prog | BELIMO AIRCONTROLS (USA), INC | AFB24-MFT | 309.99 | 287.499 | Y | 309.99 | 305.558 | 309.99
BEL-AFB24MFT | 175883 | 1 | 133602 | 180 in-lb FS 24V 2-10V MFT/Prog | BELIMO AIRCONTROLS (USA), INC | AFB24-MFT | 309.99 | 287.83 | Y | 309.99 | 305.558 | 309.99
BEL-AFB24MFT | 175888 | 5 | 133602 | 180 in-lb FS 24V 2-10V MFT/Prog | BELIMO AIRCONTROLS (USA), INC | AFB24-MFT | 309.99 | 305.558 | Y | 309.99 | 305.558 | 309.99
BEL-AFB24MFT | 175890 | 1 | 133602 | 180 in-lb FS 24V 2-10V MFT/Prog | BELIMO AIRCONTROLS (USA), INC | AFB24-MFT | 309.99 | 287.83 | Y | 309.99 | 305.558 | 309.99
BEL-AFB24MFT | 175891 | 5 | 133602 | 180 in-lb FS 24V 2-10V MFT/Prog | BELIMO AIRCONTROLS (USA), INC | AFB24-MFT | 309.99 | 297.6522 | Y | 309.99 | 305.558 | 309.99
BEL-AFB24MFT95 | 175888 | 2 | 133602 | 180 in-lb FS 24V 0-135ohm MFT/Prog | BELIMO AIRCONTROLS (USA), INC | AFB24-MFT95 | 278.75 | 308.65 | Y | 278.75 | 308.65 | 308.65
BEL-AFB24MFT95 | 175890 | 2 | 133602 | 180 in-lb FS 24V 0-135ohm MFT/Prog | BELIMO AIRCONTROLS (USA), INC | AFB24-MFT95 | 278.75 | 308.65 | Y | 278.75 | 308.65 | 308.65
BEL-AFB24MFT95 | 175891 | 4 | 133602 | 180 in-lb FS 24V 0-135ohm MFT/Prog | BELIMO AIRCONTROLS (USA), INC | AFB24-MFT95 | 278.75 | 282.9672 | Y | 278.75 | 308.65 | 308.65
BEL-AFB24MFTS | 10510 | 8 | 133602 | 180 in-lb FS 24V 2-10V 2xAUX MFT/Prog | BELIMO AIRCONTROLS (USA), INC | AFB24-MFT-S | 353.24 | 327.2125 | Y | 353.24 | 353.24 | 353.24
BEL-AFB24MFTS | 166553 | 4 | 133602 | 180 in-lb FS 24V 2-10V 2xAUX MFT/Prog | BELIMO AIRCONTROLS (USA), INC | AFB24-MFT-S | 353.24 | 346.9 | Y | 353.24 | 353.24 | 353.24
BEL-AFB24MFTS | 166559 | 2 | 133602 | 180 in-lb FS 24V 2-10V 2xAUX MFT/Prog | BELIMO AIRCONTROLS (USA), INC | AFB24-MFT-S | 353.24 | 353.24 | N | 353.24 | 353.24 | 353.24
BEL-AFB24MFTS | 173042 | 1 | 133602 | 180 in-lb FS 24V 2-10V 2xAUX MFT/Prog | BELIMO AIRCONTROLS (USA), INC | AFB24-MFT-S | 353.24 | 319.87 | Y | 353.24 | 353.24 | 353.24
BEL-AFB24MFTS | 175888 | 1 | 133602 | 180 in-lb FS 24V 2-10V 2xAUX MFT/Prog | BELIMO AIRCONTROLS (USA), INC | AFB24-MFT-S | 353.24 | 319.87 | Y | 353.24 | 353.24 | 353.24
BEL-AFB24MFTS | 175890 | 2 | 133602 | 180 in-lb FS 24V 2-10V 2xAUX MFT/Prog | BELIMO AIRCONTROLS (USA), INC | AFB24-MFT-S | 353.24 | 327.88 | Y | 353.24 | 353.24 | 353.24
BEL-AFB24MFTS | 175891 | 1 | 133602 | 180 in-lb FS 24V 2-10V 2xAUX MFT/Prog | BELIMO AIRCONTROLS (USA), INC | AFB24-MFT-S | 353.24 | 319.87 | Y | 353.24 | 353.24 | 353.24
BEL-AFB24N4 | 166559 | 1 | 133602 | AFB24 N4 BLM | BELIMO AIRCONTROLS (USA), INC | AFB24 N4 | 0 | 481.93 | N | 0 | 481.93 | 481.93
BEL-AFB24S | 10008 | 2 | 133602 | 180 in-lb FS 24V On/Off 2xAUX | BELIMO AIRCONTROLS (USA), INC | AFB24-S | 269.4 | 246.2996 | Y | 269.4 | 264.1436 | 269.4
BEL-AFB24S | 10510 | 39 | 133602 | 180 in-lb FS 24V On/Off 2xAUX | BELIMO AIRCONTROLS (USA), INC | AFB24-S | 269.4 | 248.9133 | Y | 269.4 | 264.1436 | 269.4
BEL-AFB24S | 166553 | 1 | 133602 | 180 in-lb FS 24V On/Off 2xAUX | BELIMO AIRCONTROLS (USA), INC | AFB24-S | 269.4 | 250.18 | Y | 269.4 | 264.1436 | 269.4
BEL-AFB24S | 166559 | 4 | 133602 | 180 in-lb FS 24V On/Off 2xAUX | BELIMO AIRCONTROLS (USA), INC | AFB24-S | 269.4 | 233.0644 | Y | 269.4 | 264.1436 | 269.4
BEL-AFB24S | 166560 | 6 | 133602 | 180 in-lb FS 24V On/Off 2xAUX | BELIMO AIRCONTROLS (USA), INC | AFB24-S | 269.4 | 240.2564 | Y | 269.4 | 264.1436 | 269.4
BEL-AFB24S | 173042 | 3 | 133602 | 180 in-lb FS 24V On/Off 2xAUX | BELIMO AIRCONTROLS (USA), INC | AFB24-S | 269.4 | 250.1544 | Y | 269.4 | 264.1436 | 269.4
BEL-AFB24S | 175883 | 0 | 133602 | 180 in-lb FS 24V On/Off 2xAUX | BELIMO AIRCONTROLS (USA), INC | AFB24-S | 269.4 | 250.1629 | N | 269.4 | 264.1436 | 269.4
BEL-AFB24S | 175888 | 4 | 133602 | 180 in-lb FS 24V On/Off 2xAUX | BELIMO AIRCONTROLS (USA), INC | AFB24-S | 269.4 | 250.0306 | Y | 269.4 | 264.1436 | 269.4
BEL-AFB24S | 175890 | 15 | 133602 | 180 in-lb FS 24V On/Off 2xAUX | BELIMO AIRCONTROLS (USA), INC | AFB24-S | 269.4 | 264.1436 | Y | 269.4 | 264.1436 | 269.4
BEL-AFB24S | 175891 | 9 | 133602 | 180 in-lb FS 24V On/Off 2xAUX | BELIMO AIRCONTROLS (USA), INC | AFB24-S | 269.4 | 248.6239 | Y | 269.4 | 264.1436 | 269.4
BEL-AFB24SR | 10006 | 3 | 133602 | 180 in-lb FS 24V 2-10V modulating | BELIMO AIRCONTROLS (USA), INC | AFB24-SR | 281.42 | 236.21 | Y | 281.42 | 281.42 | 281.42
BEL-AFB24SR | 10008 | 36 | 133602 | 180 in-lb FS 24V 2-10V modulating | BELIMO AIRCONTROLS (USA), INC | AFB24-SR | 281.42 | 253.8243 | Y | 281.42 | 281.42 | 281.42
BEL-AFB24SR | 10510 | 66 | 133602 | 180 in-lb FS 24V 2-10V modulating | BELIMO AIRCONTROLS (USA), INC | AFB24-SR | 281.42 | 266.1851 | Y | 281.42 | 281.42 | 281.42
BEL-AFB24SR | 10770 | 3 | 133602 | 180 in-lb FS 24V 2-10V modulating | BELIMO AIRCONTROLS (USA), INC | AFB24-SR | 281.42 | 261.39 | Y | 281.42 | 281.42 | 281.42
BEL-AFB24SR | 166553 | 11 | 133602 | 180 in-lb FS 24V 2-10V modulating | BELIMO AIRCONTROLS (USA), INC | AFB24-SR | 281.42 | 243.0397 | Y | 281.42 | 281.42 | 281.42
BEL-AFB24SR | 166557 | 8 | 133602 | 180 in-lb FS 24V 2-10V modulating | BELIMO AIRCONTROLS (USA), INC | AFB24-SR | 281.42 | 261.39 | Y | 281.42 | 281.42 | 281.42
BEL-AFB24SR | 166559 | 27 | 133602 | 180 in-lb FS 24V 2-10V modulating | BELIMO AIRCONTROLS (USA), INC | AFB24-SR | 281.42 | 243.1158 | Y | 281.42 | 281.42 | 281.42
BEL-AFB24SR | 166560 | 3 | 133602 | 180 in-lb FS 24V 2-10V modulating | BELIMO AIRCONTROLS (USA), INC | AFB24-SR | 281.42 | 257.8214 | Y | 281.42 | 281.42 | 281.42
BEL-AFB24SR | 166561 | 5 | 133602 | 180 in-lb FS 24V 2-10V modulating | BELIMO AIRCONTROLS (USA), INC | AFB24-SR | 281.42 | 266.2833 | Y | 281.42 | 281.42 | 281.42
BEL-AFB24SR | 173042 | 16 | 133602 | 180 in-lb FS 24V 2-10V modulating | BELIMO AIRCONTROLS (USA), INC | AFB24-SR | 281.42 | 261.3502 | Y | 281.42 | 281.42 | 281.42
BEL-AFB24SR | 175883 | 21 | 133602 | 180 in-lb FS 24V 2-10V modulating | BELIMO AIRCONTROLS (USA), INC | AFB24-SR | 281.42 | 281.42 | Y | 281.42 | 281.42 | 281.42
BEL-AFB24SR | 175888 | 58 | 133602 | 180 in-lb FS 24V 2-10V modulating | BELIMO AIRCONTROLS (USA), INC | AFB24-SR | 281.42 | 242.9914 | Y | 281.42 | 281.42 | 281.42
BEL-AFB24SR | 175890 | 7 | 133602 | 180 in-lb FS 24V 2-10V modulating | BELIMO AIRCONTROLS (USA), INC | AFB24-SR | 281.42 | 260.0759 | Y | 281.42 | 281.42 | 281.42
BEL-AFB24SR | 175891 | 27 | 133602 | 180 in-lb FS 24V 2-10V modulating | BELIMO AIRCONTROLS (USA), INC | AFB24-SR | 281.42 | 242.9724 | Y | 281.42 | 281.42 | 281.42
BEL-AFB24SRS | 10510 | 4 | 133602 | 180 in-lb FS 24V 2-10V 2xAUX Mod | BELIMO AIRCONTROLS (USA), INC | AFB24-SR-S | 324.94 | 301.71 | Y | 324.94 | 301.71 | 324.94
BEL-AFB24SRS | 166553 | 4 | 133602 | 180 in-lb FS 24V 2-10V 2xAUX Mod | BELIMO AIRCONTROLS (USA), INC | AFB24-SR-S | 324.94 | 301.71 | Y | 324.94 | 301.71 | 324.94
BEL-AFB24SRS | 166559 | 4 | 133602 | 180 in-lb FS 24V 2-10V 2xAUX Mod | BELIMO AIRCONTROLS (USA), INC | AFB24-SR-S | 324.94 | 300.7358 | Y | 324.94 | 301.71 | 324.94
BEL-AFB24SRS | 173042 | 2 | 133602 | 180 in-lb FS 24V 2-10V 2xAUX Mod | BELIMO AIRCONTROLS (USA), INC | AFB24-SR-S | 324.94 | 301.71 | Y | 324.94 | 301.71 | 324.94
BEL-AFB24SRS | 175888 | 1 | 133602 | 180 in-lb FS 24V 2-10V 2xAUX Mod | BELIMO AIRCONTROLS (USA), INC | AFB24-SR-S | 324.94 | 301.71 | Y | 324.94 | 301.71 | 324.94
BEL-AFB24SRS | 175890 | 2 | 133602 | 180 in-lb FS 24V 2-10V 2xAUX Mod | BELIMO AIRCONTROLS (USA), INC | AFB24-SR-S | 324.94 | 299.84 | Y | 324.94 | 301.71 | 324.94
BEL-AFB24SRS | 175891 | 2 | 133602 | 180 in-lb FS 24V 2-10V 2xAUX Mod | BELIMO AIRCONTROLS (USA), INC | AFB24-SR-S | 324.94 | 301.71 | Y | 324.94 | 301.71 | 324.94
BEL-AFB24X1 | 166561 | 2 | 133602 | Valve Actuator FS 24V On/Off | BELIMO AIRCONTROLS (USA), INC | AFB24-X1 | 228.82 | 0 | N | 228.82 | 0 | 228.82
BEL-AFBUP | 10006 | 4 | 133602 | 180 in-lb FS 24-240V On/Off | BELIMO AIRCONTROLS (USA), INC | AFBUP | 252.32 | 216.0025 | Y | 252.32 | 252.32 | 252.32
BEL-AFBUP | 10008 | 13 | 133602 | 180 in-lb FS 24-240V On/Off | BELIMO AIRCONTROLS (USA), INC | AFBUP | 252.32 | 234.16 | Y | 252.32 | 252.32 | 252.32
BEL-AFBUP | 10510 | 44 | 133602 | 180 in-lb FS 24-240V On/Off | BELIMO AIRCONTROLS (USA), INC | AFBUP | 252.32 | 226.7747 | Y | 252.32 | 252.32 | 252.32
BEL-AFBUP | 10770 | 4 | 133602 | 180 in-lb FS 24-240V On/Off | BELIMO AIRCONTROLS (USA), INC | AFBUP | 252.32 | 232.7575 | Y | 252.32 | 252.32 | 252.32
BEL-AFBUP | 166553 | 2 | 133602 | 180 in-lb FS 24-240V On/Off | BELIMO AIRCONTROLS (USA), INC | AFBUP | 252.32 | 219.8774 | Y | 252.32 | 252.32 | 252.32
BEL-AFBUP | 166557 | 4 | 133602 | 180 in-lb FS 24-240V On/Off | BELIMO AIRCONTROLS (USA), INC | AFBUP | 252.32 | 247.78 | Y | 252.32 | 252.32 | 252.32
BEL-AFBUP | 166559 | 2 | 133602 | 180 in-lb FS 24-240V On/Off | BELIMO AIRCONTROLS (USA), INC | AFBUP | 252.32 | 232.29 | Y | 252.32 | 252.32 | 252.32
BEL-AFBUP | 166561 | 5 | 133602 | 180 in-lb FS 24-240V On/Off | BELIMO AIRCONTROLS (USA), INC | AFBUP | 252.32 | 233.3586 | Y | 252.32 | 252.32 | 252.32
BEL-AFBUP | 173042 | 4 | 133602 | 180 in-lb FS 24-240V On/Off | BELIMO AIRCONTROLS (USA), INC | AFBUP | 252.32 | 234.16 | Y | 252.32 | 252.32 | 252.32
BEL-AFBUP | 175883 | 2 | 133602 | 180 in-lb FS 24-240V On/Off | BELIMO AIRCONTROLS (USA), INC | AFBUP | 252.32 | 252.32 | Y | 252.32 | 252.32 | 252.32
BEL-AFBUP | 175888 | 3 | 133602 | 180 in-lb FS 24-240V On/Off | BELIMO AIRCONTROLS (USA), INC | AFBUP | 252.32 | 223.61 | Y | 252.32 | 252.32 | 252.32
BEL-AFBUP | 175890 | 1 | 133602 | 180 in-lb FS 24-240V On/Off | BELIMO AIRCONTROLS (USA), INC | AFBUP | 252.32 | 215.6308 | Y | 252.32 | 252.32 | 252.32
BEL-AFBUP | 175891 | 11 | 133602 | 180 in-lb FS 24-240V On/Off | BELIMO AIRCONTROLS (USA), INC | AFBUP | 252.32 | 233.5022 | Y | 252.32 | 252.32 | 252.32
BEL-AFBUPS | 10008 | 2 | 133602 | 180 in-lb FS 24-240V On/Off 2xAUX | BELIMO AIRCONTROLS (USA), INC | AFBUP-S | 295.3 | 274.21 | Y | 295.3 | 281.24 | 295.3
BEL-AFBUPS | 10510 | 38 | 133602 | 180 in-lb FS 24-240V On/Off 2xAUX | BELIMO AIRCONTROLS (USA), INC | AFBUP-S | 295.3 | 271.9895 | Y | 295.3 | 281.24 | 295.3
BEL-AFBUPS | 10770 | 4 | 133602 | 180 in-lb FS 24-240V On/Off 2xAUX | BELIMO AIRCONTROLS (USA), INC | AFBUP-S | 295.3 | 270.87 | Y | 295.3 | 281.24 | 295.3
BEL-AFBUPS | 166553 | 6 | 133602 | 180 in-lb FS 24-240V On/Off 2xAUX | BELIMO AIRCONTROLS (USA), INC | AFBUP-S | 295.3 | 274.21 | Y | 295.3 | 281.24 | 295.3
BEL-AFBUPS | 166557 | 6 | 133602 | 180 in-lb FS 24-240V On/Off 2xAUX | BELIMO AIRCONTROLS (USA), INC | AFBUP-S | 295.3 | 281.24 | N | 295.3 | 281.24 | 295.3
BEL-AFBUPS | 166559 | 6 | 133602 | 180 in-lb FS 24-240V On/Off 2xAUX | BELIMO AIRCONTROLS (USA), INC | AFBUP-S | 295.3 | 272.5215 | Y | 295.3 | 281.24 | 295.3
BEL-AFBUPS | 173042 | 2 | 133602 | 180 in-lb FS 24-240V On/Off 2xAUX | BELIMO AIRCONTROLS (USA), INC | AFBUP-S | 295.3 | 273.375 | Y | 295.3 | 281.24 | 295.3
BEL-AFBUPS | 175888 | 35 | 133602 | 180 in-lb FS 24-240V On/Off 2xAUX | BELIMO AIRCONTROLS (USA), INC | AFBUP-S | 295.3 | 261.2365 | Y | 295.3 | 281.24 | 295.3
BEL-AFBUPS | 175890 | 1 | 133602 | 180 in-lb FS 24-240V On/Off 2xAUX | BELIMO AIRCONTROLS (USA), INC | AFBUP-S | 295.3 | 254.7868 | Y | 295.3 | 281.24 | 295.3
BEL-AFBUPS | 175891 | 5 | 133602 | 180 in-lb FS 24-240V On/Off 2xAUX | BELIMO AIRCONTROLS (USA), INC | AFBUP-S | 295.3 | 274.21 | Y | 295.3 | 281.24 | 295.3
BEL-AFP | 10510 | 3 | 133602 | Anti-rotation BRKT AF/NF. | BELIMO AIRCONTROLS (USA), INC | AF-P | 5.34 | 5.34 | Y | 5.34 | 53.831 | 53.831
BEL-AFP | 166560 | 3 | 133602 | Anti-rotation BRKT AF/NF. | BELIMO AIRCONTROLS (USA), INC | AF-P | 5.34 | 3.2 | N | 5.34 | 53.831 | 53.831
BEL-AFP | 175883 | 1 | 133602 | Anti-rotation BRKT AF/NF. | BELIMO AIRCONTROLS (USA), INC | AF-P | 5.34 | 3.2 | N | 5.34 | 53.831 | 53.831
BEL-AFP | 175891 | 3 | 133602 | Anti-rotation BRKT AF/NF. | BELIMO AIRCONTROLS (USA), INC | AF-P | 5.34 | 53.831 | Y | 5.34 | 53.831 | 53.831
BEL-AFRB24 | 10008 | 1 | 133602 | Valve Actuator FS 24V On/Off | BELIMO AIRCONTROLS (USA), INC | AFRB24 | 244.04 | 235.36 | Y | 244.04 | 235.36 | 244.04
BEL-AFRB24 | 166560 | 2 | 133602 | Valve Actuator FS 24V On/Off | BELIMO AIRCONTROLS (USA), INC | AFRB24 | 244.04 | 226.68 | Y | 244.04 | 235.36 | 244.04
BEL-AFRB24 | 166561 | 4 | 133602 | Valve Actuator FS 24V On/Off | BELIMO AIRCONTROLS (USA), INC | AFRB24 | 244.04 | 221.08 | N | 244.04 | 235.36 | 244.04
BEL-AFRB24S | 10510 | 2 | 133602 | Valve Actuator FS 24V On/Off 2xAUX | BELIMO AIRCONTROLS (USA), INC | AFRB24-S | 285.16 | 264.86 | Y | 285.16 | 264.86 | 285.16
BEL-AFRB24SR | 10008 | 2 | 133602 | Valve Actuator FS 24V 2-10V Mod | BELIMO AIRCONTROLS (USA), INC | AFRB24-SR | 299.84 | 281.15 | Y | 299.84 | 281.15 | 299.84
BEL-AFRB24SR | 10510 | 22 | 133602 | Valve Actuator FS 24V 2-10V Mod | BELIMO AIRCONTROLS (USA), INC | AFRB24-SR | 299.84 | 259.9389 | Y | 299.84 | 281.15 | 299.84
BEL-AFRB24SR | 166557 | 5 | 133602 | Valve Actuator FS 24V 2-10V Mod | BELIMO AIRCONTROLS (USA), INC | AFRB24-SR | 299.84 | 277.813 | Y | 299.84 | 281.15 | 299.84
BEL-AFRB24SR | 166560 | 2 | 133602 | Valve Actuator FS 24V 2-10V Mod | BELIMO AIRCONTROLS (USA), INC | AFRB24-SR | 299.84 | 276.2567 | Y | 299.84 | 281.15 | 299.84
BEL-AFRB24SR | 166561 | 4 | 133602 | Valve Actuator FS 24V 2-10V Mod | BELIMO AIRCONTROLS (USA), INC | AFRB24-SR | 299.84 | 278.2577 | Y | 299.84 | 281.15 | 299.84
BEL-AFRB24SR | 175883 | 5 | 133602 | Valve Actuator FS 24V 2-10V Mod | BELIMO AIRCONTROLS (USA), INC | AFRB24-SR | 299.84 | 276.9428 | Y | 299.84 | 281.15 | 299.84
BEL-AFRBUP | 166557 | 3 | 133602 | Valve Actuator FS 24-240V On/Off | BELIMO AIRCONTROLS (USA), INC | AFRBUP | 269.94 | 248.6633 | Y | 269.94 | 250.71 | 269.94
BEL-AFRBUP | 166561 | 4 | 133602 | Valve Actuator FS 24-240V On/Off | BELIMO AIRCONTROLS (USA), INC | AFRBUP | 269.94 | 250.71 | Y | 269.94 | 250.71 | 269.94
BEL-AFRX24MFTN4 | 166561 | 1 | 133602 | Valve Actuator FS 24V MFT/Prog N4X | BELIMO AIRCONTROLS (USA), INC | AFRX24-MFT N4 | 627.18 | 582.33 | N | 627.18 | 582.33 | 627.18
BEL-AFRX24N4 | 175891 | 1 | 133602 | Valve Actuator FS 24V On/Off N4X | BELIMO AIRCONTROLS (USA), INC | AFRX24 N4 | 541.21 | 502.49 | N | 541.21 | 502.49 | 541.21
BEL-AFX24MFT | 166559 | 5 | 133602 | 180 in-lb FS 24V 2-10V MFT/Prog | BELIMO AIRCONTROLS (USA), INC | AFX24-MFT | 309.99 | 298.1378 | Y | 309.99 | 298.1378 | 309.99
BEL-AFX24MFT | 166561 | 4 | 133602 | 180 in-lb FS 24V 2-10V MFT/Prog | BELIMO AIRCONTROLS (USA), INC | AFX24-MFT | 309.99 | 286.9768 | Y | 309.99 | 298.1378 | 309.99
BEL-AFX24MFT | 175883 | 1 | 133602 | 180 in-lb FS 24V 2-10V MFT/Prog | BELIMO AIRCONTROLS (USA), INC | AFX24-MFT | 309.99 | 287.0578 | N | 309.99 | 298.1378 | 309.99
BEL-AFX24MFT95 | 10510 | 6 | 133602 | 180 in-lb FS 24V 0-135ohm MFT/Prog | BELIMO AIRCONTROLS (USA), INC | AFX24-MFT95 | 278.75 | 260.1628 | Y | 278.75 | 278.75 | 278.75
BEL-AFX24MFT95 | 175888 | 2 | 133602 | 180 in-lb FS 24V 0-135ohm MFT/Prog | BELIMO AIRCONTROLS (USA), INC | AFX24-MFT95 | 278.75 | 278.75 | Y | 278.75 | 278.75 | 278.75
BEL-AFX24MFT95 | 175890 | 2 | 133602 | 180 in-lb FS 24V 0-135ohm MFT/Prog | BELIMO AIRCONTROLS (USA), INC | AFX24-MFT95 | 278.75 | 249.1075 | Y | 278.75 | 278.75 | 278.75
BEL-AFX24MFTN4 | 166559 | 1 | 133602 | 180 in-lb FS 24V 2-10V N4X MFT/Prog | BELIMO AIRCONTROLS (USA), INC | AFX24-MFT N4 | 604.76 | 547.88 | N | 604.76 | 547.88 | 604.76
BEL-AFX24SN4 | 175891 | 0 | 133602 | 180 in-lb FS 24V On/Off 2xAUX N4X | BELIMO AIRCONTROLS (USA), INC | AFX24-S N4 | 562.84 | 522.52 | N | 562.84 | 522.52 | 562.84
BEL-AFX24SRN4 | 166559 | 1 | 133602 | 180 in-lb FS 24V 2-10V N4X Mod | BELIMO AIRCONTROLS (USA), INC | AFX24-SR N4 | 575.12 | 498.49 | N | 575.12 | 534 | 575.12
BEL-AFX24SRN4 | 175891 | 0 | 133602 | 180 in-lb FS 24V 2-10V N4X Mod | BELIMO AIRCONTROLS (USA), INC | AFX24-SR N4 | 575.12 | 534 | N | 575.12 | 534 | 575.12
BEL-AFX24SRSN4 | 166559 | 2 | 133602 | 180 in-lb FS 24V 2-10V 2xAUX N4X Mod | BELIMO AIRCONTROLS (USA), INC | AFX24-SR-S N4 | 619.97 | 537.2 | N | 619.97 | 537.2 | 619.97
BEL-AFXUP | 10770 | 1 | 133602 | Configurable180 in-lb FS 24-240V On/Off | BELIMO AIRCONTROLS (USA), INC | AFXUP | 252.32 | 234.16 | Y | 252.32 | 234.16 | 252.32
BEL-AH25 | 166559 | 0 | 133602 | Actuator arm for standard shaft clamp (o | BELIMO AIRCONTROLS (USA), INC | AH-25 | 15.49 | 14.42 | N | 15.49 | 14.42 | 15.49
BEL-AMB1203 | 10770 | 4 | 133602 | 180 in-lb NFS 100-240V On/Off FLT | BELIMO AIRCONTROLS (USA), INC | AMB120-3 | 192.51 | 176.485 | Y | 192.51 | 176.485 | 192.51
BEL-AMB1203 | 166559 | 1 | 133602 | 180 in-lb NFS 100-240V On/Off FLT | BELIMO AIRCONTROLS (USA), INC | AMB120-3 | 192.51 | 157.53 | N | 192.51 | 176.485 | 192.51
BEL-AMB1203 | 175888 | 2 | 133602 | 180 in-lb NFS 100-240V On/Off FLT | BELIMO AIRCONTROLS (USA), INC | AMB120-3 | 192.51 | 172.88 | Y | 192.51 | 176.485 | 192.51
BEL-AMB243 | 10008 | 2 | 133602 | 180 in-lb Non fail-safe 24V On/Off FLT | BELIMO AIRCONTROLS (USA), INC | AMB24-3 | 154.06 | 148.585 | Y | 154.06 | 149.1897 | 154.06
BEL-AMB243 | 10510 | 7 | 133602 | 180 in-lb Non fail-safe 24V On/Off FLT | BELIMO AIRCONTROLS (USA), INC | AMB24-3 | 154.06 | 142.1813 | Y | 154.06 | 149.1897 | 154.06
BEL-AMB243 | 166553 | 4 | 133602 | 180 in-lb Non fail-safe 24V On/Off FLT | BELIMO AIRCONTROLS (USA), INC | AMB24-3 | 154.06 | 141.239 | Y | 154.06 | 149.1897 | 154.06
BEL-AMB243 | 166557 | 2 | 133602 | 180 in-lb Non fail-safe 24V On/Off FLT | BELIMO AIRCONTROLS (USA), INC | AMB24-3 | 154.06 | 126.8513 | Y | 154.06 | 149.1897 | 154.06
BEL-AMB243 | 166559 | 3 | 133602 | 180 in-lb Non fail-safe 24V On/Off FLT | BELIMO AIRCONTROLS (USA), INC | AMB24-3 | 154.06 | 146.0256 | Y | 154.06 | 149.1897 | 154.06
BEL-AMB243 | 166560 | 4 | 133602 | 180 in-lb Non fail-safe 24V On/Off FLT | BELIMO AIRCONTROLS (USA), INC | AMB24-3 | 154.06 | 140.3556 | Y | 154.06 | 149.1897 | 154.06
BEL-AMB243 | 166561 | 6 | 133602 | 180 in-lb Non fail-safe 24V On/Off FLT | BELIMO AIRCONTROLS (USA), INC | AMB24-3 | 154.06 | 149.1897 | Y | 154.06 | 149.1897 | 154.06
BEL-AMB243 | 175883 | 3 | 133602 | 180 in-lb Non fail-safe 24V On/Off FLT | BELIMO AIRCONTROLS (USA), INC | AMB24-3 | 154.06 | 132.0925 | Y | 154.06 | 149.1897 | 154.06
BEL-AMB243 | 175888 | 1 | 133602 | 180 in-lb Non fail-safe 24V On/Off FLT | BELIMO AIRCONTROLS (USA), INC | AMB24-3 | 154.06 | 143.11 | Y | 154.06 | 149.1897 | 154.06
BEL-AMB243 | 175891 | 1 | 133602 | 180 in-lb Non fail-safe 24V On/Off FLT | BELIMO AIRCONTROLS (USA), INC | AMB24-3 | 154.06 | 133.6213 | Y | 154.06 | 149.1897 | 154.06
BEL-AMB24MFT | 166553 | 1 | 133602 | 180 in-lb NFS 24V 2-10V MFT/Prog | BELIMO AIRCONTROLS (USA), INC | AMB24-MFT | 243.5 | 226.15 | Y | 243.5 | 235.8467 | 243.5
BEL-AMB24MFT | 166557 | 3 | 133602 | 180 in-lb NFS 24V 2-10V MFT/Prog | BELIMO AIRCONTROLS (USA), INC | AMB24-MFT | 243.5 | 235.8467 | Y | 243.5 | 235.8467 | 243.5
BEL-AMB24MFT | 175888 | 1 | 133602 | 180 in-lb NFS 24V 2-10V MFT/Prog | BELIMO AIRCONTROLS (USA), INC | AMB24-MFT | 243.5 | 219.3833 | Y | 243.5 | 235.8467 | 243.5
BEL-AMB24MFT | 175890 | 2 | 133602 | 180 in-lb NFS 24V 2-10V MFT/Prog | BELIMO AIRCONTROLS (USA), INC | AMB24-MFT | 243.5 | 226.15 | Y | 243.5 | 235.8467 | 243.5
BEL-AMB24SR | 10008 | 15 | 133602 | 180 in-lb Non fail-safe 24V 2-10V Mod | BELIMO AIRCONTROLS (USA), INC | AMB24-SR | 224.55 | 204.6045 | Y | 224.55 | 224.55 | 224.55
BEL-AMB24SR | 10510 | 9 | 133602 | 180 in-lb Non fail-safe 24V 2-10V Mod | BELIMO AIRCONTROLS (USA), INC | AMB24-SR | 224.55 | 203.45 | Y | 224.55 | 224.55 | 224.55
BEL-AMB24SR | 166553 | 3 | 133602 | 180 in-lb Non fail-safe 24V 2-10V Mod | BELIMO AIRCONTROLS (USA), INC | AMB24-SR | 224.55 | 199.315 | Y | 224.55 | 224.55 | 224.55
BEL-AMB24SR | 166559 | 2 | 133602 | 180 in-lb Non fail-safe 24V 2-10V Mod | BELIMO AIRCONTROLS (USA), INC | AMB24-SR | 224.55 | 213.1927 | Y | 224.55 | 224.55 | 224.55
BEL-AMB24SR | 166560 | 4 | 133602 | 180 in-lb Non fail-safe 24V 2-10V Mod | BELIMO AIRCONTROLS (USA), INC | AMB24-SR | 224.55 | 200.142 | Y | 224.55 | 224.55 | 224.55
BEL-AMB24SR | 166561 | 8 | 133602 | 180 in-lb Non fail-safe 24V 2-10V Mod | BELIMO AIRCONTROLS (USA), INC | AMB24-SR | 224.55 | 196.2382 | Y | 224.55 | 224.55 | 224.55
BEL-AMB24SR | 173042 | 6 | 133602 | 180 in-lb Non fail-safe 24V 2-10V Mod | BELIMO AIRCONTROLS (USA), INC | AMB24-SR | 224.55 | 224.55 | Y | 224.55 | 224.55 | 224.55
BEL-AMB24SR | 175890 | 2 | 133602 | 180 in-lb Non fail-safe 24V 2-10V Mod | BELIMO AIRCONTROLS (USA), INC | AMB24-SR | 224.55 | 214.443 | Y | 224.55 | 224.55 | 224.55
BEL-AMB24SR | 175891 | 8 | 133602 | 180 in-lb Non fail-safe 24V 2-10V Mod | BELIMO AIRCONTROLS (USA), INC | AMB24-SR | 224.55 | 203.1872 | Y | 224.55 | 224.55 | 224.55
BEL-AMCX24MFT | 175891 | 1 | 133602 | 180 in-lb NFS 24V 2-10V MFT/Prog | BELIMO AIRCONTROLS (USA), INC | AMCX24-MFT | 261.13 | 242.44 | N | 261.13 | 242.44 | 261.13
BEL-AMCX24MFT95 | 175891 | 1 | 133602 | 180 in-lb NFS 24V 0-135ohm MFT/Prog | BELIMO AIRCONTROLS (USA), INC | AMCX24-MFT95 | 256.05 | 283.02 | N | 256.05 | 283.02 | 283.02
BEL-AMQB241 | 166553 | 1 | 133602 | 140 in-lb [16 Nm] NFS 24V On/Off | BELIMO AIRCONTROLS (USA), INC | AMQB24-1 | 257.92 | 233.63 | N | 257.92 | 233.63 | 257.92
BEL-AMQB24MFT | 175890 | 2 | 133602 | 140 in-lb NFS 24V 2-10V MFT/Prog | BELIMO AIRCONTROLS (USA), INC | AMQB24-MFT | 299.04 | 271.01 | Y | 299.04 | 271.01 | 299.04
BEL-AMX1203 | 10770 | 4 | 133602 | 180 in-lb NFS100-240V On/Off FLT | BELIMO AIRCONTROLS (USA), INC | AMX120-3 | 192.51 | 176.485 | Y | 192.51 | 176.485 | 192.51
BEL-AMX1203 | 175888 | 1 | 133602 | 180 in-lb NFS100-240V On/Off FLT | BELIMO AIRCONTROLS (USA), INC | AMX120-3 | 192.51 | 157.53 | N | 192.51 | 176.485 | 192.51
BEL-AMX120SR | 10770 | 4 | 133602 | 180 in-lb NFS 100-240V 2-10V Mod | BELIMO AIRCONTROLS (USA), INC | AMX120-SR | 264.06 | 242.17 | Y | 264.06 | 242.17 | 264.06
BEL-AMX24MFT | 166559 | 21 | 133602 | 180 in-lb NFS 24V 2-10V MFT/Prog | BELIMO AIRCONTROLS (USA), INC | AMX24-MFT | 243.5 | 226.15 | Y | 243.5 | 226.15 | 243.5
BEL-AMX24MFT | 166561 | 3 | 133602 | 180 in-lb NFS 24V 2-10V MFT/Prog | BELIMO AIRCONTROLS (USA), INC | AMX24-MFT | 243.5 | 225.4487 | Y | 243.5 | 226.15 | 243.5
BEL-ARB1203 | 166561 | 1 | 133602 | BELIMO ON/OFF NON-SPRING RETURN, ACTUATO | BELIMO AIRCONTROLS (USA), INC | ARB120-3-BCS | 134.4975 | 134.4975 | N | 134.4975 | 134.4975 | 134.4975
BEL-ARB243 | 10006 | 3 | 133602 | Valve Act Non fail-safe 24V On/Off FLT | BELIMO AIRCONTROLS (USA), INC | ARB24-3 | 167.68 | 151.92 | Y | 167.68 | 167.68 | 167.68
BEL-ARB243 | 10008 | 0 | 133602 | Valve Act Non fail-safe 24V On/Off FLT | BELIMO AIRCONTROLS (USA), INC | ARB24-3 | 167.68 | 145.6326 | Y | 167.68 | 167.68 | 167.68
BEL-ARB243 | 10510 | 13 | 133602 | Valve Act Non fail-safe 24V On/Off FLT | BELIMO AIRCONTROLS (USA), INC | ARB24-3 | 167.68 | 151.977 | Y | 167.68 | 167.68 | 167.68
BEL-ARB243 | 10770 | 3 | 133602 | Valve Act Non fail-safe 24V On/Off FLT | BELIMO AIRCONTROLS (USA), INC | ARB24-3 | 167.68 | 149.7113 | Y | 167.68 | 167.68 | 167.68
BEL-ARB243 | 166553 | 7 | 133602 | Valve Act Non fail-safe 24V On/Off FLT | BELIMO AIRCONTROLS (USA), INC | ARB24-3 | 167.68 | 152.481 | Y | 167.68 | 167.68 | 167.68
BEL-ARB243 | 166557 | 1 | 133602 | Valve Act Non fail-safe 24V On/Off FLT | BELIMO AIRCONTROLS (USA), INC | ARB24-3 | 167.68 | 150.6614 | Y | 167.68 | 167.68 | 167.68
BEL-ARB243 | 166559 | 2 | 133602 | Valve Act Non fail-safe 24V On/Off FLT | BELIMO AIRCONTROLS (USA), INC | ARB24-3 | 167.68 | 147.1433 | Y | 167.68 | 167.68 | 167.68
BEL-ARB243 | 166560 | 3 | 133602 | Valve Act Non fail-safe 24V On/Off FLT | BELIMO AIRCONTROLS (USA), INC | ARB24-3 | 167.68 | 134.0874 | Y | 167.68 | 167.68 | 167.68
BEL-ARB243 | 166561 | 1 | 133602 | Valve Act Non fail-safe 24V On/Off FLT | BELIMO AIRCONTROLS (USA), INC | ARB24-3 | 167.68 | 167.68 | Y | 167.68 | 167.68 | 167.68
BEL-ARB243 | 175883 | 0 | 133602 | Valve Act Non fail-safe 24V On/Off FLT | BELIMO AIRCONTROLS (USA), INC | ARB24-3 | 167.68 | 145.6326 | N | 167.68 | 167.68 | 167.68
BEL-ARB243 | 175888 | 2 | 133602 | Valve Act Non fail-safe 24V On/Off FLT | BELIMO AIRCONTROLS (USA), INC | ARB24-3 | 167.68 | 161.67 | Y | 167.68 | 167.68 | 167.68
BEL-ARB243 | 175890 | 2 | 133602 | Valve Act Non fail-safe 24V On/Off FLT | BELIMO AIRCONTROLS (USA), INC | ARB24-3 | 167.68 | 167.68 | Y | 167.68 | 167.68 | 167.68
BEL-ARB243 | 175891 | 1 | 133602 | Valve Act Non fail-safe 24V On/Off FLT | BELIMO AIRCONTROLS (USA), INC | ARB24-3 | 167.68 | 119.4321 | Y | 167.68 | 167.68 | 167.68
BEL-ARB243S | 10008 | 1 | 133602 | Valve Act NFS 24V On/Off FLT 1 x SPDT | BELIMO AIRCONTROLS (USA), INC | ARB24-3-S | 216.8 | 177.555 | N | 216.8 | 177.555 | 216.8
BEL-ARB24MFT | 10770 | 4 | 133602 | Valve Act NFS 24V 2-10V MFT/Prog | BELIMO AIRCONTROLS (USA), INC | ARB24-MFT | 245.37 | 213.07 | Y | 245.37 | 227.75 | 245.37
BEL-ARB24MFT | 166553 | 5 | 133602 | Valve Act NFS 24V 2-10V MFT/Prog | BELIMO AIRCONTROLS (USA), INC | ARB24-MFT | 245.37 | 227.0238 | Y | 245.37 | 227.75 | 245.37
BEL-ARB24MFT | 166557 | 4 | 133602 | Valve Act NFS 24V 2-10V MFT/Prog | BELIMO AIRCONTROLS (USA), INC | ARB24-MFT | 245.37 | 226.3475 | Y | 245.37 | 227.75 | 245.37
BEL-ARB24MFT | 173042 | 3 | 133602 | Valve Act NFS 24V 2-10V MFT/Prog | BELIMO AIRCONTROLS (USA), INC | ARB24-MFT | 245.37 | 227.75 | Y | 245.37 | 227.75 | 245.37
BEL-ARB24MFT | 175888 | 2 | 133602 | Valve Act NFS 24V 2-10V MFT/Prog | BELIMO AIRCONTROLS (USA), INC | ARB24-MFT | 245.37 | 220.41 | Y | 245.37 | 227.75 | 245.37
BEL-ARB24MFT | 175890 | 2 | 133602 | Valve Act NFS 24V 2-10V MFT/Prog | BELIMO AIRCONTROLS (USA), INC | ARB24-MFT | 245.37 | 224.945 | Y | 245.37 | 227.75 | 245.37
BEL-ARB24SR | 10006 | 2 | 133602 | Valve Act Non fail-safe 24V 2-10V Mod | BELIMO AIRCONTROLS (USA), INC | ARB24-SR | 245.37 | 206.2133 | Y | 245.37 | 245.37 | 245.37
BEL-ARB24SR | 10008 | 7 | 133602 | Valve Act Non fail-safe 24V 2-10V Mod | BELIMO AIRCONTROLS (USA), INC | ARB24-SR | 245.37 | 227.321 | Y | 245.37 | 245.37 | 245.37
BEL-ARB24SR | 10510 | 22 | 133602 | Valve Act Non fail-safe 24V 2-10V Mod | BELIMO AIRCONTROLS (USA), INC | ARB24-SR | 245.37 | 226.9411 | Y | 245.37 | 245.37 | 245.37
BEL-ARB24SR | 10770 | 5 | 133602 | Valve Act Non fail-safe 24V 2-10V Mod | BELIMO AIRCONTROLS (USA), INC | ARB24-SR | 245.37 | 220.1214 | Y | 245.37 | 245.37 | 245.37
BEL-ARB24SR | 166557 | 2 | 133602 | Valve Act Non fail-safe 24V 2-10V Mod | BELIMO AIRCONTROLS (USA), INC | ARB24-SR | 245.37 | 227.5256 | Y | 245.37 | 245.37 | 245.37
BEL-ARB24SR | 166559 | 7 | 133602 | Valve Act Non fail-safe 24V 2-10V Mod | BELIMO AIRCONTROLS (USA), INC | ARB24-SR | 245.37 | 219.1238 | Y | 245.37 | 245.37 | 245.37
BEL-ARB24SR | 166560 | 3 | 133602 | Valve Act Non fail-safe 24V 2-10V Mod | BELIMO AIRCONTROLS (USA), INC | ARB24-SR | 245.37 | 225.2567 | Y | 245.37 | 245.37 | 245.37
BEL-ARB24SR | 166561 | 10 | 133602 | Valve Act Non fail-safe 24V 2-10V Mod | BELIMO AIRCONTROLS (USA), INC | ARB24-SR | 245.37 | 239.4109 | Y | 245.37 | 245.37 | 245.37
BEL-ARB24SR | 175883 | 0 | 133602 | Valve Act Non fail-safe 24V 2-10V Mod | BELIMO AIRCONTROLS (USA), INC | ARB24-SR | 245.37 | 223.9357 | N | 245.37 | 245.37 | 245.37
BEL-ARB24SR | 175888 | 1 | 133602 | Valve Act Non fail-safe 24V 2-10V Mod | BELIMO AIRCONTROLS (USA), INC | ARB24-SR | 245.37 | 225.2567 | Y | 245.37 | 245.37 | 245.37
BEL-ARB24SR | 175890 | 2 | 133602 | Valve Act Non fail-safe 24V 2-10V Mod | BELIMO AIRCONTROLS (USA), INC | ARB24-SR | 245.37 | 227.75 | Y | 245.37 | 245.37 | 245.37
BEL-ARB24SR | 175891 | 1 | 133602 | Valve Act Non fail-safe 24V 2-10V Mod | BELIMO AIRCONTROLS (USA), INC | ARB24-SR | 245.37 | 245.37 | Y | 245.37 | 245.37 | 245.37
BEL-ARB24SRT | 166557 | 1 | 133602 | Valve Act NFS 24V 2-10V terminals Mod | BELIMO AIRCONTROLS (USA), INC | ARB24-SR-T | 235.49 | 210.75 | Y | 235.49 | 216.89 | 235.49
BEL-ARB24SRT | 166559 | 3 | 133602 | Valve Act NFS 24V 2-10V terminals Mod | BELIMO AIRCONTROLS (USA), INC | ARB24-SR-T | 235.49 | 216.89 | Y | 235.49 | 216.89 | 235.49
BEL-ARQX24MFT | 175888 | 2 | 133602 | Valve Act NFS 24V 2-10V MFT/Prog | BELIMO AIRCONTROLS (USA), INC | ARQX24-MFT | 293.7 | 272.61 | Y | 293.7 | 272.61 | 293.7
BEL-ARX1203 | 166559 | 1 | 133602 | Valve Act NFS100-240V On/Off FLT | BELIMO AIRCONTROLS (USA), INC | ARX120-3 | 192.51 | 167.14 | Y | 192.51 | 167.14 | 192.51
BEL-ARX24MFT | 166561 | 4 | 133602 | Valve Act NFS 24V 2-10V MFT/Prog | BELIMO AIRCONTROLS (USA), INC | ARX24-MFT | 245.37 | 227.75 | Y | 245.37 | 227.75 | 245.37
BEL-ARX24MFTTN4 | 166559 | 2 | 133602 | Valve Act NFS 24V 2-10V N4X terminals | BELIMO AIRCONTROLS (USA), INC | ARX24-MFT-T N4 | 404.77 | 375.94 | Y | 404.77 | 375.94 | 404.77
BEL-ARX24SRT | 173042 | 1 | 133602 | Valve Act NFS 24V 2-10V terminals Mod | BELIMO AIRCONTROLS (USA), INC | ARX24-SR-T | 235.49 | 213.33 | N | 235.49 | 213.33 | 235.49
BEL-ARX24SRTN4 | 166559 | 3 | 133602 | Valve Act NFS 24V 2-10V N4X terminals | BELIMO AIRCONTROLS (USA), INC | ARX24-SR-T N4 | 374.6 | 368.5481 | Y | 374.6 | 368.5481 | 374.6
BEL-ARX24SRTN4 | 166561 | 1 | 133602 | Valve Act NFS 24V 2-10V N4X terminals | BELIMO AIRCONTROLS (USA), INC | ARX24-SR-T N4 | 374.6 | 347.9 | Y | 374.6 | 368.5481 | 374.6
BEL-AV1018 | 10510 | 1 | 133602 | Universal Shaft Extension | BELIMO AIRCONTROLS (USA), INC | AV10-18-BCS | 10.15 | 0 | N | 10.15 | 10.15 | 10.15
BEL-AV1018 | 166553 | 2 | 133602 | Universal Shaft Extension | BELIMO AIRCONTROLS (USA), INC | AV10-18-BCS | 10.15 | 9.5005 | N | 10.15 | 10.15 | 10.15
BEL-AV1018 | 175891 | 1 | 133602 | Universal Shaft Extension | BELIMO AIRCONTROLS (USA), INC | AV10-18-BCS | 10.15 | 10.15 | Y | 10.15 | 10.15 | 10.15
BEL-AV620 | 10510 | 10 | 133602 | Shaft ext 170 mm 10 mm for damper shaft | BELIMO AIRCONTROLS (USA), INC | AV6-20 | 25.1 | 19.507 | Y | 25.1 | 22.43 | 25.1
BEL-AV620 | 10770 | 1 | 133602 | Shaft ext 170 mm 10 mm for damper shaft | BELIMO AIRCONTROLS (USA), INC | AV6-20 | 25.1 | 19.507 | N | 25.1 | 22.43 | 25.1
BEL-AV620 | 166557 | 6 | 133602 | Shaft ext 170 mm 10 mm for damper shaft | BELIMO AIRCONTROLS (USA), INC | AV6-20 | 25.1 | 20.9136 | Y | 25.1 | 22.43 | 25.1
BEL-AV620 | 166559 | 2 | 133602 | Shaft ext 170 mm 10 mm for damper shaft | BELIMO AIRCONTROLS (USA), INC | AV6-20 | 25.1 | 22.43 | Y | 25.1 | 22.43 | 25.1
BEL-AV620 | 166561 | 3 | 133602 | Shaft ext 170 mm 10 mm for damper shaft | BELIMO AIRCONTROLS (USA), INC | AV6-20 | 25.1 | 20.6917 | N | 25.1 | 22.43 | 25.1
BEL-AV620 | 175883 | 3 | 133602 | Shaft ext 170 mm 10 mm for damper shaft | BELIMO AIRCONTROLS (USA), INC | AV6-20 | 25.1 | 21.0633 | N | 25.1 | 22.43 | 25.1
BEL-AV620 | 175888 | 3 | 133602 | Shaft ext 170 mm 10 mm for damper shaft | BELIMO AIRCONTROLS (USA), INC | AV6-20 | 25.1 | 20.8587 | Y | 25.1 | 22.43 | 25.1
BEL-AV620 | 175890 | 4 | 133602 | Shaft ext 170 mm 10 mm for damper shaft | BELIMO AIRCONTROLS (USA), INC | AV6-20 | 25.1 | 21.7243 | Y | 25.1 | 22.43 | 25.1
BEL-AV825 | 10510 | 6 | 133602 | Shaft ext 240 mm 20 mm for damper shaft | BELIMO AIRCONTROLS (USA), INC | AV8-25 | 29.1 | 25.9 | Y | 29.1 | 29.1 | 29.1
BEL-AV825 | 166553 | 3 | 133602 | Shaft ext 240 mm 20 mm for damper shaft | BELIMO AIRCONTROLS (USA), INC | AV8-25 | 29.1 | 25.7782 | Y | 29.1 | 29.1 | 29.1
BEL-AV825 | 166559 | 2 | 133602 | Shaft ext 240 mm 20 mm for damper shaft | BELIMO AIRCONTROLS (USA), INC | AV8-25 | 29.1 | 24.57 | Y | 29.1 | 29.1 | 29.1
BEL-AV825 | 166560 | 2 | 133602 | Shaft ext 240 mm 20 mm for damper shaft | BELIMO AIRCONTROLS (USA), INC | AV8-25 | 29.1 | 25.9 | Y | 29.1 | 29.1 | 29.1
BEL-AV825 | 175883 | 5 | 133602 | Shaft ext 240 mm 20 mm for damper shaft | BELIMO AIRCONTROLS (USA), INC | AV8-25 | 29.1 | 26.97 | N | 29.1 | 29.1 | 29.1
BEL-AV825 | 175888 | 4 | 133602 | Shaft ext 240 mm 20 mm for damper shaft | BELIMO AIRCONTROLS (USA), INC | AV8-25 | 29.1 | 29.1 | Y | 29.1 | 29.1 | 29.1
BEL-AV825 | 175891 | 6 | 133602 | Shaft ext 240 mm 20 mm for damper shaft | BELIMO AIRCONTROLS (USA), INC | AV8-25 | 29.1 | 23.1562 | Y | 29.1 | 29.1 | 29.1
BEL-B2050VS01LMX24MFTX1 | 10006 | 1 | 133602 | 1/2" 2W Cv 1 NFS 24V 2-10v Prog | BELIMO AIRCONTROLS (USA), INC | B2050VS-01+LMX24-MFT-X1 | 427.2 | 381.54 | N | 427.2 | 381.54 | 427.2
BEL-B207 | 10008 | 1 | 133602 | 1/2" 2-way Cv 0.3 Ball Valve | BELIMO AIRCONTROLS (USA), INC | B207 | 40.05 | 32.6055 | Y | 40.05 | 36.31 | 40.05
BEL-B207 | 10510 | 8 | 133602 | 1/2" 2-way Cv 0.3 Ball Valve | BELIMO AIRCONTROLS (USA), INC | B207 | 40.05 | 35.9669 | Y | 40.05 | 36.31 | 40.05
BEL-B207 | 166559 | 1 | 133602 | 1/2" 2-way Cv 0.3 Ball Valve | BELIMO AIRCONTROLS (USA), INC | B207 | 40.05 | 36.31 | N | 40.05 | 36.31 | 40.05
BEL-B207 | 166561 | 4 | 133602 | 1/2" 2-way Cv 0.3 Ball Valve | BELIMO AIRCONTROLS (USA), INC | B207 | 40.05 | 36.31 | Y | 40.05 | 36.31 | 40.05
BEL-B207LRB24MFT | 10770 | 1 | 133602 | 1/2" 2W Cv 0.3 NFS 24V 2-10V MFT/Prog | BELIMO AIRCONTROLS (USA), INC | B207+LRB24-MFT | 226.95 | 205.59 | N | 226.95 | 205.59 | 226.95
BEL-B208 | 10008 | 7 | 133602 | 1/2" 2-way Cv 0.46 Ball Valve | BELIMO AIRCONTROLS (USA), INC | B208 | 40.05 | 35.6464 | N | 40.05 | 37.11 | 40.05
BEL-B208 | 10510 | 43 | 133602 | 1/2" 2-way Cv 0.46 Ball Valve | BELIMO AIRCONTROLS (USA), INC | B208 | 40.05 | 34.4866 | Y | 40.05 | 37.11 | 40.05
BEL-B208 | 166557 | 2 | 133602 | 1/2" 2-way Cv 0.46 Ball Valve | BELIMO AIRCONTROLS (USA), INC | B208 | 40.05 | 37.11 | Y | 40.05 | 37.11 | 40.05
BEL-B208 | 166561 | 2 | 133602 | 1/2" 2-way Cv 0.46 Ball Valve | BELIMO AIRCONTROLS (USA), INC | B208 | 40.05 | 32.8404 | Y | 40.05 | 37.11 | 40.05
BEL-B208 | 175891 | 2 | 133602 | 1/2" 2-way Cv 0.46 Ball Valve | BELIMO AIRCONTROLS (USA), INC | B208 | 40.05 | 37.11 | Y | 40.05 | 37.11 | 40.05
BEL-B208TFRB24SR | 175890 | 3 | 133602 | 1/2" 2W Cv 0.46 FS 24V 2-10V Mod | BELIMO AIRCONTROLS (USA), INC | B208+TFRB24-SR | 205.32 | 139.7677 | N | 205.32 | 139.7677 | 205.32
BEL-B208TR24SRTUS | 175891 | 19 | 133602 | 1/2" 2W Cv 0.46 NFS 24V 2-10V Mod | BELIMO AIRCONTROLS (USA), INC | B208+TR24-SR-T US | 146.58 | 95.85 | N | 146.58 | 95.85 | 146.58
BEL-B209 | 10006 | 2 | 133602 | 1/2" 2-way Cv 0.8 Ball Valve | BELIMO AIRCONTROLS (USA), INC | B209 | 40.05 | 28.569 | N | 40.05 | 38.2465 | 40.05
BEL-B209 | 10008 | 25 | 133602 | 1/2" 2-way Cv 0.8 Ball Valve | BELIMO AIRCONTROLS (USA), INC | B209 | 40.05 | 37.4287 | Y | 40.05 | 38.2465 | 40.05
BEL-B209 | 10510 | 10 | 133602 | 1/2" 2-way Cv 0.8 Ball Valve | BELIMO AIRCONTROLS (USA), INC | B209 | 40.05 | 38.2465 | Y | 40.05 | 38.2465 | 40.05
BEL-B209 | 166557 | 3 | 133602 | 1/2" 2-way Cv 0.8 Ball Valve | BELIMO AIRCONTROLS (USA), INC | B209 | 40.05 | 36.31 | Y | 40.05 | 38.2465 | 40.05
BEL-B209 | 166561 | 4 | 133602 | 1/2" 2-way Cv 0.8 Ball Valve | BELIMO AIRCONTROLS (USA), INC | B209 | 40.05 | 37.11 | Y | 40.05 | 38.2465 | 40.05
BEL-B209 | 173042 | 1 | 133602 | 1/2" 2-way Cv 0.8 Ball Valve | BELIMO AIRCONTROLS (USA), INC | B209 | 40.05 | 37.11 | Y | 40.05 | 38.2465 | 40.05
BEL-B209 | 175888 | 1 | 133602 | 1/2" 2-way Cv 0.8 Ball Valve | BELIMO AIRCONTROLS (USA), INC | B209 | 40.05 | 34.235 | N | 40.05 | 38.2465 | 40.05
BEL-B209B | 166553 | 13 | 133602 | 1/2" 2-way Cv 0.8 Ball Valve | BELIMO AIRCONTROLS (USA), INC | B209B | 29.1 | 26.9486 | Y | 29.1 | 26.9486 | 29.1
BEL-B209B | 166557 | 1 | 133602 | 1/2" 2-way Cv 0.8 Ball Valve | BELIMO AIRCONTROLS (USA), INC | B209B | 29.1 | 25.242 | N | 29.1 | 26.9486 | 29.1
BEL-B209B | 166559 | 5 | 133602 | 1/2" 2-way Cv 0.8 Ball Valve | BELIMO AIRCONTROLS (USA), INC | B209B | 29.1 | 26.8928 | Y | 29.1 | 26.9486 | 29.1
BEL-B209B | 173042 | 1 | 133602 | 1/2" 2-way Cv 0.8 Ball Valve | BELIMO AIRCONTROLS (USA), INC | B209B | 29.1 | 24.1422 | N | 29.1 | 26.9486 | 29.1
BEL-B209BTR24SRTUS | 175888 | 1 | 133602 | 1/2" 2W Cv 0.8 NFS 24V 2-10V Mod | BELIMO AIRCONTROLS (USA), INC | B209B+TR24-SR-T US | 125.76 | 89.1137 | N | 125.76 | 89.1137 | 125.76
BEL-B209TFRB24SR | 10008 | 1 | 133602 | 1/2" 2W Cv 0.8 FS 24V 2-10V Mod | BELIMO AIRCONTROLS (USA), INC | B209+TFRB24-SR | 205.32 | 190.64 | N | 205.32 | 190.64 | 205.32
BEL-B210 | 10006 | -2 | 133602 | 1/2" 2-way Cv 1.2 Ball Valve | BELIMO AIRCONTROLS (USA), INC | B210 | 42.45 | 30.44 | N | 42.45 | 42.45 | 42.45
BEL-B210 | 10008 | 11 | 133602 | 1/2" 2-way Cv 1.2 Ball Valve | BELIMO AIRCONTROLS (USA), INC | B210 | 42.45 | 39.3852 | Y | 42.45 | 42.45 | 42.45
BEL-B210 | 10510 | 2 | 133602 | 1/2" 2-way Cv 1.2 Ball Valve | BELIMO AIRCONTROLS (USA), INC | B210 | 42.45 | 36.8705 | Y | 42.45 | 42.45 | 42.45
BEL-B210 | 166559 | 1 | 133602 | 1/2" 2-way Cv 1.2 Ball Valve | BELIMO AIRCONTROLS (USA), INC | B210 | 42.45 | 36.3405 | N | 42.45 | 42.45 | 42.45
BEL-B210 | 166561 | 2 | 133602 | 1/2" 2-way Cv 1.2 Ball Valve | BELIMO AIRCONTROLS (USA), INC | B210 | 42.45 | 38.1833 | Y | 42.45 | 42.45 | 42.45
BEL-B210 | 173042 | 2 | 133602 | 1/2" 2-way Cv 1.2 Ball Valve | BELIMO AIRCONTROLS (USA), INC | B210 | 42.45 | 42.45 | Y | 42.45 | 42.45 | 42.45
BEL-B210 | 175888 | 4 | 133602 | 1/2" 2-way Cv 1.2 Ball Valve | BELIMO AIRCONTROLS (USA), INC | B210 | 42.45 | 39.52 | Y | 42.45 | 42.45 | 42.45
BEL-B210 | 175890 | 1 | 133602 | 1/2" 2-way Cv 1.2 Ball Valve | BELIMO AIRCONTROLS (USA), INC | B210 | 42.45 | 39.52 | Y | 42.45 | 42.45 | 42.45
BEL-B210B | 10770 | 3 | 133602 | 1/2" 2-way Cv 1.2 Ball Valve | BELIMO AIRCONTROLS (USA), INC | B210B | 30.44 | 26.88 | Y | 30.44 | 28.9466 | 30.44
BEL-B210B | 166553 | 6 | 133602 | 1/2" 2-way Cv 1.2 Ball Valve | BELIMO AIRCONTROLS (USA), INC | B210B | 30.44 | 27.2841 | Y | 30.44 | 28.9466 | 30.44
BEL-B210B | 166557 | 4 | 133602 | 1/2" 2-way Cv 1.2 Ball Valve | BELIMO AIRCONTROLS (USA), INC | B210B | 30.44 | 28.3 | Y | 30.44 | 28.9466 | 30.44
BEL-B210B | 166559 | 10 | 133602 | 1/2" 2-way Cv 1.2 Ball Valve | BELIMO AIRCONTROLS (USA), INC | B210B | 30.44 | 28.9466 | Y | 30.44 | 28.9466 | 30.44
BEL-B210B | 175883 | 9 | 133602 | 1/2" 2-way Cv 1.2 Ball Valve | BELIMO AIRCONTROLS (USA), INC | B210B | 30.44 | 27.1271 | Y | 30.44 | 28.9466 | 30.44
BEL-B210B | 175891 | 3 | 133602 | 1/2" 2-way Cv 1.2 Ball Valve | BELIMO AIRCONTROLS (USA), INC | B210B | 30.44 | 26.035 | Y | 30.44 | 28.9466 | 30.44
BEL-B211 | 10006 | 4 | 133602 | 1/2" 2-way Cv 1.9 Ball Valve | BELIMO AIRCONTROLS (USA), INC | B211 | 42.45 | 30.44 | N | 42.45 | 40.985 | 42.45
BEL-B211 | 10008 | 18 | 133602 | 1/2" 2-way Cv 1.9 Ball Valve | BELIMO AIRCONTROLS (USA), INC | B211 | 42.45 | 39.751 | Y | 42.45 | 40.985 | 42.45
BEL-B211 | 10510 | 38 | 133602 | 1/2" 2-way Cv 1.9 Ball Valve | BELIMO AIRCONTROLS (USA), INC | B211 | 42.45 | 36.85 | Y | 42.45 | 40.985 | 42.45
BEL-B211 | 166557 | 3 | 133602 | 1/2" 2-way Cv 1.9 Ball Valve | BELIMO AIRCONTROLS (USA), INC | B211 | 42.45 | 39.2525 | Y | 42.45 | 40.985 | 42.45
BEL-B211 | 173042 | 2 | 133602 | 1/2" 2-way Cv 1.9 Ball Valve | BELIMO AIRCONTROLS (USA), INC | B211 | 42.45 | 39.52 | Y | 42.45 | 40.985 | 42.45
BEL-B211 | 175888 | 2 | 133602 | 1/2" 2-way Cv 1.9 Ball Valve | BELIMO AIRCONTROLS (USA), INC | B211 | 42.45 | 39.1251 | Y | 42.45 | 40.985 | 42.45
BEL-B211 | 175891 | 5 | 133602 | 1/2" 2-way Cv 1.9 Ball Valve | BELIMO AIRCONTROLS (USA), INC | B211 | 42.45 | 40.985 | Y | 42.45 | 40.985 | 42.45
BEL-B211B | 166553 | 11 | 133602 | 1/2" 2-way Cv 1.9 Ball Valve | BELIMO AIRCONTROLS (USA), INC | B211B | 30.44 | 28.2791 | Y | 30.44 | 29.0133 | 30.44
BEL-B211B | 166557 | 4 | 133602 | 1/2" 2-way Cv 1.9 Ball Valve | BELIMO AIRCONTROLS (USA), INC | B211B | 30.44 | 28.3 | Y | 30.44 | 29.0133 | 30.44
BEL-B211B | 166559 | 2 | 133602 | 1/2" 2-way Cv 1.9 Ball Valve | BELIMO AIRCONTROLS (USA), INC | B211B | 30.44 | 28.2002 | Y | 30.44 | 29.0133 | 30.44
BEL-B211B | 166561 | 3 | 133602 | 1/2" 2-way Cv 1.9 Ball Valve | BELIMO AIRCONTROLS (USA), INC | B211B | 30.44 | 28.3 | Y | 30.44 | 29.0133 | 30.44
BEL-B211B | 175883 | 6 | 133602 | 1/2" 2-way Cv 1.9 Ball Valve | BELIMO AIRCONTROLS (USA), INC | B211B | 30.44 | 29.0133 | Y | 30.44 | 29.0133 | 30.44
BEL-B211B | 175891 | 3 | 133602 | 1/2" 2-way Cv 1.9 Ball Valve | BELIMO AIRCONTROLS (USA), INC | B211B | 30.44 | 26.88 | Y | 30.44 | 29.0133 | 30.44
BEL-B212 | 10006 | 0 | 133602 | 1/2" 2-way Cv 3 Ball Valve | BELIMO AIRCONTROLS (USA), INC | B212 | 44.59 | 32.4667 | N | 44.59 | 43.5233 | 44.59
BEL-B212 | 10008 | 8 | 133602 | 1/2" 2-way Cv 3 Ball Valve | BELIMO AIRCONTROLS (USA), INC | B212 | 44.59 | 38.9736 | Y | 44.59 | 43.5233 | 44.59
BEL-B212 | 10510 | 45 | 133602 | 1/2" 2-way Cv 3 Ball Valve | BELIMO AIRCONTROLS (USA), INC | B212 | 44.59 | 38.5405 | Y | 44.59 | 43.5233 | 44.59
BEL-B212 | 175888 | 1 | 133602 | 1/2" 2-way Cv 3 Ball Valve | BELIMO AIRCONTROLS (USA), INC | B212 | 44.59 | 39.9689 | Y | 44.59 | 43.5233 | 44.59
BEL-B212 | 175890 | 3 | 133602 | 1/2" 2-way Cv 3 Ball Valve | BELIMO AIRCONTROLS (USA), INC | B212 | 44.59 | 43.5233 | Y | 44.59 | 43.5233 | 44.59
BEL-B212 | 175891 | 8 | 133602 | 1/2" 2-way Cv 3 Ball Valve | BELIMO AIRCONTROLS (USA), INC | B212 | 44.59 | 42.5638 | Y | 44.59 | 43.5233 | 44.59
BEL-B212B | 166553 | 9 | 133602 | 1/2" 2-way Cv 3 Ball Valve | BELIMO AIRCONTROLS (USA), INC | B212B | 32.57 | 30.0901 | Y | 32.57 | 30.17 | 32.57
BEL-B212B | 166557 | 1 | 133602 | 1/2" 2-way Cv 3 Ball Valve | BELIMO AIRCONTROLS (USA), INC | B212B | 32.57 | 30.17 | Y | 32.57 | 30.17 | 32.57
BEL-B212B | 166559 | 30 | 133602 | 1/2" 2-way Cv 3 Ball Valve | BELIMO AIRCONTROLS (USA), INC | B212B | 32.57 | 28.541 | Y | 32.57 | 30.17 | 32.57
BEL-B212B | 175891 | 1 | 133602 | 1/2" 2-way Cv 3 Ball Valve | BELIMO AIRCONTROLS (USA), INC | B212B | 32.57 | 25.5795 | Y | 32.57 | 30.17 | 32.57
BEL-B213 | 10008 | 19 | 133602 | 1/2" 2-way Cv 4.7 Ball Valve | BELIMO AIRCONTROLS (USA), INC | B213 | 46.46 | 43.1932 | Y | 46.46 | 46.46 | 46.46
BEL-B213 | 10510 | 20 | 133602 | 1/2" 2-way Cv 4.7 Ball Valve | BELIMO AIRCONTROLS (USA), INC | B213 | 46.46 | 40.6986 | Y | 46.46 | 46.46 | 46.46
BEL-B213 | 166560 | 5 | 133602 | 1/2" 2-way Cv 4.7 Ball Valve | BELIMO AIRCONTROLS (USA), INC | B213 | 46.46 | 42.1667 | Y | 46.46 | 46.46 | 46.46
BEL-B213 | 166561 | 3 | 133602 | 1/2" 2-way Cv 4.7 Ball Valve | BELIMO AIRCONTROLS (USA), INC | B213 | 46.46 | 43.25 | Y | 46.46 | 46.46 | 46.46
BEL-B213 | 173042 | 2 | 133602 | 1/2" 2-way Cv 4.7 Ball Valve | BELIMO AIRCONTROLS (USA), INC | B213 | 46.46 | 46.46 | Y | 46.46 | 46.46 | 46.46
BEL-B213 | 175888 | 4 | 133602 | 1/2" 2-way Cv 4.7 Ball Valve | BELIMO AIRCONTROLS (USA), INC | B213 | 46.46 | 40.32 | Y | 46.46 | 46.46 | 46.46
BEL-B213 | 175890 | 1 | 133602 | 1/2" 2-way Cv 4.7 Ball Valve | BELIMO AIRCONTROLS (USA), INC | B213 | 46.46 | 43.25 | Y | 46.46 | 46.46 | 46.46
BEL-B213 | 175891 | 5 | 133602 | 1/2" 2-way Cv 4.7 Ball Valve | BELIMO AIRCONTROLS (USA), INC | B213 | 46.46 | 43.25 | Y | 46.46 | 46.46 | 46.46
BEL-B213B | 10770 | 3 | 133602 | 1/2" 2-way Cv 4.7 Ball Valve | BELIMO AIRCONTROLS (USA), INC | B213B | 34.18 | 30.7933 | Y | 34.18 | 31.77 | 34.18
BEL-B213B | 166553 | 6 | 133602 | 1/2" 2-way Cv 4.7 Ball Valve | BELIMO AIRCONTROLS (USA), INC | B213B | 34.18 | 31.7082 | Y | 34.18 | 31.77 | 34.18
BEL-B213B | 166559 | 24 | 133602 | 1/2" 2-way Cv 4.7 Ball Valve | BELIMO AIRCONTROLS (USA), INC | B213B | 34.18 | 30.2665 | Y | 34.18 | 31.77 | 34.18
BEL-B213B | 166561 | 5 | 133602 | 1/2" 2-way Cv 4.7 Ball Valve | BELIMO AIRCONTROLS (USA), INC | B213B | 34.18 | 31.77 | Y | 34.18 | 31.77 | 34.18
BEL-B213B | 175883 | 8 | 133602 | 1/2" 2-way Cv 4.7 Ball Valve | BELIMO AIRCONTROLS (USA), INC | B213B | 34.18 | 31.3556 | Y | 34.18 | 31.77 | 34.18
BEL-B213BTR24SRTUS | 166560 | 1 | 133602 | 1/2" 2W Cv 4.7 NFS 24V 2-10V Mod | BELIMO AIRCONTROLS (USA), INC | B213B+TR24-SR-T US | 129.23 | 75.29 | N | 129.23 | 75.29 | 129.23
BEL-B214 | 10006 | 3 | 133602 | 1/2" 2-way Cv 7.4 Ball Valve | BELIMO AIRCONTROLS (USA), INC | B214 | 49.66 | 35.25 | N | 49.66 | 46.19 | 49.66
BEL-B214 | 10008 | 1 | 133602 | 1/2" 2-way Cv 7.4 Ball Valve | BELIMO AIRCONTROLS (USA), INC | B214 | 49.66 | 46.0295 | Y | 49.66 | 46.19 | 49.66
BEL-B214 | 166557 | 2 | 133602 | 1/2" 2-way Cv 7.4 Ball Valve | BELIMO AIRCONTROLS (USA), INC | B214 | 49.66 | 46.19 | Y | 49.66 | 46.19 | 49.66
BEL-B214 | 173042 | 3 | 133602 | 1/2" 2-way Cv 7.4 Ball Valve | BELIMO AIRCONTROLS (USA), INC | B214 | 49.66 | 46.19 | Y | 49.66 | 46.19 | 49.66
BEL-B214 | 175891 | 3 | 133602 | 1/2" 2-way Cv 7.4 Ball Valve | BELIMO AIRCONTROLS (USA), INC | B214 | 49.66 | 46.19 | Y | 49.66 | 46.19 | 49.66
BEL-B214B | 166553 | 7 | 133602 | 1/2" 2-way Cv 7.4 Ball Valve | BELIMO AIRCONTROLS (USA), INC | B214B | 37.11 | 33.8259 | Y | 37.11 | 33.8259 | 37.11
BEL-B214B | 166557 | 5 | 133602 | 1/2" 2-way Cv 7.4 Ball Valve | BELIMO AIRCONTROLS (USA), INC | B214B | 37.11 | 31.905 | Y | 37.11 | 33.8259 | 37.11
BEL-B214B | 166559 | 29 | 133602 | 1/2" 2-way Cv 7.4 Ball Valve | BELIMO AIRCONTROLS (USA), INC | B214B | 37.11 | 32.4472 | Y | 37.11 | 33.8259 | 37.11
BEL-B215 | 10008 | 9 | 133602 | 1/2" 2-way Cv 10 Ball Valve | BELIMO AIRCONTROLS (USA), INC | B215 | 50.2 | 46.5873 | Y | 50.2 | 50.2 | 50.2
BEL-B215 | 10510 | 14 | 133602 | 1/2" 2-way Cv 10 Ball Valve | BELIMO AIRCONTROLS (USA), INC | B215 | 50.2 | 43.2337 | Y | 50.2 | 50.2 | 50.2
BEL-B215 | 166560 | 2 | 133602 | 1/2" 2-way Cv 10 Ball Valve | BELIMO AIRCONTROLS (USA), INC | B215 | 50.2 | 46.1907 | Y | 50.2 | 50.2 | 50.2
BEL-B215 | 166561 | 6 | 133602 | 1/2" 2-way Cv 10 Ball Valve | BELIMO AIRCONTROLS (USA), INC | B215 | 50.2 | 50.2 | Y | 50.2 | 50.2 | 50.2
BEL-B215 | 173042 | 1 | 133602 | 1/2" 2-way Cv 10 Ball Valve | BELIMO AIRCONTROLS (USA), INC | B215 | 50.2 | 50.2 | Y | 50.2 | 50.2 | 50.2
BEL-B215 | 175888 | 0 | 133602 | 1/2" 2-way Cv 10 Ball Valve | BELIMO AIRCONTROLS (USA), INC | B215 | 50.2 | 46.86 | Y | 50.2 | 50.2 | 50.2
BEL-B215 | 175890 | 1 | 133602 | 1/2" 2-way Cv 10 Ball Valve | BELIMO AIRCONTROLS (USA), INC | B215 | 50.2 | 44.2333 | Y | 50.2 | 50.2 | 50.2
BEL-B215 | 175891 | 1 | 133602 | 1/2" 2-way Cv 10 Ball Valve | BELIMO AIRCONTROLS (USA), INC | B215 | 50.2 | 46.73 | Y | 50.2 | 50.2 | 50.2
BEL-B215B | 10770 | 3 | 133602 | 1/2" 2-way Cv 10 Ball Valve | BELIMO AIRCONTROLS (USA), INC | B215B | 38.18 | 30.715 | Y | 38.18 | 35.2873 | 38.18
BEL-B215B | 166553 | 7 | 133602 | 1/2" 2-way Cv 10 Ball Valve | BELIMO AIRCONTROLS (USA), INC | B215B | 38.18 | 35.19 | Y | 38.18 | 35.2873 | 38.18
BEL-B215B | 166557 | 4 | 133602 | 1/2" 2-way Cv 10 Ball Valve | BELIMO AIRCONTROLS (USA), INC | B215B | 38.18 | 33.11 | Y | 38.18 | 35.2873 | 38.18
BEL-B215B | 166559 | 26 | 133602 | 1/2" 2-way Cv 10 Ball Valve | BELIMO AIRCONTROLS (USA), INC | B215B | 38.18 | 33.3767 | Y | 38.18 | 35.2873 | 38.18
BEL-B215B | 166561 | 4 | 133602 | 1/2" 2-way Cv 10 Ball Valve | BELIMO AIRCONTROLS (USA), INC | B215B | 38.18 | 35.2873 | Y | 38.18 | 35.2873 | 38.18
BEL-B215B | 175883 | 5 | 133602 | 1/2" 2-way Cv 10 Ball Valve | BELIMO AIRCONTROLS (USA), INC | B215B | 38.18 | 21.125 | N | 38.18 | 35.2873 | 38.18
BEL-B215HT046 | 10008 | 6 | 133602 | HTCCV 1/2" 2W Cv 0.46 | BELIMO AIRCONTROLS (USA), INC | B215HT046 | 63.28 | 57.41 | Y | 63.28 | 57.41 | 63.28
BEL-B215HT073 | 10008 | 4 | 133602 | HTCCV 1/2" 2W Cv 0.73 | BELIMO AIRCONTROLS (USA), INC | B215HT073 | 63.28 | 56.8167 | Y | 63.28 | 56.8167 | 63.28
BEL-B215HT073 | 10510 | 11 | 133602 | HTCCV 1/2" 2W Cv 0.73 | BELIMO AIRCONTROLS (USA), INC | B215HT073 | 63.28 | 55.3814 | Y | 63.28 | 56.8167 | 63.28
BEL-B215HT073 | 175891 | 5 | 133602 | HTCCV 1/2" 2W Cv 0.73 | BELIMO AIRCONTROLS (USA), INC | B215HT073 | 63.28 | 35.087 | Y | 63.28 | 56.8167 | 63.28
BEL-B215HT186TFRB24SR | 175883 | 3 | 133602 | Characterized Control Valve (HTCCV), | BELIMO AIRCONTROLS (USA), INC | B215HT186+TFRB24-SR | 269.14 | 249.9 | N | 269.14 | 249.9 | 269.14
BEL-B215HT186TR24SRUS | 10770 | 2 | 133602 | 1/2" 2W Cv 1.86 NFS 24V 2-10v modulating | BELIMO AIRCONTROLS (USA), INC | B215HT186+TR24-SR US | 209.86 | 181.56 | Y | 209.86 | 181.56 | 209.86
BEL-B215HT290 | 10008 | 3 | 133602 | HTCCV 1/2" 2W Cv 2.9 | BELIMO AIRCONTROLS (USA), INC | B215HT290 | 63.28 | 56.4557 | Y | 63.28 | 58.74 | 63.28
BEL-B215HT290 | 10510 | 11 | 133602 | HTCCV 1/2" 2W Cv 2.9 | BELIMO AIRCONTROLS (USA), INC | B215HT290 | 63.28 | 58.74 | Y | 63.28 | 58.74 | 63.28
BEL-B215HT290 | 175891 | 1 | 133602 | HTCCV 1/2" 2W Cv 2.9 | BELIMO AIRCONTROLS (USA), INC | B215HT290 | 63.28 | 56.4557 | Y | 63.28 | 58.74 | 63.28
BEL-B215HT455 | 10008 | 4 | 133602 | HTCCV 1/2" 2W Cv 4.55 | BELIMO AIRCONTROLS (USA), INC | B215HT455 | 63.28 | 58.74 | Y | 63.28 | 58.74 | 63.28
BEL-B215HT455 | 175890 | 3 | 133602 | HTCCV 1/2" 2W Cv 4.55 | BELIMO AIRCONTROLS (USA), INC | B215HT455 | 63.28 | 58.0737 | Y | 63.28 | 58.74 | 63.28
BEL-B215HT455 | 175891 | 4 | 133602 | HTCCV 1/2" 2W Cv 4.55 | BELIMO AIRCONTROLS (USA), INC | B215HT455 | 63.28 | 58.74 | Y | 63.28 | 58.74 | 63.28
BEL-B215HT455TFRB24SR | 10770 | 2 | 133602 | 1/2" 2W Cv 4.55 FS 24V 2-10v modulating | BELIMO AIRCONTROLS (USA), INC | B215HT455+TFRB24-SR | 275.28 | 215.72 | Y | 275.28 | 238.16 | 275.28
BEL-B215HT455TFRB24SR | 175883 | 2 | 133602 | 1/2" 2W Cv 4.55 FS 24V 2-10v modulating | BELIMO AIRCONTROLS (USA), INC | B215HT455+TFRB24-SR | 275.28 | 193.28 | N | 275.28 | 238.16 | 275.28
BEL-B215HT455TFRB24SR | 175888 | 2 | 133602 | 1/2" 2W Cv 4.55 FS 24V 2-10v modulating | BELIMO AIRCONTROLS (USA), INC | B215HT455+TFRB24-SR | 275.28 | 238.16 | Y | 275.28 | 238.16 | 275.28
BEL-B215HT455TFRX24MFT | 175890 | 2 | 133602 | 1/2" 2W Cv 4.55 FS 24V 2-10v Prog | BELIMO AIRCONTROLS (USA), INC | B215HT455+TFRX24-MFT | 310.52 | 268.87 | Y | 310.52 | 268.87 | 310.52
BEL-B215LF120US | 175891 | 1 | 133602 | 1/2" 2W Cv 10 FS AC 120 V On/Off | BELIMO AIRCONTROLS (USA), INC | B215+LF120 US | 216 | 176.22 | N | 216 | 176.22 | 216
BEL-B215LF24SRUS | 10008 | 2 | 133602 | 1/2" 2W Cv 10 FS 24V 2-10V Mod | BELIMO AIRCONTROLS (USA), INC | B215+LF24-SR US | 254.72 | 220.28 | N | 254.72 | 220.28 | 254.72
BEL-B215LRX24MFT | 166559 | 1 | 133602 | 1/2" 2W Cv 10 NFS 24V 2-10V MFT/Prog | BELIMO AIRCONTROLS (USA), INC | B215+LRX24-MFT | 242.17 | 187.7 | N | 242.17 | 187.7 | 242.17
BEL-B215TFRB24 | 175890 | 4 | 133602 | 1/2" 2W Cv 10 FS 24V On/Off | BELIMO AIRCONTROLS (USA), INC | B215+TFRB24 | 174.89 | 151.12 | Y | 174.89 | 151.12 | 174.89
BEL-B215TFRX24 | 175890 | 1 | 133602 | 1/2" 2W Cv 10 FS 24V On/Off | BELIMO AIRCONTROLS (USA), INC | B215+TFRX24 | 174.89 | 136.5111 | N | 174.89 | 136.5111 | 174.89
BEL-B216 | 173042 | 2 | 133602 | 1/2" 2-way Cv 16 Ball Valve | BELIMO AIRCONTROLS (USA), INC | B216 | 51 | 47.26 | Y | 51 | 51 | 51
BEL-B216 | 175890 | 0 | 133602 | 1/2" 2-way Cv 16 Ball Valve | BELIMO AIRCONTROLS (USA), INC | B216 | 51 | 47.26 | Y | 51 | 51 | 51
BEL-B216 | 175891 | 6 | 133602 | 1/2" 2-way Cv 16 Ball Valve | BELIMO AIRCONTROLS (USA), INC | B216 | 51 | 51 | Y | 51 | 51 | 51
BEL-B217 | 10008 | 3 | 133602 | 3/4" 2-way Cv 4.7 Ball Valve | BELIMO AIRCONTROLS (USA), INC | B217 | 69.69 | 63.2386 | Y | 69.69 | 69.69 | 69.69
BEL-B217 | 173042 | 1 | 133602 | 3/4" 2-way Cv 4.7 Ball Valve | BELIMO AIRCONTROLS (USA), INC | B217 | 69.69 | 69.69 | Y | 69.69 | 69.69 | 69.69
BEL-B217 | 175890 | 3 | 133602 | 3/4" 2-way Cv 4.7 Ball Valve | BELIMO AIRCONTROLS (USA), INC | B217 | 69.69 | 64.4322 | Y | 69.69 | 69.69 | 69.69
BEL-B217 | 175891 | 6 | 133602 | 3/4" 2-way Cv 4.7 Ball Valve | BELIMO AIRCONTROLS (USA), INC | B217 | 69.69 | 64.3533 | Y | 69.69 | 69.69 | 69.69
BEL-B217B | 10770 | 3 | 133602 | 3/4" 2-way Cv 4.7 Ball Valve | BELIMO AIRCONTROLS (USA), INC | B217B | 53.67 | 47.6167 | Y | 53.67 | 49.8216 | 53.67
BEL-B217B | 166553 | 3 | 133602 | 3/4" 2-way Cv 4.7 Ball Valve | BELIMO AIRCONTROLS (USA), INC | B217B | 53.67 | 49.8216 | Y | 53.67 | 49.8216 | 53.67
BEL-B217B | 166559 | 23 | 133602 | 3/4" 2-way Cv 4.7 Ball Valve | BELIMO AIRCONTROLS (USA), INC | B217B | 53.67 | 47.0583 | Y | 53.67 | 49.8216 | 53.67
BEL-B217B | 175883 | 2 | 133602 | 3/4" 2-way Cv 4.7 Ball Valve | BELIMO AIRCONTROLS (USA), INC | B217B | 53.67 | 43.78 | N | 53.67 | 49.8216 | 53.67
BEL-B217BLF24SRUS | 175883 | 1 | 133602 | 3/4" 2W Cv 4.7 FS 24V 2-10V Mod | BELIMO AIRCONTROLS (USA), INC | B217B+LF24-SR US | 272.07 | 252.57 | N | 272.07 | 252.57 | 272.07
BEL-B217BLRB243 | 175888 | 2 | 133602 | 3/4" 2W Cv 4.7 NFS 24V On/Off FLT | BELIMO AIRCONTROLS (USA), INC | B217B+LRB24-3 | 140.44 | 125.895 | Y | 140.44 | 125.895 | 140.44
BEL-B217TFRB24 | 10008 | 1 | 133602 | 3/4" 2W Cv 4.7 FS 24V On/Off | BELIMO AIRCONTROLS (USA), INC | B217+TFRB24 | 193.04 | 179.16 | N | 193.04 | 179.16 | 193.04
BEL-B218 | 10006 | 2 | 133602 | 3/4" 2-way Cv 7.4 Ball Valve | BELIMO AIRCONTROLS (USA), INC | B218 | 70.49 | 50.2 | N | 70.49 | 70.49 | 70.49
BEL-B218 | 10008 | 14 | 133602 | 3/4" 2-way Cv 7.4 Ball Valve | BELIMO AIRCONTROLS (USA), INC | B218 | 70.49 | 69.1847 | Y | 70.49 | 70.49 | 70.49
BEL-B218 | 10510 | 25 | 133602 | 3/4" 2-way Cv 7.4 Ball Valve | BELIMO AIRCONTROLS (USA), INC | B218 | 70.49 | 60.88 | Y | 70.49 | 70.49 | 70.49
BEL-B218 | 10770 | 2 | 133602 | 3/4" 2-way Cv 7.4 Ball Valve | BELIMO AIRCONTROLS (USA), INC | B218 | 70.49 | 60.88 | Y | 70.49 | 70.49 | 70.49
BEL-B218 | 166557 | 1 | 133602 | 3/4" 2-way Cv 7.4 Ball Valve | BELIMO AIRCONTROLS (USA), INC | B218 | 70.49 | 60.88 | Y | 70.49 | 70.49 | 70.49
BEL-B218 | 166560 | 4 | 133602 | 3/4" 2-way Cv 7.4 Ball Valve | BELIMO AIRCONTROLS (USA), INC | B218 | 70.49 | 64.132 | Y | 70.49 | 70.49 | 70.49
BEL-B218 | 173042 | 2 | 133602 | 3/4" 2-way Cv 7.4 Ball Valve | BELIMO AIRCONTROLS (USA), INC | B218 | 70.49 | 70.49 | Y | 70.49 | 70.49 | 70.49
BEL-B218 | 175883 | 6 | 133602 | 3/4" 2-way Cv 7.4 Ball Valve | BELIMO AIRCONTROLS (USA), INC | B218 | 70.49 | 70.49 | Y | 70.49 | 70.49 | 70.49
BEL-B218 | 175891 | 3 | 133602 | 3/4" 2-way Cv 7.4 Ball Valve | BELIMO AIRCONTROLS (USA), INC | B218 | 70.49 | 65.42 | Y | 70.49 | 70.49 | 70.49
BEL-B218B | 166553 | 11 | 133602 | 3/4" 2-way Cv 7.4 Ball Valve | BELIMO AIRCONTROLS (USA), INC | B218B | 56.07 | 51.8993 | Y | 56.07 | 52.06 | 56.07
BEL-B218B | 166557 | 7 | 133602 | 3/4" 2-way Cv 7.4 Ball Valve | BELIMO AIRCONTROLS (USA), INC | B218B | 56.07 | 48.33 | Y | 56.07 | 52.06 | 56.07
BEL-B218B | 166559 | 21 | 133602 | 3/4" 2-way Cv 7.4 Ball Valve | BELIMO AIRCONTROLS (USA), INC | B218B | 56.07 | 49.0898 | Y | 56.07 | 52.06 | 56.07
BEL-B218B | 166561 | 2 | 133602 | 3/4" 2-way Cv 7.4 Ball Valve | BELIMO AIRCONTROLS (USA), INC | B218B | 56.07 | 50.6683 | Y | 56.07 | 52.06 | 56.07
BEL-B218B | 175883 | 8 | 133602 | 3/4" 2-way Cv 7.4 Ball Valve | BELIMO AIRCONTROLS (USA), INC | B218B | 56.07 | 52.06 | N | 56.07 | 52.06 | 56.07
BEL-B218TFRB24 | 10008 | 2 | 133602 | 3/4" 2W Cv 7.4 FS 24V On/Off | BELIMO AIRCONTROLS (USA), INC | B218+TFRB24 | 194.64 | 180.76 | N | 194.64 | 180.76 | 194.64
BEL-B218TR243300US | 175883 | 1 | 133602 | 3/4" 2W Cv 7.4 NFS AC 24V On/Off | BELIMO AIRCONTROLS (USA), INC | B218+TR24-3/300 US | 138.57 | 125.48 | N | 138.57 | 125.48 | 138.57
BEL-B219 | 10008 | 1 | 133602 | 3/4" 2-way Cv 10 Ball Valve | BELIMO AIRCONTROLS (USA), INC | B219 | 71.02 | 65.95 | Y | 71.02 | 65.95 | 71.02
BEL-B219 | 166553 | 11 | 133602 | 3/4" 2-way Cv 10 Ball Valve | BELIMO AIRCONTROLS (USA), INC | B219 | 71.02 | 63.9972 | Y | 71.02 | 65.95 | 71.02
BEL-B219 | 166557 | 5 | 133602 | 3/4" 2-way Cv 10 Ball Valve | BELIMO AIRCONTROLS (USA), INC | B219 | 71.02 | 63.86 | Y | 71.02 | 65.95 | 71.02
BEL-B219 | 166561 | 1 | 133602 | 3/4" 2-way Cv 10 Ball Valve | BELIMO AIRCONTROLS (USA), INC | B219 | 71.02 | 64.35 | N | 71.02 | 65.95 | 71.02
BEL-B219 | 175891 | 4 | 133602 | 3/4" 2-way Cv 10 Ball Valve | BELIMO AIRCONTROLS (USA), INC | B219 | 71.02 | 65.0089 | Y | 71.02 | 65.95 | 71.02
BEL-B219B | 10770 | 3 | 133602 | 3/4" 2-way Cv 10 Ball Valve | BELIMO AIRCONTROLS (USA), INC | B219B | 58.21 | 51.4433 | Y | 58.21 | 53.93 | 58.21
BEL-B219B | 166553 | 3 | 133602 | 3/4" 2-way Cv 10 Ball Valve | BELIMO AIRCONTROLS (USA), INC | B219B | 58.21 | 39.5909 | N | 58.21 | 53.93 | 58.21
BEL-B219B | 166559 | 1 | 133602 | 3/4" 2-way Cv 10 Ball Valve | BELIMO AIRCONTROLS (USA), INC | B219B | 58.21 | 53.93 | Y | 58.21 | 53.93 | 58.21
BEL-B219B | 175883 | 2 | 133602 | 3/4" 2-way Cv 10 Ball Valve | BELIMO AIRCONTROLS (USA), INC | B219B | 58.21 | 41.5 | N | 58.21 | 53.93 | 58.21
BEL-B219LRB24MFT | 166559 | 0 | 133602 | 3/4" 2W Cv 10 NFS 24V 2-10V MFT/Prog | BELIMO AIRCONTROLS (USA), INC | B219+LRB24-MFT | 250.71 | 250.71 | N | 250.71 | 250.71 | 250.71
BEL-B220 | 10008 | 8 | 133602 | 3/4" 2-way Cv 14 Ball Valve | BELIMO AIRCONTROLS (USA), INC | B220 | 72.36 | 62.6264 | Y | 72.36 | 67.28 | 72.36
BEL-B220 | 10510 | 28 | 133602 | 3/4" 2-way Cv 14 Ball Valve | BELIMO AIRCONTROLS (USA), INC | B220 | 72.36 | 62.3733 | Y | 72.36 | 67.28 | 72.36
BEL-B220 | 166560 | 3 | 133602 | 3/4" 2-way Cv 14 Ball Valve | BELIMO AIRCONTROLS (USA), INC | B220 | 72.36 | 65.9785 | Y | 72.36 | 67.28 | 72.36
BEL-B220 | 166561 | 1 | 133602 | 3/4" 2-way Cv 14 Ball Valve | BELIMO AIRCONTROLS (USA), INC | B220 | 72.36 | 65.1917 | Y | 72.36 | 67.28 | 72.36
BEL-B220 | 173042 | 0 | 133602 | 3/4" 2-way Cv 14 Ball Valve | BELIMO AIRCONTROLS (USA), INC | B220 | 72.36 | 67.28 | Y | 72.36 | 67.28 | 72.36
BEL-B220 | 175888 | 0 | 133602 | 3/4" 2-way Cv 14 Ball Valve | BELIMO AIRCONTROLS (USA), INC | B220 | 72.36 | 65.5183 | Y | 72.36 | 67.28 | 72.36
BEL-B220 | 175890 | 9 | 133602 | 3/4" 2-way Cv 14 Ball Valve | BELIMO AIRCONTROLS (USA), INC | B220 | 72.36 | 65.6575 | Y | 72.36 | 67.28 | 72.36
BEL-B220 | 175891 | 3 | 133602 | 3/4" 2-way Cv 14 Ball Valve | BELIMO AIRCONTROLS (USA), INC | B220 | 72.36 | 67.28 | Y | 72.36 | 67.28 | 72.36
BEL-B220B | 166553 | 5 | 133602 | 3/4" 2-way Cv 14 Ball Valve | BELIMO AIRCONTROLS (USA), INC | B220B | 59.81 | 46.4474 | Y | 59.81 | 53.1571 | 59.81
BEL-B220B | 166559 | 30 | 133602 | 3/4" 2-way Cv 14 Ball Valve | BELIMO AIRCONTROLS (USA), INC | B220B | 59.81 | 52.332 | Y | 59.81 | 53.1571 | 59.81
BEL-B220B | 166561 | 2 | 133602 | 3/4" 2-way Cv 14 Ball Valve | BELIMO AIRCONTROLS (USA), INC | B220B | 59.81 | 53.1571 | N | 59.81 | 53.1571 | 59.81
BEL-B220HT1320 | 10008 | 7 | 133602 | HTCCV 3/4" 2W Cv 13.2 | BELIMO AIRCONTROLS (USA), INC | B220HT1320 | 79.03 | 73.2647 | Y | 79.03 | 73.2647 | 79.03
BEL-B220HT1320 | 10510 | 12 | 133602 | HTCCV 3/4" 2W Cv 13.2 | BELIMO AIRCONTROLS (USA), INC | B220HT1320 | 79.03 | 69.338 | Y | 79.03 | 73.2647 | 79.03
BEL-B220HT1320 | 175888 | 3 | 133602 | HTCCV 3/4" 2W Cv 13.2 | BELIMO AIRCONTROLS (USA), INC | B220HT1320 | 79.03 | 71.7367 | Y | 79.03 | 73.2647 | 79.03
BEL-B220HT1320 | 175890 | 1 | 133602 | HTCCV 3/4" 2W Cv 13.2 | BELIMO AIRCONTROLS (USA), INC | B220HT1320 | 79.03 | 68.35 | Y | 79.03 | 73.2647 | 79.03
BEL-B220HT1320LF24SRUS | 175890 | 12 | 133602 | 3/4" 2W Cv 13.2 FS 24V 2-10v modulating | BELIMO AIRCONTROLS (USA), INC | B220HT1320+LF24-SR US | 331.35 | 274.6853 | Y | 331.35 | 274.6853 | 331.35
BEL-B220HT186 | 10008 | 6 | 133602 | HTCCV 3/4" 2W Cv 1.86 | BELIMO AIRCONTROLS (USA), INC | B220HT186 | 79.03 | 71.56 | Y | 79.03 | 71.56 | 79.03
BEL-B220HT186LRB24SR | 175888 | 5 | 133602 | 3/4" 2W Cv 1.86 NFS 24V 2-10v modulating | BELIMO AIRCONTROLS (USA), INC | B220HT186+LRB24-SR | 238.97 | 206.92 | N | 238.97 | 206.92 | 238.97
BEL-B220HT290 | 10008 | 6 | 133602 | HTCCV 3/4" 2W Cv 2.9 | BELIMO AIRCONTROLS (USA), INC | B220HT290 | 79.03 | 71.025 | Y | 79.03 | 71.025 | 79.03
BEL-B220HT464 | 10008 | 5 | 133602 | HTCCV 3/4" 2W Cv 4.64 | BELIMO AIRCONTROLS (USA), INC | B220HT464 | 79.03 | 65.8145 | Y | 79.03 | 65.8145 | 79.03
BEL-B220HT464 | 10510 | 9 | 133602 | HTCCV 3/4" 2W Cv 4.64 | BELIMO AIRCONTROLS (USA), INC | B220HT464 | 79.03 | 64.6938 | Y | 79.03 | 65.8145 | 79.03
BEL-B220HT464 | 166561 | 1 | 133602 | HTCCV 3/4" 2W Cv 4.64 | BELIMO AIRCONTROLS (USA), INC | B220HT464 | 79.03 | 58.47 | N | 79.03 | 65.8145 | 79.03
BEL-B220HT464 | 175891 | 1 | 133602 | HTCCV 3/4" 2W Cv 4.64 | BELIMO AIRCONTROLS (USA), INC | B220HT464 | 79.03 | 49.475 | Y | 79.03 | 65.8145 | 79.03
BEL-B220HT731 | 10008 | 8 | 133602 | HTCCV 3/4" 2W Cv 7.31 | BELIMO AIRCONTROLS (USA), INC | B220HT731 | 79.03 | 69.4067 | Y | 79.03 | 69.4067 | 79.03
BEL-B220HT731 | 10510 | 17 | 133602 | HTCCV 3/4" 2W Cv 7.31 | BELIMO AIRCONTROLS (USA), INC | B220HT731 | 79.03 | 69.3531 | Y | 79.03 | 69.4067 | 79.03
BEL-B220HT928 | 10008 | 2 | 133602 | HTCCV 3/4" 2W Cv 9.28 | BELIMO AIRCONTROLS (USA), INC | B220HT928 | 79.03 | 71.56 | Y | 79.03 | 73.43 | 79.03
BEL-B220HT928 | 175891 | 1 | 133602 | HTCCV 3/4" 2W Cv 9.28 | BELIMO AIRCONTROLS (USA), INC | B220HT928 | 79.03 | 73.43 | Y | 79.03 | 73.43 | 79.03
BEL-B220LF120US | 10008 | 6 | 133602 | 3/4" 2W Cv 14 FS AC 120 V On/Off | BELIMO AIRCONTROLS (USA), INC | B220+LF120 US | 245.11 | 245.11 | Y | 245.11 | 245.11 | 245.11
BEL-B220LF120US | 175883 | 5 | 133602 | 3/4" 2W Cv 14 FS AC 120 V On/Off | BELIMO AIRCONTROLS (USA), INC | B220+LF120 US | 245.11 | 211.996 | N | 245.11 | 245.11 | 245.11
BEL-B220LF120US | 175888 | 1 | 133602 | 3/4" 2W Cv 14 FS AC 120 V On/Off | BELIMO AIRCONTROLS (USA), INC | B220+LF120 US | 245.11 | 192.67 | N | 245.11 | 245.11 | 245.11
BEL-B220LF24SRUS | 10008 | 1 | 133602 | 3/4" 2W Cv 14 FS 24V 2-10V Mod | BELIMO AIRCONTROLS (USA), INC | B220+LF24-SR US | 277.15 | 239.77 | N | 277.15 | 239.77 | 277.15
BEL-B220LF24US | 10008 | 2 | 133602 | 3/4" 2W Cv 14 FS 24V On/Off | BELIMO AIRCONTROLS (USA), INC | B220+LF24 US | 221.08 | 200.515 | Y | 221.08 | 205.32 | 221.08
BEL-B220LF24US | 175888 | 0 | 133602 | 3/4" 2W Cv 14 FS 24V On/Off | BELIMO AIRCONTROLS (USA), INC | B220+LF24 US | 221.08 | 195.71 | Y | 221.08 | 205.32 | 221.08
BEL-B220LF24US | 175890 | 6 | 133602 | 3/4" 2W Cv 14 FS 24V On/Off | BELIMO AIRCONTROLS (USA), INC | B220+LF24 US | 221.08 | 205.32 | Y | 221.08 | 205.32 | 221.08
BEL-B221 | 10008 | 1 | 133602 | 3/4" 2-way Cv 24 Ball Valve | BELIMO AIRCONTROLS (USA), INC | B221 | 73.96 | 65.844 | Y | 73.96 | 73.07 | 73.96
BEL-B221 | 166557 | 3 | 133602 | 3/4" 2-way Cv 24 Ball Valve | BELIMO AIRCONTROLS (USA), INC | B221 | 73.96 | 71.29 | Y | 73.96 | 73.07 | 73.96
BEL-B221 | 166561 | 2 | 133602 | 3/4" 2-way Cv 24 Ball Valve | BELIMO AIRCONTROLS (USA), INC | B221 | 73.96 | 73.07 | Y | 73.96 | 73.07 | 73.96
BEL-B221 | 175888 | 1 | 133602 | 3/4" 2-way Cv 24 Ball Valve | BELIMO AIRCONTROLS (USA), INC | B221 | 73.96 | 67.02 | Y | 73.96 | 73.07 | 73.96
BEL-B221 | 175890 | 3 | 133602 | 3/4" 2-way Cv 24 Ball Valve | BELIMO AIRCONTROLS (USA), INC | B221 | 73.96 | 67.02 | Y | 73.96 | 73.07 | 73.96
BEL-B221 | 175891 | 2 | 133602 | 3/4" 2-way Cv 24 Ball Valve | BELIMO AIRCONTROLS (USA), INC | B221 | 73.96 | 68.22 | Y | 73.96 | 73.07 | 73.96
BEL-B221B | 166553 | 8 | 133602 | 3/4" 2-way Cv 24 Ball Valve | BELIMO AIRCONTROLS (USA), INC | B221B | 60.61 | 51.8555 | Y | 60.61 | 54.3469 | 60.61
BEL-B221B | 166559 | 5 | 133602 | 3/4" 2-way Cv 24 Ball Valve | BELIMO AIRCONTROLS (USA), INC | B221B | 60.61 | 54.3469 | Y | 60.61 | 54.3469 | 60.61
BEL-B221LF120US | 10008 | 2 | 133602 | 3/4" 2W Cv 24 FS AC 120 V On/Off | BELIMO AIRCONTROLS (USA), INC | B221+LF120 US | 237.9 | 233.6041 | Y | 237.9 | 233.6041 | 237.9
BEL-B222 | 10770 | 3 | 133602 | 1" 2-way Cv 7.4 Ball Valve | BELIMO AIRCONTROLS (USA), INC | B222 | 67.02 | 61.1433 | Y | 67.02 | 62.0322 | 67.02
BEL-B222 | 166553 | 17 | 133602 | 1" 2-way Cv 7.4 Ball Valve | BELIMO AIRCONTROLS (USA), INC | B222 | 67.02 | 60.1913 | Y | 67.02 | 62.0322 | 67.02
BEL-B222 | 166559 | 27 | 133602 | 1" 2-way Cv 7.4 Ball Valve | BELIMO AIRCONTROLS (USA), INC | B222 | 67.02 | 58.55 | Y | 67.02 | 62.0322 | 67.02
BEL-B222 | 173042 | 3 | 133602 | 1" 2-way Cv 7.4 Ball Valve | BELIMO AIRCONTROLS (USA), INC | B222 | 67.02 | 62.0322 | Y | 67.02 | 62.0322 | 67.02
BEL-B222 | 175891 | 4 | 133602 | 1" 2-way Cv 7.4 Ball Valve | BELIMO AIRCONTROLS (USA), INC | B222 | 67.02 | 59.4747 | Y | 67.02 | 62.0322 | 67.02
BEL-B222LF24US | 10008 | 1 | 133602 | 1" 2-way Cv 7.4 FS 24V On/Off | BELIMO AIRCONTROLS (USA), INC | B222+LF24 US | 224.01 | 207.99 | N | 224.01 | 207.99 | 224.01
BEL-B222LF24US | 175890 | 6 | 133602 | 1" 2-way Cv 7.4 FS 24V On/Off | BELIMO AIRCONTROLS (USA), INC | B222+LF24 US | 224.01 | 207.99 | Y | 224.01 | 207.99 | 224.01
BEL-B222LRB24SRT | 173042 | 26 | 133602 | 1" 2W Cv 7.4 NFS 24V 2-10V Mod | BELIMO AIRCONTROLS (USA), INC | B222+LRB24-SR-T | 188.77 | 144.9809 | N | 188.77 | 144.9809 | 188.77
BEL-B223 | 10006 | 1 | 133602 | 1" 2-way Cv 10 Ball Valve | BELIMO AIRCONTROLS (USA), INC | B223 | 67.55 | 48.06 | N | 67.55 | 65.95 | 67.55
BEL-B223 | 10008 | 2 | 133602 | 1" 2-way Cv 10 Ball Valve | BELIMO AIRCONTROLS (USA), INC | B223 | 67.55 | 62.3475 | Y | 67.55 | 65.95 | 67.55
BEL-B223 | 10770 | 3 | 133602 | 1" 2-way Cv 10 Ball Valve | BELIMO AIRCONTROLS (USA), INC | B223 | 67.55 | 61.6767 | Y | 67.55 | 65.95 | 67.55
BEL-B223 | 166553 | 3 | 133602 | 1" 2-way Cv 10 Ball Valve | BELIMO AIRCONTROLS (USA), INC | B223 | 67.55 | 64.0395 | Y | 67.55 | 65.95 | 67.55
BEL-B223 | 166557 | 7 | 133602 | 1" 2-way Cv 10 Ball Valve | BELIMO AIRCONTROLS (USA), INC | B223 | 67.55 | 61.9084 | Y | 67.55 | 65.95 | 67.55
BEL-B223 | 166559 | 27 | 133602 | 1" 2-way Cv 10 Ball Valve | BELIMO AIRCONTROLS (USA), INC | B223 | 67.55 | 59.0814 | Y | 67.55 | 65.95 | 67.55
BEL-B223 | 166560 | 5 | 133602 | 1" 2-way Cv 10 Ball Valve | BELIMO AIRCONTROLS (USA), INC | B223 | 67.55 | 62.3636 | Y | 67.55 | 65.95 | 67.55
BEL-B223 | 166561 | 5 | 133602 | 1" 2-way Cv 10 Ball Valve | BELIMO AIRCONTROLS (USA), INC | B223 | 67.55 | 65.4133 | Y | 67.55 | 65.95 | 67.55
BEL-B223 | 173042 | 0 | 133602 | 1" 2-way Cv 10 Ball Valve | BELIMO AIRCONTROLS (USA), INC | B223 | 67.55 | 57.6159 | N | 67.55 | 65.95 | 67.55
BEL-B223 | 175891 | 3 | 133602 | 1" 2-way Cv 10 Ball Valve | BELIMO AIRCONTROLS (USA), INC | B223 | 67.55 | 65.95 | Y | 67.55 | 65.95 | 67.55
BEL-B223LF24SRUS | 173042 | 1 | 133602 | 1" 2W Cv 10 FS 24V 2-10V Mod | BELIMO AIRCONTROLS (USA), INC | B223+LF24-SR US | 283.29 | 256.59 | N | 283.29 | 256.59 | 283.29
BEL-B224 | 10008 | 2 | 133602 | 1" 2-way Cv 19 Ball Valve | BELIMO AIRCONTROLS (USA), INC | B224 | 68.35 | 63.55 | Y | 68.35 | 68.35 | 68.35
BEL-B224 | 10510 | 11 | 133602 | 1" 2-way Cv 19 Ball Valve | BELIMO AIRCONTROLS (USA), INC | B224 | 68.35 | 59.2892 | Y | 68.35 | 68.35 | 68.35
BEL-B224 | 166553 | 10 | 133602 | 1" 2-way Cv 19 Ball Valve | BELIMO AIRCONTROLS (USA), INC | B224 | 68.35 | 63.402 | Y | 68.35 | 68.35 | 68.35
BEL-B224 | 166557 | 4 | 133602 | 1" 2-way Cv 19 Ball Valve | BELIMO AIRCONTROLS (USA), INC | B224 | 68.35 | 59.1558 | Y | 68.35 | 68.35 | 68.35
BEL-B224 | 166559 | 24 | 133602 | 1" 2-way Cv 19 Ball Valve | BELIMO AIRCONTROLS (USA), INC | B224 | 68.35 | 59.918 | Y | 68.35 | 68.35 | 68.35
BEL-B224 | 166561 | 3 | 133602 | 1" 2-way Cv 19 Ball Valve | BELIMO AIRCONTROLS (USA), INC | B224 | 68.35 | 64.925 | Y | 68.35 | 68.35 | 68.35
BEL-B224 | 173042 | 1 | 133602 | 1" 2-way Cv 19 Ball Valve | BELIMO AIRCONTROLS (USA), INC | B224 | 68.35 | 63.55 | Y | 68.35 | 68.35 | 68.35
BEL-B224 | 175883 | 5 | 133602 | 1" 2-way Cv 19 Ball Valve | BELIMO AIRCONTROLS (USA), INC | B224 | 68.35 | 68.35 | Y | 68.35 | 68.35 | 68.35
BEL-B224 | 175891 | 4 | 133602 | 1" 2-way Cv 19 Ball Valve | BELIMO AIRCONTROLS (USA), INC | B224 | 68.35 | 65.2161 | Y | 68.35 | 68.35 | 68.35
BEL-B224VSS | 175890 | 8 | 133602 | Ball Valve (VSS), 1", 2-way, Cv 43 | BELIMO AIRCONTROLS (USA), INC | B224VSS | 291.83 | 97.72 | N | 291.83 | 291.83 | 291.83
BEL-B224VSS | 175891 | 1 | 133602 | Ball Valve (VSS), 1", 2-way, Cv 43 | BELIMO AIRCONTROLS (USA), INC | B224VSS | 291.83 | 291.83 | N | 291.83 | 291.83 | 291.83
BEL-B225 | 10008 | 9 | 133602 | 1" 2-way Cv 30 Ball Valve | BELIMO AIRCONTROLS (USA), INC | B225 | 69.42 | 68.8163 | Y | 69.42 | 68.8163 | 69.42
BEL-B225 | 10510 | 12 | 133602 | 1" 2-way Cv 30 Ball Valve | BELIMO AIRCONTROLS (USA), INC | B225 | 69.42 | 60.3445 | Y | 69.42 | 68.8163 | 69.42
BEL-B225 | 166553 | 1 | 133602 | 1" 2-way Cv 30 Ball Valve | BELIMO AIRCONTROLS (USA), INC | B225 | 69.42 | 64.35 | Y | 69.42 | 68.8163 | 69.42
BEL-B225 | 166557 | 2 | 133602 | 1" 2-way Cv 30 Ball Valve | BELIMO AIRCONTROLS (USA), INC | B225 | 69.42 | 63.635 | Y | 69.42 | 68.8163 | 69.42
BEL-B225 | 166559 | 21 | 133602 | 1" 2-way Cv 30 Ball Valve | BELIMO AIRCONTROLS (USA), INC | B225 | 69.42 | 61.3677 | Y | 69.42 | 68.8163 | 69.42
BEL-B225 | 173042 | 4 | 133602 | 1" 2-way Cv 30 Ball Valve | BELIMO AIRCONTROLS (USA), INC | B225 | 69.42 | 64.35 | Y | 69.42 | 68.8163 | 69.42
BEL-B225 | 175888 | 6 | 133602 | 1" 2-way Cv 30 Ball Valve | BELIMO AIRCONTROLS (USA), INC | B225 | 69.42 | 63.71 | Y | 69.42 | 68.8163 | 69.42
BEL-B225 | 175890 | 10 | 133602 | 1" 2-way Cv 30 Ball Valve | BELIMO AIRCONTROLS (USA), INC | B225 | 69.42 | 64.332 | Y | 69.42 | 68.8163 | 69.42
BEL-B225 | 175891 | 2 | 133602 | 1" 2-way Cv 30 Ball Valve | BELIMO AIRCONTROLS (USA), INC | B225 | 69.42 | 64.35 | Y | 69.42 | 68.8163 | 69.42
BEL-B225HT1160 | 10008 | 9 | 133602 | HTCCV 1" 2W Cv 11.6 | BELIMO AIRCONTROLS (USA), INC | B225HT1160 | 113.21 | 99.505 | Y | 113.21 | 103.8907 | 113.21
BEL-B225HT1160 | 10510 | 7 | 133602 | HTCCV 1" 2W Cv 11.6 | BELIMO AIRCONTROLS (USA), INC | B225HT1160 | 113.21 | 101.534 | Y | 113.21 | 103.8907 | 113.21
BEL-B225HT1160 | 175891 | 2 | 133602 | HTCCV 1" 2W Cv 11.6 | BELIMO AIRCONTROLS (USA), INC | B225HT1160 | 113.21 | 103.8907 | Y | 113.21 | 103.8907 | 113.21
BEL-B225HT1856 | 10008 | 5 | 133602 | HTCCV 1" 2W Cv 18.56 | BELIMO AIRCONTROLS (USA), INC | B225HT1856 | 113.21 | 102.53 | Y | 113.21 | 102.53 | 113.21
BEL-B225HT2800 | 10008 | 4 | 133602 | HTCCV 1" 2W Cv 28 | BELIMO AIRCONTROLS (USA), INC | B225HT2800 | 113.21 | 97.6398 | Y | 113.21 | 101.595 | 113.21
BEL-B225HT2800 | 10510 | 1 | 133602 | HTCCV 1" 2W Cv 28 | BELIMO AIRCONTROLS (USA), INC | B225HT2800 | 113.21 | 100.5851 | Y | 113.21 | 101.595 | 113.21
BEL-B225HT2800 | 175888 | 3 | 133602 | HTCCV 1" 2W Cv 28 | BELIMO AIRCONTROLS (USA), INC | B225HT2800 | 113.21 | 101.595 | Y | 113.21 | 101.595 | 113.21
BEL-B225HT2800 | 175890 | 1 | 133602 | HTCCV 1" 2W Cv 28 | BELIMO AIRCONTROLS (USA), INC | B225HT2800 | 113.21 | 100.5851 | Y | 113.21 | 101.595 | 113.21
BEL-B225HT2800 | 175891 | 1 | 133602 | HTCCV 1" 2W Cv 28 | BELIMO AIRCONTROLS (USA), INC | B225HT2800 | 113.21 | 100.5851 | Y | 113.21 | 101.595 | 113.21
BEL-B225HT2800LF24MFTUS | 175890 | 2 | 133602 | 1" 2W Cv 28 FS 24V 2-10v Prog | BELIMO AIRCONTROLS (USA), INC | B225HT2800+LF24-MFT US | 450.16 | 389.29 | Y | 450.16 | 389.29 | 450.16
BEL-B225HT2800LF24SRUS | 175890 | 3 | 133602 | 1" 2W Cv 28 FS 24V 2-10v modulating | BELIMO AIRCONTROLS (USA), INC | B225HT2800+LF24-SR US | 376.47 | 349.5 | Y | 376.47 | 349.5 | 376.47
BEL-B225LF120US | 10008 | 0 | 133602 | 1" 2W Cv 30 FS AC 120 V On/Off | BELIMO AIRCONTROLS (USA), INC | B225+LF120 US | 264.06 | 264.06 | Y | 264.06 | 264.06 | 264.06
BEL-B225LF24US | 175888 | 4 | 133602 | 1" 2-way Cv 30 FS 24V On/Off | BELIMO AIRCONTROLS (USA), INC | B225+LF24 US | 234.43 | 217.61 | Y | 234.43 | 217.61 | 234.43
BEL-B225LF24US | 175890 | 4 | 133602 | 1" 2-way Cv 30 FS 24V On/Off | BELIMO AIRCONTROLS (USA), INC | B225+LF24 US | 234.43 | 217.61 | Y | 234.43 | 217.61 | 234.43
BEL-B225LRB243 | 175891 | 2 | 133602 | 1" 2W Cv 30 NFS 24V On/Off FLT | BELIMO AIRCONTROLS (USA), INC | B225+LRB24-3 | 157 | 97.46 | N | 157 | 97.46 | 157
BEL-B229 | 10008 | 2 | 133602 | 1.25" 2-way Cv 10 Ball Valve | BELIMO AIRCONTROLS (USA), INC | B229 | 63.55 | 59.01 | Y | 63.55 | 63.55 | 63.55
BEL-B229 | 166553 | 2 | 133602 | 1.25" 2-way Cv 10 Ball Valve | BELIMO AIRCONTROLS (USA), INC | B229 | 63.55 | 63.55 | Y | 63.55 | 63.55 | 63.55
BEL-B229LRB24MFT | 166553 | 4 | 133602 | 1.25" 2W Cv 10 NFS 24V 2-10V MFT/Prog | BELIMO AIRCONTROLS (USA), INC | B229+LRB24-MFT | 277.15 | 250.98 | N | 277.15 | 250.98 | 277.15
BEL-B230 | 10510 | 1 | 133602 | 1.25" 2-way Cv 19 Ball Valve | BELIMO AIRCONTROLS (USA), INC | B230 | 64.35 | 57.6611 | Y | 64.35 | 59.81 | 64.35
BEL-B230 | 10770 | 3 | 133602 | 1.25" 2-way Cv 19 Ball Valve | BELIMO AIRCONTROLS (USA), INC | B230 | 64.35 | 57.1367 | Y | 64.35 | 59.81 | 64.35
BEL-B230 | 166553 | 10 | 133602 | 1.25" 2-way Cv 19 Ball Valve | BELIMO AIRCONTROLS (USA), INC | B230 | 64.35 | 58.6911 | Y | 64.35 | 59.81 | 64.35
BEL-B230 | 166557 | 4 | 133602 | 1.25" 2-way Cv 19 Ball Valve | BELIMO AIRCONTROLS (USA), INC | B230 | 64.35 | 59.475 | Y | 64.35 | 59.81 | 64.35
BEL-B230 | 166559 | 26 | 133602 | 1.25" 2-way Cv 19 Ball Valve | BELIMO AIRCONTROLS (USA), INC | B230 | 64.35 | 56.0831 | Y | 64.35 | 59.81 | 64.35
BEL-B230 | 166560 | 5 | 133602 | 1.25" 2-way Cv 19 Ball Valve | BELIMO AIRCONTROLS (USA), INC | B230 | 64.35 | 53.6383 | Y | 64.35 | 59.81 | 64.35
BEL-B230 | 166561 | 8 | 133602 | 1.25" 2-way Cv 19 Ball Valve | BELIMO AIRCONTROLS (USA), INC | B230 | 64.35 | 58.9908 | Y | 64.35 | 59.81 | 64.35
BEL-B230 | 173042 | 0 | 133602 | 1.25" 2-way Cv 19 Ball Valve | BELIMO AIRCONTROLS (USA), INC | B230 | 64.35 | 57.135 | N | 64.35 | 59.81 | 64.35
BEL-B230 | 175888 | 10 | 133602 | 1.25" 2-way Cv 19 Ball Valve | BELIMO AIRCONTROLS (USA), INC | B230 | 64.35 | 58.6829 | Y | 64.35 | 59.81 | 64.35
BEL-B230 | 175890 | 13 | 133602 | 1.25" 2-way Cv 19 Ball Valve | BELIMO AIRCONTROLS (USA), INC | B230 | 64.35 | 59.81 | Y | 64.35 | 59.81 | 64.35
BEL-B230 | 175891 | 5 | 133602 | 1.25" 2-way Cv 19 Ball Valve | BELIMO AIRCONTROLS (USA), INC | B230 | 64.35 | 58.0398 | Y | 64.35 | 59.81 | 64.35
BEL-B230LF24SRUS | 175888 | 4 | 133602 | 1.25" 2W Cv 19 FS 24V 2-10V Mod | BELIMO AIRCONTROLS (USA), INC | B230+LF24-SR US | 295.84 | 256.05 | N | 295.84 | 256.05 | 295.84
BEL-B230LF24US | 175888 | 5 | 133602 | 1.25" 2W Cv 19 FS 24V On/Off | BELIMO AIRCONTROLS (USA), INC | B230+LF24 US | 239.23 | 222.14 | Y | 239.23 | 222.14 | 239.23
BEL-B230LF24US | 175890 | 5 | 133602 | 1.25" 2W Cv 19 FS 24V On/Off | BELIMO AIRCONTROLS (USA), INC | B230+LF24 US | 239.23 | 220.7625 | Y | 239.23 | 222.14 | 239.23
BEL-B230LRB243 | 175891 | 1 | 133602 | 1.25" 2W Cv 19 NFS 24V On/Off FLT | BELIMO AIRCONTROLS (USA), INC | B230+LRB24-3 | 175.15 | 98.52 | N | 175.15 | 98.52 | 175.15
BEL-B230LRB24MFT | 166553 | 1 | 133602 | 1.25" 2W Cv 19 NFS 24V 2-10V MFT/Prog | BELIMO AIRCONTROLS (USA), INC | B230+LRB24-MFT | 277.95 | 251.78 | N | 277.95 | 251.78 | 277.95
BEL-B231 | 10510 | 15 | 133602 | 1.25" 2-way Cv 25 Ball Valve | BELIMO AIRCONTROLS (USA), INC | B231 | 70.49 | 64.1705 | Y | 70.49 | 65.42 | 70.49
BEL-B231 | 10770 | 2 | 133602 | 1.25" 2-way Cv 25 Ball Valve | BELIMO AIRCONTROLS (USA), INC | B231 | 70.49 | 58.7013 | Y | 70.49 | 65.42 | 70.49
BEL-B231 | 166553 | 1 | 133602 | 1.25" 2-way Cv 25 Ball Valve | BELIMO AIRCONTROLS (USA), INC | B231 | 70.49 | 65.42 | Y | 70.49 | 65.42 | 70.49
BEL-B231 | 166559 | 27 | 133602 | 1.25" 2-way Cv 25 Ball Valve | BELIMO AIRCONTROLS (USA), INC | B231 | 70.49 | 61.3844 | Y | 70.49 | 65.42 | 70.49
BEL-B231 | 166561 | 3 | 133602 | 1.25" 2-way Cv 25 Ball Valve | BELIMO AIRCONTROLS (USA), INC | B231 | 70.49 | 62.9723 | Y | 70.49 | 65.42 | 70.49
BEL-B231 | 173042 | 2 | 133602 | 1.25" 2-way Cv 25 Ball Valve | BELIMO AIRCONTROLS (USA), INC | B231 | 70.49 | 56.5227 | N | 70.49 | 65.42 | 70.49
BEL-B232 | 166553 | 0 | 133602 | 1.25" 2-way Cv 37 Ball Valve | BELIMO AIRCONTROLS (USA), INC | B232 | 71.82 | 62.6433 | N | 71.82 | 68.485 | 71.82
BEL-B232 | 166559 | 18 | 133602 | 1.25" 2-way Cv 37 Ball Valve | BELIMO AIRCONTROLS (USA), INC | B232 | 71.82 | 62.6433 | Y | 71.82 | 68.485 | 71.82
BEL-B232 | 173042 | 1 | 133602 | 1.25" 2-way Cv 37 Ball Valve | BELIMO AIRCONTROLS (USA), INC | B232 | 71.82 | 66.2167 | Y | 71.82 | 68.485 | 71.82
BEL-B232 | 175888 | 2 | 133602 | 1.25" 2-way Cv 37 Ball Valve | BELIMO AIRCONTROLS (USA), INC | B232 | 71.82 | 66.75 | Y | 71.82 | 68.485 | 71.82
BEL-B232 | 175890 | 2 | 133602 | 1.25" 2-way Cv 37 Ball Valve | BELIMO AIRCONTROLS (USA), INC | B232 | 71.82 | 68.485 | Y | 71.82 | 68.485 | 71.82
BEL-B232AFRB24 | 175888 | 2 | 133602 | 1.25" 2W Cv 37 FS 24V On/Off | BELIMO AIRCONTROLS (USA), INC | B232+AFRB24 | 276.61 | 248.175 | Y | 276.61 | 248.175 | 276.61
BEL-B238 | 166553 | 1 | 133602 | 1.5" 2-way Cv 19 Ball Valve | BELIMO AIRCONTROLS (USA), INC | B238 | 72.62 | 72.62 | Y | 72.62 | 72.62 | 72.62
BEL-B238 | 166559 | 5 | 133602 | 1.5" 2-way Cv 19 Ball Valve | BELIMO AIRCONTROLS (USA), INC | B238 | 72.62 | 67.4825 | Y | 72.62 | 72.62 | 72.62
BEL-B238 | 173042 | 0 | 133602 | 1.5" 2-way Cv 19 Ball Valve | BELIMO AIRCONTROLS (USA), INC | B238 | 72.62 | 60.6967 | N | 72.62 | 72.62 | 72.62
BEL-B239 | 10008 | 3 | 133602 | 1.5" 2-way Cv 29 Ball Valve | BELIMO AIRCONTROLS (USA), INC | B239 | 73.96 | 68.4651 | Y | 73.96 | 73.96 | 73.96
BEL-B239 | 10510 | 14 | 133602 | 1.5" 2-way Cv 29 Ball Valve | BELIMO AIRCONTROLS (USA), INC | B239 | 73.96 | 67.794 | Y | 73.96 | 73.96 | 73.96
BEL-B239 | 10770 | 3 | 133602 | 1.5" 2-way Cv 29 Ball Valve | BELIMO AIRCONTROLS (USA), INC | B239 | 73.96 | 65.5933 | Y | 73.96 | 73.96 | 73.96
BEL-B239 | 166553 | 2 | 133602 | 1.5" 2-way Cv 29 Ball Valve | BELIMO AIRCONTROLS (USA), INC | B239 | 73.96 | 68.0406 | Y | 73.96 | 73.96 | 73.96
BEL-B239 | 166559 | 26 | 133602 | 1.5" 2-way Cv 29 Ball Valve | BELIMO AIRCONTROLS (USA), INC | B239 | 73.96 | 64.3444 | Y | 73.96 | 73.96 | 73.96
BEL-B239 | 166560 | 4 | 133602 | 1.5" 2-way Cv 29 Ball Valve | BELIMO AIRCONTROLS (USA), INC | B239 | 73.96 | 68.1055 | Y | 73.96 | 73.96 | 73.96
BEL-B239 | 166561 | 3 | 133602 | 1.5" 2-way Cv 29 Ball Valve | BELIMO AIRCONTROLS (USA), INC | B239 | 73.96 | 67.531 | Y | 73.96 | 73.96 | 73.96
BEL-B239 | 173042 | 1 | 133602 | 1.5" 2-way Cv 29 Ball Valve | BELIMO AIRCONTROLS (USA), INC | B239 | 73.96 | 67.02 | Y | 73.96 | 73.96 | 73.96
BEL-B239 | 175883 | 3 | 133602 | 1.5" 2-way Cv 29 Ball Valve | BELIMO AIRCONTROLS (USA), INC | B239 | 73.96 | 73.96 | Y | 73.96 | 73.96 | 73.96
BEL-B239 | 175891 | 1 | 133602 | 1.5" 2-way Cv 29 Ball Valve | BELIMO AIRCONTROLS (USA), INC | B239 | 73.96 | 73.96 | Y | 73.96 | 73.96 | 73.96
BEL-B240 | 10008 | 1 | 133602 | 1.5" 2-way Cv 37 Ball Valve | BELIMO AIRCONTROLS (USA), INC | B240 | 74.76 | 66.1283 | Y | 74.76 | 74.1166 | 74.76
BEL-B240 | 10510 | 29 | 133602 | 1.5" 2-way Cv 37 Ball Valve | BELIMO AIRCONTROLS (USA), INC | B240 | 74.76 | 65.0839 | Y | 74.76 | 74.1166 | 74.76
BEL-B240 | 166553 | 2 | 133602 | 1.5" 2-way Cv 37 Ball Valve | BELIMO AIRCONTROLS (USA), INC | B240 | 74.76 | 71.3858 | Y | 74.76 | 74.1166 | 74.76
BEL-B240 | 166559 | 8 | 133602 | 1.5" 2-way Cv 37 Ball Valve | BELIMO AIRCONTROLS (USA), INC | B240 | 74.76 | 74.1166 | Y | 74.76 | 74.1166 | 74.76
BEL-B240 | 166560 | 5 | 133602 | 1.5" 2-way Cv 37 Ball Valve | BELIMO AIRCONTROLS (USA), INC | B240 | 74.76 | 66.7867 | Y | 74.76 | 74.1166 | 74.76
BEL-B240 | 173042 | 0 | 133602 | 1.5" 2-way Cv 37 Ball Valve | BELIMO AIRCONTROLS (USA), INC | B240 | 74.76 | 68.94 | N | 74.76 | 74.1166 | 74.76
BEL-B240 | 175888 | 6 | 133602 | 1.5" 2-way Cv 37 Ball Valve | BELIMO AIRCONTROLS (USA), INC | B240 | 74.76 | 67.15 | Y | 74.76 | 74.1166 | 74.76
BEL-B240 | 175890 | 0 | 133602 | 1.5" 2-way Cv 37 Ball Valve | BELIMO AIRCONTROLS (USA), INC | B240 | 74.76 | 72.643 | Y | 74.76 | 74.1166 | 74.76
BEL-B240 | 175891 | 6 | 133602 | 1.5" 2-way Cv 37 Ball Valve | BELIMO AIRCONTROLS (USA), INC | B240 | 74.76 | 64.6966 | Y | 74.76 | 74.1166 | 74.76
BEL-B240AFRB24 | 175888 | 1 | 133602 | 1.5" 2W Cv 37 FS 24V On/Off | BELIMO AIRCONTROLS (USA), INC | B240+AFRB24 | 280.08 | 254.0967 | Y | 280.08 | 255.9356 | 280.08
BEL-B240AFRB24 | 175890 | 3 | 133602 | 1.5" 2W Cv 37 FS 24V On/Off | BELIMO AIRCONTROLS (USA), INC | B240+AFRB24 | 280.08 | 255.9356 | Y | 280.08 | 255.9356 | 280.08
BEL-B240AFRB24S | 175890 | 2 | 133602 | 1.5" 2W Cv 37 FS 24V On/Off 2xAUX | BELIMO AIRCONTROLS (USA), INC | B240+AFRB24-S | 321.47 | 0 | N | 321.47 | 0 | 321.47
BEL-B240AFRB24SR | 10510 | 2 | 133602 | 1.5" 2W Cv 37 FS 24V 2-10V Mod | BELIMO AIRCONTROLS (USA), INC | B240+AFRB24-SR | 351.11 | 303.85 | Y | 351.11 | 303.85 | 351.11
BEL-B248AFRX24MFT | 173042 | 0 | 133602 | 2" 2W Cv 29 FS 24V 2-10V MFT/Prog | BELIMO AIRCONTROLS (USA), INC | B248+AFRX24-MFT | 484.34 | 449.63 | N | 484.34 | 449.63 | 484.34
BEL-B249 | 10008 | 0 | 133602 | 2" 2-way Cv 46 Ball Valve | BELIMO AIRCONTROLS (USA), INC | B249 | 122.29 | 114.3476 | Y | 122.29 | 122.29 | 122.29
BEL-B249 | 10510 | 24 | 133602 | 2" 2-way Cv 46 Ball Valve | BELIMO AIRCONTROLS (USA), INC | B249 | 122.29 | 105.5781 | Y | 122.29 | 122.29 | 122.29
BEL-B249 | 10770 | 3 | 133602 | 2" 2-way Cv 46 Ball Valve | BELIMO AIRCONTROLS (USA), INC | B249 | 122.29 | 112.8125 | Y | 122.29 | 122.29 | 122.29
BEL-B249 | 166553 | 1 | 133602 | 2" 2-way Cv 46 Ball Valve | BELIMO AIRCONTROLS (USA), INC | B249 | 122.29 | 112.8981 | Y | 122.29 | 122.29 | 122.29
BEL-B249 | 166557 | 2 | 133602 | 2" 2-way Cv 46 Ball Valve | BELIMO AIRCONTROLS (USA), INC | B249 | 122.29 | 113.48 | Y | 122.29 | 122.29 | 122.29
BEL-B249 | 166559 | 25 | 133602 | 2" 2-way Cv 46 Ball Valve | BELIMO AIRCONTROLS (USA), INC | B249 | 122.29 | 107.072 | Y | 122.29 | 122.29 | 122.29
BEL-B249 | 166560 | 3 | 133602 | 2" 2-way Cv 46 Ball Valve | BELIMO AIRCONTROLS (USA), INC | B249 | 122.29 | 109.5803 | Y | 122.29 | 122.29 | 122.29
BEL-B249 | 166561 | 3 | 133602 | 2" 2-way Cv 46 Ball Valve | BELIMO AIRCONTROLS (USA), INC | B249 | 122.29 | 108.6529 | Y | 122.29 | 122.29 | 122.29
BEL-B249 | 173042 | 2 | 133602 | 2" 2-way Cv 46 Ball Valve | BELIMO AIRCONTROLS (USA), INC | B249 | 122.29 | 110.81 | Y | 122.29 | 122.29 | 122.29
BEL-B249 | 175883 | 2 | 133602 | 2" 2-way Cv 46 Ball Valve | BELIMO AIRCONTROLS (USA), INC | B249 | 122.29 | 114.1091 | Y | 122.29 | 122.29 | 122.29
BEL-B249 | 175888 | 2 | 133602 | 2" 2-way Cv 46 Ball Valve | BELIMO AIRCONTROLS (USA), INC | B249 | 122.29 | 114.01 | Y | 122.29 | 122.29 | 122.29
BEL-B249 | 175891 | 1 | 133602 | 2" 2-way Cv 46 Ball Valve | BELIMO AIRCONTROLS (USA), INC | B249 | 122.29 | 122.29 | Y | 122.29 | 122.29 | 122.29
BEL-B250 | 10008 | 4 | 133602 | 2" 2-way Cv 57 Ball Valve | BELIMO AIRCONTROLS (USA), INC | B250 | 123.89 | 116.3809 | Y | 123.89 | 123.89 | 123.89
BEL-B250 | 10510 | 29 | 133602 | 2" 2-way Cv 57 Ball Valve | BELIMO AIRCONTROLS (USA), INC | B250 | 123.89 | 108.5775 | Y | 123.89 | 123.89 | 123.89
BEL-B250 | 166553 | 4 | 133602 | 2" 2-way Cv 57 Ball Valve | BELIMO AIRCONTROLS (USA), INC | B250 | 123.89 | 114.6586 | Y | 123.89 | 123.89 | 123.89
BEL-B250 | 166557 | 2 | 133602 | 2" 2-way Cv 57 Ball Valve | BELIMO AIRCONTROLS (USA), INC | B250 | 123.89 | 115.08 | Y | 123.89 | 123.89 | 123.89
BEL-B250 | 166559 | 1 | 133602 | 2" 2-way Cv 57 Ball Valve | BELIMO AIRCONTROLS (USA), INC | B250 | 123.89 | 113.61 | Y | 123.89 | 123.89 | 123.89
BEL-B250 | 166561 | 1 | 133602 | 2" 2-way Cv 57 Ball Valve | BELIMO AIRCONTROLS (USA), INC | B250 | 123.89 | 111.7806 | Y | 123.89 | 123.89 | 123.89
BEL-B250 | 173042 | 1 | 133602 | 2" 2-way Cv 57 Ball Valve | BELIMO AIRCONTROLS (USA), INC | B250 | 123.89 | 123.89 | Y | 123.89 | 123.89 | 123.89
BEL-B250 | 175888 | 15 | 133602 | 2" 2-way Cv 57 Ball Valve | BELIMO AIRCONTROLS (USA), INC | B250 | 123.89 | 115.08 | Y | 123.89 | 123.89 | 123.89
BEL-B250 | 175890 | 3 | 133602 | 2" 2-way Cv 57 Ball Valve | BELIMO AIRCONTROLS (USA), INC | B250 | 123.89 | 111.876 | Y | 123.89 | 123.89 | 123.89
BEL-B250 | 175891 | 5 | 133602 | 2" 2-way Cv 57 Ball Valve | BELIMO AIRCONTROLS (USA), INC | B250 | 123.89 | 108.1962 | Y | 123.89 | 123.89 | 123.89
BEL-B250AFRB24 | 175888 | 1 | 133602 | 2" 2-way Cv 57 FS 24V On/Off | BELIMO AIRCONTROLS (USA), INC | B250+AFRB24 | 396.76 | 368.46 | Y | 396.76 | 396.76 | 396.76
BEL-B250AFRB24 | 175890 | 4 | 133602 | 2" 2-way Cv 57 FS 24V On/Off | BELIMO AIRCONTROLS (USA), INC | B250+AFRB24 | 396.76 | 396.76 | Y | 396.76 | 396.76 | 396.76
BEL-B250AFRBUP | 175888 | 2 | 133602 | 2" 2W Cv 57 FS 24-240V On/Off | BELIMO AIRCONTROLS (USA), INC | B250+AFRBUP | 426.13 | 368.73 | Y | 426.13 | 368.73 | 426.13
BEL-B251 | 10008 | 4 | 133602 | 2" 2-way Cv 65 Ball Valve | BELIMO AIRCONTROLS (USA), INC | B251 | 299.04 | 268.3489 | Y | 299.04 | 277.68 | 299.04
BEL-B251 | 166559 | 2 | 133602 | 2" 2-way Cv 65 Ball Valve | BELIMO AIRCONTROLS (USA), INC | B251 | 299.04 | 274.345 | Y | 299.04 | 277.68 | 299.04
BEL-B251 | 175888 | 2 | 133602 | 2" 2-way Cv 65 Ball Valve | BELIMO AIRCONTROLS (USA), INC | B251 | 299.04 | 277.68 | Y | 299.04 | 277.68 | 299.04
BEL-B251 | 175891 | 1 | 133602 | 2" 2-way Cv 65 Ball Valve | BELIMO AIRCONTROLS (USA), INC | B251 | 299.04 | 269.4866 | N | 299.04 | 277.68 | 299.04
BEL-B252 | 10008 | 1 | 133602 | 2" 2-way Cv 85 Ball Valve | BELIMO AIRCONTROLS (USA), INC | B252 | 327.61 | 304.11 | Y | 327.61 | 327.61 | 327.61
BEL-B252 | 166553 | 2 | 133602 | 2" 2-way Cv 85 Ball Valve | BELIMO AIRCONTROLS (USA), INC | B252 | 327.61 | 327.61 | Y | 327.61 | 327.61 | 327.61
BEL-B252 | 166559 | 2 | 133602 | 2" 2-way Cv 85 Ball Valve | BELIMO AIRCONTROLS (USA), INC | B252 | 327.61 | 296.64 | Y | 327.61 | 327.61 | 327.61
BEL-B252 | 175888 | 2 | 133602 | 2" 2-way Cv 85 Ball Valve | BELIMO AIRCONTROLS (USA), INC | B252 | 327.61 | 304.11 | Y | 327.61 | 327.61 | 327.61
BEL-B252 | 175890 | 1 | 133602 | 2" 2-way Cv 85 Ball Valve | BELIMO AIRCONTROLS (USA), INC | B252 | 327.61 | 296.64 | N | 327.61 | 327.61 | 327.61
BEL-B253 | 10008 | 1 | 133602 | 2" 2-way Cv 120 Ball Valve | BELIMO AIRCONTROLS (USA), INC | B253 | 356.45 | 331.08 | Y | 356.45 | 331.08 | 356.45
BEL-B253AFRX24 | 175890 | 2 | 133602 | 2" 2-way Cv 120 FS 24V On/Off | BELIMO AIRCONTROLS (USA), INC | B253+AFRX24 | 546.28 | 495.02 | N | 546.28 | 495.02 | 546.28
BEL-B254 | 175890 | 1 | 133602 | 2" 2-way Cv 240 Ball Valve | BELIMO AIRCONTROLS (USA), INC | B254 | 445.09 | 429.205 | Y | 445.09 | 429.205 | 445.09
BEL-B254AFRB24 | 175890 | 4 | 133602 | 2" 2-way Cv 240 FS 24V On/Off | BELIMO AIRCONTROLS (USA), INC | B254+AFRB24 | 547.88 | 491.415 | Y | 547.88 | 491.415 | 547.88
BEL-B254AFRBUP | 175888 | 2 | 133602 | 2" 2W Cv 240 FS 24-240V On/Off | BELIMO AIRCONTROLS (USA), INC | B254+AFRBUP | 672.31 | 548.95 | N | 672.31 | 548.95 | 672.31
BEL-B261 | 10510 | 1 | 133602 | 2.5" 2-way Cv 60 Ball Valve | BELIMO AIRCONTROLS (USA), INC | B261 | 331.35 | 300.11 | N | 331.35 | 331.35 | 331.35
BEL-B261 | 166557 | 1 | 133602 | 2.5" 2-way Cv 60 Ball Valve | BELIMO AIRCONTROLS (USA), INC | B261 | 331.35 | 286.76 | Y | 331.35 | 331.35 | 331.35
BEL-B261 | 166559 | 2 | 133602 | 2.5" 2-way Cv 60 Ball Valve | BELIMO AIRCONTROLS (USA), INC | B261 | 331.35 | 331.35 | Y | 331.35 | 331.35 | 331.35
BEL-B262 | 166553 | 2 | 133602 | 2.5" 2-way Cv 75 Ball Valve | BELIMO AIRCONTROLS (USA), INC | B262 | 360.98 | 302.8223 | Y | 360.98 | 326.81 | 360.98
BEL-B262 | 166559 | 1 | 133602 | 2.5" 2-way Cv 75 Ball Valve | BELIMO AIRCONTROLS (USA), INC | B262 | 360.98 | 326.81 | Y | 360.98 | 326.81 | 360.98
BEL-B262AFRB24 | 10510 | 1 | 133602 | 2.5" 2W Cv 75 FS 24V On/Off | BELIMO AIRCONTROLS (USA), INC | B262+AFRB24 | 574.85 | 497.16 | N | 574.85 | 497.16 | 574.85
BEL-B263 | 166559 | 1 | 133602 | 2.5" 2-way Cv 110 Ball Valve | BELIMO AIRCONTROLS (USA), INC | B263 | 388.75 | 360.98 | Y | 388.75 | 360.98 | 388.75
BEL-B265 | 166553 | 3 | 133602 | 2.5" 2-way Cv 210Ball Valve | BELIMO AIRCONTROLS (USA), INC | B265 | 480.87 | 444.6733 | Y | 480.87 | 444.6733 | 480.87
BEL-B265 | 175888 | 4 | 133602 | 2.5" 2-way Cv 210Ball Valve | BELIMO AIRCONTROLS (USA), INC | B265 | 480.87 | 438.8125 | Y | 480.87 | 444.6733 | 480.87
BEL-B265 | 175890 | 4 | 133602 | 2.5" 2-way Cv 210Ball Valve | BELIMO AIRCONTROLS (USA), INC | B265 | 480.87 | 437.7876 | Y | 480.87 | 444.6733 | 480.87
BEL-B265AFRX24 | 175890 | 2 | 133602 | 2.5" 2W Cv 210 FS 24V On/Off | BELIMO AIRCONTROLS (USA), INC | B265+AFRX24 | 684.86 | 592.74 | Y | 684.86 | 592.74 | 684.86
BEL-B278 | 166559 | 0 | 133602 | 3" 2-way Cv 130 Ball Valve | BELIMO AIRCONTROLS (USA), INC | B278 | 452.03 | 452.03 | N | 452.03 | 452.03 | 452.03
BEL-B278 | 175890 | 1 | 133602 | 3" 2-way Cv 130 Ball Valve | BELIMO AIRCONTROLS (USA), INC | B278 | 452.03 | 413.4975 | Y | 452.03 | 452.03 | 452.03
BEL-B280 | 166553 | 1 | 133602 | 3" 2-way Cv 170 Ball Valve | BELIMO AIRCONTROLS (USA), INC | B280 | 574.32 | 533.2 | Y | 574.32 | 533.2 | 574.32
BEL-B280 | 166559 | 1 | 133602 | 3" 2-way Cv 170 Ball Valve | BELIMO AIRCONTROLS (USA), INC | B280 | 574.32 | 533.2 | N | 574.32 | 533.2 | 574.32
BEL-B280 | 173042 | 1 | 133602 | 3" 2-way Cv 170 Ball Valve | BELIMO AIRCONTROLS (USA), INC | B280 | 574.32 | 533.2 | N | 574.32 | 533.2 | 574.32
BEL-B280AFRB24 | 175890 | 2 | 133602 | 3" 2-way Cv 170 FS 24V On/Off | BELIMO AIRCONTROLS (USA), INC | B280+AFRB24 | 786.85 | 721.565 | Y | 786.85 | 721.565 | 786.85
BEL-B307 | 10008 | 15 | 133602 | 1/2" 3W Cv 0.3 Ball Valve | BELIMO AIRCONTROLS (USA), INC | B307 | 64.35 | 51.8 | N | 64.35 | 51.8 | 64.35
BEL-B307TFRB24SR | 175883 | 1 | 133602 | 1/2" 3W Cv 0.3 FS 24V 2-10V Mod | BELIMO AIRCONTROLS (USA), INC | B307+TFRB24-SR | 239.23 | 222.15 | N | 239.23 | 222.15 | 239.23
BEL-B309 | 10008 | 3 | 133602 | 1/2" 3W Cv 0.8 Ball Valve | BELIMO AIRCONTROLS (USA), INC | B309 | 64.35 | 59.81 | Y | 64.35 | 59.81 | 64.35
BEL-B309 | 166553 | 10 | 133602 | 1/2" 3W Cv 0.8 Ball Valve | BELIMO AIRCONTROLS (USA), INC | B309 | 64.35 | 59.81 | Y | 64.35 | 59.81 | 64.35
BEL-B309 | 175891 | 1 | 133602 | 1/2" 3W Cv 0.8 Ball Valve | BELIMO AIRCONTROLS (USA), INC | B309 | 64.35 | 59.81 | Y | 64.35 | 59.81 | 64.35
BEL-B310 | 10008 | 1 | 133602 | 1/2" 3W Cv 1.2 Ball Valve | BELIMO AIRCONTROLS (USA), INC | B310 | 64.35 | 59.7481 | Y | 64.35 | 64.35 | 64.35
BEL-B310 | 166553 | 10 | 133602 | 1/2" 3W Cv 1.2 Ball Valve | BELIMO AIRCONTROLS (USA), INC | B310 | 64.35 | 62.64 | Y | 64.35 | 64.35 | 64.35
BEL-B310 | 166557 | 4 | 133602 | 1/2" 3W Cv 1.2 Ball Valve | BELIMO AIRCONTROLS (USA), INC | B310 | 64.35 | 64.35 | Y | 64.35 | 64.35 | 64.35
BEL-B310 | 175888 | 2 | 133602 | 1/2" 3W Cv 1.2 Ball Valve | BELIMO AIRCONTROLS (USA), INC | B310 | 64.35 | 50.3801 | Y | 64.35 | 64.35 | 64.35
BEL-B310 | 175890 | 2 | 133602 | 1/2" 3W Cv 1.2 Ball Valve | BELIMO AIRCONTROLS (USA), INC | B310 | 64.35 | 55.8 | Y | 64.35 | 64.35 | 64.35
BEL-B310 | 175891 | 6 | 133602 | 1/2" 3W Cv 1.2 Ball Valve | BELIMO AIRCONTROLS (USA), INC | B310 | 64.35 | 61.9311 | Y | 64.35 | 64.35 | 64.35
BEL-B310B | 10770 | 3 | 133602 | 1/2" 3W Cv 1.2 Ball Valve | BELIMO AIRCONTROLS (USA), INC | B310B | 45.12 | 39.96 | Y | 45.12 | 43.1344 | 45.12
BEL-B310B | 166559 | 1 | 133602 | 1/2" 3W Cv 1.2 Ball Valve | BELIMO AIRCONTROLS (USA), INC | B310B | 45.12 | 40.3873 | Y | 45.12 | 43.1344 | 45.12
BEL-B310B | 166561 | 5 | 133602 | 1/2" 3W Cv 1.2 Ball Valve | BELIMO AIRCONTROLS (USA), INC | B310B | 45.12 | 43.1344 | Y | 45.12 | 43.1344 | 45.12
BEL-B310B | 175883 | 8 | 133602 | 1/2" 3W Cv 1.2 Ball Valve | BELIMO AIRCONTROLS (USA), INC | B310B | 45.12 | 40.4753 | Y | 45.12 | 43.1344 | 45.12
BEL-B311 | 10008 | 11 | 133602 | 1/2" 3W Cv 1.9 Ball Valve | BELIMO AIRCONTROLS (USA), INC | B311 | 64.35 | 64.1405 | Y | 64.35 | 64.1405 | 64.35
BEL-B311 | 10510 | 14 | 133602 | 1/2" 3W Cv 1.9 Ball Valve | BELIMO AIRCONTROLS (USA), INC | B311 | 64.35 | 58.4273 | Y | 64.35 | 64.1405 | 64.35
BEL-B311 | 166557 | 1 | 133602 | 1/2" 3W Cv 1.9 Ball Valve | BELIMO AIRCONTROLS (USA), INC | B311 | 64.35 | 54.7378 | Y | 64.35 | 64.1405 | 64.35
BEL-B311 | 166560 | 1 | 133602 | 1/2" 3W Cv 1.9 Ball Valve | BELIMO AIRCONTROLS (USA), INC | B311 | 64.35 | 57.0435 | Y | 64.35 | 64.1405 | 64.35
BEL-B311 | 166561 | 6 | 133602 | 1/2" 3W Cv 1.9 Ball Valve | BELIMO AIRCONTROLS (USA), INC | B311 | 64.35 | 58.2025 | Y | 64.35 | 64.1405 | 64.35
BEL-B311 | 175891 | 8 | 133602 | 1/2" 3W Cv 1.9 Ball Valve | BELIMO AIRCONTROLS (USA), INC | B311 | 64.35 | 58.8776 | Y | 64.35 | 64.1405 | 64.35
BEL-B311B | 166553 | 9 | 133602 | 1/2" 3W Cv 1.9 Ball Valve | BELIMO AIRCONTROLS (USA), INC | B311B | 45.12 | 41.2215 | Y | 45.12 | 41.92 | 45.12
BEL-B311B | 166557 | 2 | 133602 | 1/2" 3W Cv 1.9 Ball Valve | BELIMO AIRCONTROLS (USA), INC | B311B | 45.12 | 38.98 | N | 45.12 | 41.92 | 45.12
BEL-B311B | 166559 | 3 | 133602 | 1/2" 3W Cv 1.9 Ball Valve | BELIMO AIRCONTROLS (USA), INC | B311B | 45.12 | 40.2657 | Y | 45.12 | 41.92 | 45.12
BEL-B311B | 175883 | 4 | 133602 | 1/2" 3W Cv 1.9 Ball Valve | BELIMO AIRCONTROLS (USA), INC | B311B | 45.12 | 41.92 | Y | 45.12 | 41.92 | 45.12
BEL-B311BTR24SRUS | 175883 | 1 | 133602 | 1/2" 3W Cv 1.9 NFS 24V 2-10V Mod | BELIMO AIRCONTROLS (USA), INC | B311B+TR24-SR US | 162.6 | 150.86 | N | 162.6 | 150.86 | 162.6
BEL-B311TFRB24SR | 175888 | 3 | 133602 | 1/2" 3W Cv 1.9 FS 24V 2-10V Mod | BELIMO AIRCONTROLS (USA), INC | B311+TFRB24-SR | 242.17 | 109.335 | N | 242.17 | 109.335 | 242.17
BEL-B312 | 10008 | 18 | 133602 | 1/2" 3W Cv 3 Ball Valve | BELIMO AIRCONTROLS (USA), INC | B312 | 64.35 | 57.4627 | Y | 64.35 | 57.609 | 64.35
BEL-B312 | 175891 | 1 | 133602 | 1/2" 3W Cv 3 Ball Valve | BELIMO AIRCONTROLS (USA), INC | B312 | 64.35 | 57.609 | Y | 64.35 | 57.609 | 64.35
BEL-B312B | 166553 | 3 | 133602 | 1/2" 3W Cv 3 Ball Valve | BELIMO AIRCONTROLS (USA), INC | B312B | 49.66 | 44.1215 | Y | 49.66 | 49.66 | 49.66
BEL-B312B | 166557 | 2 | 133602 | 1/2" 3W Cv 3 Ball Valve | BELIMO AIRCONTROLS (USA), INC | B312B | 49.66 | 49.66 | Y | 49.66 | 49.66 | 49.66
BEL-B312B | 166559 | 3 | 133602 | 1/2" 3W Cv 3 Ball Valve | BELIMO AIRCONTROLS (USA), INC | B312B | 49.66 | 46.0117 | Y | 49.66 | 49.66 | 49.66
BEL-B312B | 166560 | 1 | 133602 | 1/2" 3W Cv 3 Ball Valve | BELIMO AIRCONTROLS (USA), INC | B312B | 49.66 | 44.1215 | N | 49.66 | 49.66 | 49.66
BEL-B312B | 166561 | 1 | 133602 | 1/2" 3W Cv 3 Ball Valve | BELIMO AIRCONTROLS (USA), INC | B312B | 49.66 | 45.655 | Y | 49.66 | 49.66 | 49.66
BEL-B313 | 10006 | 2 | 133602 | 1/2" 3W Cv 4.7 Ball Valve | BELIMO AIRCONTROLS (USA), INC | B313 | 71.02 | 50.73 | N | 71.02 | 71.02 | 71.02
BEL-B313 | 10008 | 3 | 133602 | 1/2" 3W Cv 4.7 Ball Valve | BELIMO AIRCONTROLS (USA), INC | B313 | 71.02 | 65.95 | Y | 71.02 | 71.02 | 71.02
BEL-B313 | 10510 | 32 | 133602 | 1/2" 3W Cv 4.7 Ball Valve | BELIMO AIRCONTROLS (USA), INC | B313 | 71.02 | 61.4907 | Y | 71.02 | 71.02 | 71.02
BEL-B313 | 166560 | 5 | 133602 | 1/2" 3W Cv 4.7 Ball Valve | BELIMO AIRCONTROLS (USA), INC | B313 | 71.02 | 61.4915 | Y | 71.02 | 71.02 | 71.02
BEL-B313 | 175883 | 4 | 133602 | 1/2" 3W Cv 4.7 Ball Valve | BELIMO AIRCONTROLS (USA), INC | B313 | 71.02 | 71.02 | Y | 71.02 | 71.02 | 71.02
BEL-B313 | 175891 | 6 | 133602 | 1/2" 3W Cv 4.7 Ball Valve | BELIMO AIRCONTROLS (USA), INC | B313 | 71.02 | 58.0834 | Y | 71.02 | 71.02 | 71.02
BEL-B313B | 10770 | 3 | 133602 | 1/2" 3W Cv 4.7 Ball Valve | BELIMO AIRCONTROLS (USA), INC | B313B | 50.2 | 45.3938 | Y | 50.2 | 46.73 | 50.2
BEL-B313B | 166553 | 1 | 133602 | 1/2" 3W Cv 4.7 Ball Valve | BELIMO AIRCONTROLS (USA), INC | B313B | 50.2 | 46.73 | Y | 50.2 | 46.73 | 50.2
BEL-B313B | 166559 | 25 | 133602 | 1/2" 3W Cv 4.7 Ball Valve | BELIMO AIRCONTROLS (USA), INC | B313B | 50.2 | 44.162 | Y | 50.2 | 46.73 | 50.2
BEL-B313B | 166561 | 4 | 133602 | 1/2" 3W Cv 4.7 Ball Valve | BELIMO AIRCONTROLS (USA), INC | B313B | 50.2 | 46.4698 | Y | 50.2 | 46.73 | 50.2
BEL-B313B | 175883 | 4 | 133602 | 1/2" 3W Cv 4.7 Ball Valve | BELIMO AIRCONTROLS (USA), INC | B313B | 50.2 | 46.72 | N | 50.2 | 46.73 | 50.2
BEL-B315 | 10008 | 2 | 133602 | 1/2" 3W Cv 10 Ball Valve | BELIMO AIRCONTROLS (USA), INC | B315 | 72.36 | 67.28 | Y | 72.36 | 67.28 | 72.36
BEL-B315 | 166560 | 5 | 133602 | 1/2" 3W Cv 10 Ball Valve | BELIMO AIRCONTROLS (USA), INC | B315 | 72.36 | 67.28 | Y | 72.36 | 67.28 | 72.36
BEL-B315 | 175888 | 3 | 133602 | 1/2" 3W Cv 10 Ball Valve | BELIMO AIRCONTROLS (USA), INC | B315 | 72.36 | 67.28 | Y | 72.36 | 67.28 | 72.36
BEL-B315 | 175890 | 1 | 133602 | 1/2" 3W Cv 10 Ball Valve | BELIMO AIRCONTROLS (USA), INC | B315 | 72.36 | 56.7447 | Y | 72.36 | 67.28 | 72.36
BEL-B315116150LRB24SR | 10008 | 13 | 133602 | 1/2" 6W NFS 24V 2-10 Mod | BELIMO AIRCONTROLS (USA), INC | B315-116-150+LRB24-SR | 312.92 | 201.5854 | N | 312.92 | 201.5854 | 312.92
BEL-B315B | 166553 | 10 | 133602 | 1/2" 3W Cv 10 Ball Valve | BELIMO AIRCONTROLS (USA), INC | B315B | 51.26 | 40.3066 | Y | 51.26 | 46.9308 | 51.26
BEL-B315B | 166559 | 3 | 133602 | 1/2" 3W Cv 10 Ball Valve | BELIMO AIRCONTROLS (USA), INC | B315B | 51.26 | 45.1642 | Y | 51.26 | 46.9308 | 51.26
BEL-B315B | 166561 | 4 | 133602 | 1/2" 3W Cv 10 Ball Valve | BELIMO AIRCONTROLS (USA), INC | B315B | 51.26 | 46.9308 | Y | 51.26 | 46.9308 | 51.26
BEL-B316 | 175888 | 2 | 133602 | 1/2" 3W Cv 16 Ball Valve | BELIMO AIRCONTROLS (USA), INC | B316 | 73.16 | 60.6127 | Y | 73.16 | 60.6127 | 73.16
BEL-B316LRB24SR | 175888 | 1 | 133602 | 1/2" 3W Cv 16 NFS 24V 2-10V Mod | BELIMO AIRCONTROLS (USA), INC | B316+LRB24-SR | 213.07 | 184.5 | N | 213.07 | 184.5 | 213.07
BEL-B317 | 10008 | 3 | 133602 | 3/4" 3W Cv 4.7 Ball Valve | BELIMO AIRCONTROLS (USA), INC | B317 | 96.39 | 96.39 | Y | 96.39 | 96.39 | 96.39
BEL-B317B | 10770 | 3 | 133602 | 3/4" 3W Cv 4.7 Ball Valve | BELIMO AIRCONTROLS (USA), INC | B317B | 76.9 | 69.7478 | Y | 76.9 | 71.7526 | 76.9
BEL-B317B | 166553 | 5 | 133602 | 3/4" 3W Cv 4.7 Ball Valve | BELIMO AIRCONTROLS (USA), INC | B317B | 76.9 | 64.5742 | Y | 76.9 | 71.7526 | 76.9
BEL-B317B | 166559 | 1 | 133602 | 3/4" 3W Cv 4.7 Ball Valve | BELIMO AIRCONTROLS (USA), INC | B317B | 76.9 | 71.29 | N | 76.9 | 71.7526 | 76.9
BEL-B317B | 175883 | 6 | 133602 | 3/4" 3W Cv 4.7 Ball Valve | BELIMO AIRCONTROLS (USA), INC | B317B | 76.9 | 71.7526 | Y | 76.9 | 71.7526 | 76.9
BEL-B318 | 10006 | 2 | 133602 | 3/4" 3W Cv 7.4 Ball Valve | BELIMO AIRCONTROLS (USA), INC | B318 | 97.46 | 69.42 | N | 97.46 | 90.51 | 97.46
BEL-B318 | 10008 | 2 | 133602 | 3/4" 3W Cv 7.4 Ball Valve | BELIMO AIRCONTROLS (USA), INC | B318 | 97.46 | 89.6386 | Y | 97.46 | 90.51 | 97.46
BEL-B318 | 10510 | 9 | 133602 | 3/4" 3W Cv 7.4 Ball Valve | BELIMO AIRCONTROLS (USA), INC | B318 | 97.46 | 89.6087 | Y | 97.46 | 90.51 | 97.46
BEL-B318 | 175891 | 1 | 133602 | 3/4" 3W Cv 7.4 Ball Valve | BELIMO AIRCONTROLS (USA), INC | B318 | 97.46 | 90.51 | Y | 97.46 | 90.51 | 97.46
BEL-B318B | 10770 | 3 | 133602 | 3/4" 3W Cv 7.4 Ball Valve | BELIMO AIRCONTROLS (USA), INC | B318B | 77.7 | 68.71 | Y | 77.7 | 75.6597 | 77.7
BEL-B318B | 166553 | 3 | 133602 | 3/4" 3W Cv 7.4 Ball Valve | BELIMO AIRCONTROLS (USA), INC | B318B | 77.7 | 66.3636 | Y | 77.7 | 75.6597 | 77.7
BEL-B318B | 166557 | 3 | 133602 | 3/4" 3W Cv 7.4 Ball Valve | BELIMO AIRCONTROLS (USA), INC | B318B | 77.7 | 75.6597 | Y | 77.7 | 75.6597 | 77.7
BEL-B318B | 166559 | 5 | 133602 | 3/4" 3W Cv 7.4 Ball Valve | BELIMO AIRCONTROLS (USA), INC | B318B | 77.7 | 75.1568 | Y | 77.7 | 75.6597 | 77.7
BEL-B318B | 166561 | 3 | 133602 | 3/4" 3W Cv 7.4 Ball Valve | BELIMO AIRCONTROLS (USA), INC | B318B | 77.7 | 71.743 | Y | 77.7 | 75.6597 | 77.7
BEL-B318B | 175883 | 8 | 133602 | 3/4" 3W Cv 7.4 Ball Valve | BELIMO AIRCONTROLS (USA), INC | B318B | 77.7 | 75.3802 | Y | 77.7 | 75.6597 | 77.7
BEL-B320 | 10006 | 1 | 133602 | 3/4" 3W Cv 14 Ball Valve | BELIMO AIRCONTROLS (USA), INC | B320 | 98.52 | 70.488 | N | 98.52 | 93.7733 | 98.52
BEL-B320 | 10008 | 1 | 133602 | 3/4" 3W Cv 14 Ball Valve | BELIMO AIRCONTROLS (USA), INC | B320 | 98.52 | 91.58 | Y | 98.52 | 93.7733 | 98.52
BEL-B320 | 166557 | 4 | 133602 | 3/4" 3W Cv 14 Ball Valve | BELIMO AIRCONTROLS (USA), INC | B320 | 98.52 | 93.7733 | Y | 98.52 | 93.7733 | 98.52
BEL-B320 | 166560 | 4 | 133602 | 3/4" 3W Cv 14 Ball Valve | BELIMO AIRCONTROLS (USA), INC | B320 | 98.52 | 88.9608 | Y | 98.52 | 93.7733 | 98.52
BEL-B320 | 166561 | 1 | 133602 | 3/4" 3W Cv 14 Ball Valve | BELIMO AIRCONTROLS (USA), INC | B320 | 98.52 | 86.3416 | Y | 98.52 | 93.7733 | 98.52
BEL-B320 | 175888 | 5 | 133602 | 3/4" 3W Cv 14 Ball Valve | BELIMO AIRCONTROLS (USA), INC | B320 | 98.52 | 90.8908 | Y | 98.52 | 93.7733 | 98.52
BEL-B320 | 175890 | 3 | 133602 | 3/4" 3W Cv 14 Ball Valve | BELIMO AIRCONTROLS (USA), INC | B320 | 98.52 | 85.44 | Y | 98.52 | 93.7733 | 98.52
BEL-B320 | 175891 | 1 | 133602 | 3/4" 3W Cv 14 Ball Valve | BELIMO AIRCONTROLS (USA), INC | B320 | 98.52 | 91.58 | Y | 98.52 | 93.7733 | 98.52
BEL-B320B | 166553 | 6 | 133602 | 3/4" 3W Cv 14 Ball Valve | BELIMO AIRCONTROLS (USA), INC | B320B | 78.5 | 67.4348 | Y | 78.5 | 69.3239 | 78.5
BEL-B320B | 166559 | 3 | 133602 | 3/4" 3W Cv 14 Ball Valve | BELIMO AIRCONTROLS (USA), INC | B320B | 78.5 | 69.3239 | Y | 78.5 | 69.3239 | 78.5
BEL-B320LF24SRUS | 175890 | 1 | 133602 | 3/4" 3W Cv 14 FS 24V 2-10V Mod | BELIMO AIRCONTROLS (USA), INC | B320+LF24-SR US | 317.46 | 210.1943 | N | 317.46 | 210.1943 | 317.46
BEL-B321 | 173042 | 4 | 133602 | 3/4" 3W Cv 24 Ball Valve | BELIMO AIRCONTROLS (USA), INC | B321 | 99.59 | 95.4525 | Y | 99.59 | 95.4525 | 99.59
BEL-B321 | 175888 | 7 | 133602 | 3/4" 3W Cv 24 Ball Valve | BELIMO AIRCONTROLS (USA), INC | B321 | 99.59 | 92.38 | Y | 99.59 | 95.4525 | 99.59
BEL-B321 | 175890 | 4 | 133602 | 3/4" 3W Cv 24 Ball Valve | BELIMO AIRCONTROLS (USA), INC | B321 | 99.59 | 91.315 | Y | 99.59 | 95.4525 | 99.59
BEL-B321B | 10008 | 2 | 133602 | 3/4" 3W Cv 24 Ball Valve | BELIMO AIRCONTROLS (USA), INC | B321B | 79.57 | 73.96 | N | 79.57 | 73.96 | 79.57
BEL-B322 | 10008 | 3 | 133602 | 1" 3W Cv 7.4 Ball Valve | BELIMO AIRCONTROLS (USA), INC | B322 | 99.59 | 88.245 | Y | 99.59 | 99.59 | 99.59
BEL-B322 | 166553 | 1 | 133602 | 1" 3W Cv 7.4 Ball Valve | BELIMO AIRCONTROLS (USA), INC | B322 | 99.59 | 92.38 | Y | 99.59 | 99.59 | 99.59
BEL-B322 | 166557 | 2 | 133602 | 1" 3W Cv 7.4 Ball Valve | BELIMO AIRCONTROLS (USA), INC | B322 | 99.59 | 99.59 | Y | 99.59 | 99.59 | 99.59
BEL-B323 | 10008 | 2 | 133602 | 1" 3W Cv 10 Ball Valve | BELIMO AIRCONTROLS (USA), INC | B323 | 100.66 | 93.45 | Y | 100.66 | 96.3375 | 100.66
BEL-B323 | 10510 | 17 | 133602 | 1" 3W Cv 10 Ball Valve | BELIMO AIRCONTROLS (USA), INC | B323 | 100.66 | 90.0628 | Y | 100.66 | 96.3375 | 100.66
BEL-B323 | 10770 | 3 | 133602 | 1" 3W Cv 10 Ball Valve | BELIMO AIRCONTROLS (USA), INC | B323 | 100.66 | 91.85 | Y | 100.66 | 96.3375 | 100.66
BEL-B323 | 166553 | 20 | 133602 | 1" 3W Cv 10 Ball Valve | BELIMO AIRCONTROLS (USA), INC | B323 | 100.66 | 92.0151 | Y | 100.66 | 96.3375 | 100.66
BEL-B323 | 166557 | 4 | 133602 | 1" 3W Cv 10 Ball Valve | BELIMO AIRCONTROLS (USA), INC | B323 | 100.66 | 93.4507 | Y | 100.66 | 96.3375 | 100.66
BEL-B323 | 166559 | 34 | 133602 | 1" 3W Cv 10 Ball Valve | BELIMO AIRCONTROLS (USA), INC | B323 | 100.66 | 88.6857 | Y | 100.66 | 96.3375 | 100.66
BEL-B323 | 166560 | 4 | 133602 | 1" 3W Cv 10 Ball Valve | BELIMO AIRCONTROLS (USA), INC | B323 | 100.66 | 89.8674 | Y | 100.66 | 96.3375 | 100.66
BEL-B323 | 166561 | 5 | 133602 | 1" 3W Cv 10 Ball Valve | BELIMO AIRCONTROLS (USA), INC | B323 | 100.66 | 92.6778 | Y | 100.66 | 96.3375 | 100.66
BEL-B323 | 175883 | 3 | 133602 | 1" 3W Cv 10 Ball Valve | BELIMO AIRCONTROLS (USA), INC | B323 | 100.66 | 96.3375 | Y | 100.66 | 96.3375 | 100.66
BEL-B323 | 175891 | 5 | 133602 | 1" 3W Cv 10 Ball Valve | BELIMO AIRCONTROLS (USA), INC | B323 | 100.66 | 91.7391 | Y | 100.66 | 96.3375 | 100.66
BEL-B325 | 10008 | 1 | 133602 | 1" 3W Cv 30 Ball Valve | BELIMO AIRCONTROLS (USA), INC | B325 | 101.99 | 92.9825 | Y | 101.99 | 98.39 | 101.99
BEL-B325 | 166553 | 5 | 133602 | 1" 3W Cv 30 Ball Valve | BELIMO AIRCONTROLS (USA), INC | B325 | 101.99 | 88.11 | Y | 101.99 | 98.39 | 101.99
BEL-B325 | 166559 | 1 | 133602 | 1" 3W Cv 30 Ball Valve | BELIMO AIRCONTROLS (USA), INC | B325 | 101.99 | 94.79 | Y | 101.99 | 98.39 | 101.99
BEL-B325 | 166561 | 5 | 133602 | 1" 3W Cv 30 Ball Valve | BELIMO AIRCONTROLS (USA), INC | B325 | 101.99 | 93.6632 | Y | 101.99 | 98.39 | 101.99
BEL-B325 | 173042 | 4 | 133602 | 1" 3W Cv 30 Ball Valve | BELIMO AIRCONTROLS (USA), INC | B325 | 101.99 | 98.39 | Y | 101.99 | 98.39 | 101.99
BEL-B325 | 175888 | 2 | 133602 | 1" 3W Cv 30 Ball Valve | BELIMO AIRCONTROLS (USA), INC | B325 | 101.99 | 98.39 | Y | 101.99 | 98.39 | 101.99
BEL-B325 | 175890 | 1 | 133602 | 1" 3W Cv 30 Ball Valve | BELIMO AIRCONTROLS (USA), INC | B325 | 101.99 | 89.78 | Y | 101.99 | 98.39 | 101.99
BEL-B325LRB24SR | 166561 | 1 | 133602 | 1" 3W Cv 30 NFS 24V 2-10V Mod | BELIMO AIRCONTROLS (USA), INC | B325+LRB24-SR | 256.59 | 232.29 | N | 256.59 | 232.29 | 256.59
BEL-B329 | 10510 | 1 | 133602 | 1.25" 3W Cv 10 Ball Valve | BELIMO AIRCONTROLS (USA), INC | B329 | 129.76 | 119.5947 | N | 129.76 | 119.5947 | 129.76
BEL-B329 | 166553 | 5 | 133602 | 1.25" 3W Cv 10 Ball Valve | BELIMO AIRCONTROLS (USA), INC | B329 | 129.76 | 119.5947 | Y | 129.76 | 119.5947 | 129.76
BEL-B329 | 166557 | 2 | 133602 | 1.25" 3W Cv 10 Ball Valve | BELIMO AIRCONTROLS (USA), INC | B329 | 129.76 | 112.14 | N | 129.76 | 119.5947 | 129.76
BEL-B329 | 166561 | 4 | 133602 | 1.25" 3W Cv 10 Ball Valve | BELIMO AIRCONTROLS (USA), INC | B329 | 129.76 | 116.145 | N | 129.76 | 119.5947 | 129.76
BEL-B330 | 10008 | 1 | 133602 | 1.25" 3W Cv 19 Ball Valve | BELIMO AIRCONTROLS (USA), INC | B330 | 129.76 | 129.76 | Y | 129.76 | 129.76 | 129.76
BEL-B330 | 10510 | 6 | 133602 | 1.25" 3W Cv 19 Ball Valve | BELIMO AIRCONTROLS (USA), INC | B330 | 129.76 | 118.799 | Y | 129.76 | 129.76 | 129.76
BEL-B330 | 166553 | 5 | 133602 | 1.25" 3W Cv 19 Ball Valve | BELIMO AIRCONTROLS (USA), INC | B330 | 129.76 | 115.6337 | Y | 129.76 | 129.76 | 129.76
BEL-B330 | 166557 | 2 | 133602 | 1.25" 3W Cv 19 Ball Valve | BELIMO AIRCONTROLS (USA), INC | B330 | 129.76 | 118.95 | Y | 129.76 | 129.76 | 129.76
BEL-B330 | 166559 | 3 | 133602 | 1.25" 3W Cv 19 Ball Valve | BELIMO AIRCONTROLS (USA), INC | B330 | 129.76 | 118.95 | Y | 129.76 | 129.76 | 129.76
BEL-B330 | 166560 | 1 | 133602 | 1.25" 3W Cv 19 Ball Valve | BELIMO AIRCONTROLS (USA), INC | B330 | 129.76 | 112.978 | N | 129.76 | 129.76 | 129.76
BEL-B330 | 166561 | 4 | 133602 | 1.25" 3W Cv 19 Ball Valve | BELIMO AIRCONTROLS (USA), INC | B330 | 129.76 | 119.1296 | Y | 129.76 | 129.76 | 129.76
BEL-B330 | 173042 | 1 | 133602 | 1.25" 3W Cv 19 Ball Valve | BELIMO AIRCONTROLS (USA), INC | B330 | 129.76 | 120.42 | N | 129.76 | 129.76 | 129.76
BEL-B330 | 175883 | 3 | 133602 | 1.25" 3W Cv 19 Ball Valve | BELIMO AIRCONTROLS (USA), INC | B330 | 129.76 | 129.76 | Y | 129.76 | 129.76 | 129.76
BEL-B330 | 175888 | 2 | 133602 | 1.25" 3W Cv 19 Ball Valve | BELIMO AIRCONTROLS (USA), INC | B330 | 129.76 | 114.6333 | Y | 129.76 | 129.76 | 129.76
BEL-B330 | 175890 | 3 | 133602 | 1.25" 3W Cv 19 Ball Valve | BELIMO AIRCONTROLS (USA), INC | B330 | 129.76 | 113.7867 | Y | 129.76 | 129.76 | 129.76
BEL-B330AFRB24 | 10008 | 1 | 133602 | 1.25" 3W Cv 19 FS 24V On/Off | BELIMO AIRCONTROLS (USA), INC | B330+AFRB24 | 316.66 | 293.97 | N | 316.66 | 293.97 | 316.66
BEL-B330AFRB24SR | 175890 | 2 | 133602 | 1.25" 3W Cv 19 FS 24V 2-10V Mod | BELIMO AIRCONTROLS (USA), INC | B330+AFRB24-SR | 383.41 | 260.5743 | N | 383.41 | 260.5743 | 383.41
BEL-B331 | 10008 | 0 | 133602 | 1.25" 3W Cv 25 Ball Valve | BELIMO AIRCONTROLS (USA), INC | B331 | 157 | 123.9858 | Y | 157 | 150.8117 | 157
BEL-B331 | 10510 | 15 | 133602 | 1.25" 3W Cv 25 Ball Valve | BELIMO AIRCONTROLS (USA), INC | B331 | 157 | 123.9858 | Y | 157 | 150.8117 | 157
BEL-B331 | 10770 | 3 | 133602 | 1.25" 3W Cv 25 Ball Valve | BELIMO AIRCONTROLS (USA), INC | B331 | 157 | 139.1933 | Y | 157 | 150.8117 | 157
BEL-B331 | 166553 | 1 | 133602 | 1.25" 3W Cv 25 Ball Valve | BELIMO AIRCONTROLS (USA), INC | B331 | 157 | 125.6286 | N | 157 | 150.8117 | 157
BEL-B331 | 166559 | 2 | 133602 | 1.25" 3W Cv 25 Ball Valve | BELIMO AIRCONTROLS (USA), INC | B331 | 157 | 150.8117 | Y | 157 | 150.8117 | 157
BEL-B331 | 166561 | 1 | 133602 | 1.25" 3W Cv 25 Ball Valve | BELIMO AIRCONTROLS (USA), INC | B331 | 157 | 125.6286 | N | 157 | 150.8117 | 157
BEL-B331 | 173042 | 2 | 133602 | 1.25" 3W Cv 25 Ball Valve | BELIMO AIRCONTROLS (USA), INC | B331 | 157 | 144.045 | Y | 157 | 150.8117 | 157
BEL-B331 | 175883 | 2 | 133602 | 1.25" 3W Cv 25 Ball Valve | BELIMO AIRCONTROLS (USA), INC | B331 | 157 | 120.8261 | N | 157 | 150.8117 | 157
BEL-B331 | 175888 | 2 | 133602 | 1.25" 3W Cv 25 Ball Valve | BELIMO AIRCONTROLS (USA), INC | B331 | 157 | 143.2438 | Y | 157 | 150.8117 | 157
BEL-B331 | 175891 | 1 | 133602 | 1.25" 3W Cv 25 Ball Valve | BELIMO AIRCONTROLS (USA), INC | B331 | 157 | 142.31 | Y | 157 | 150.8117 | 157
BEL-B331AFRB24 | 10008 | 1 | 133602 | 1.25" 3W Cv 25 FS 24V On/Off | BELIMO AIRCONTROLS (USA), INC | B331+AFRB24 | 383.41 | 355.91 | N | 383.41 | 355.91 | 383.41
BEL-B331ARB24SR | 175888 | 2 | 133602 | 1.25" 3W Cv 25 NFS 24V 2-10V Mod | BELIMO AIRCONTROLS (USA), INC | B331+ARB24-SR | 358.85 | 310.52 | N | 358.85 | 310.52 | 358.85
BEL-B332LAFRX24MFT | 166553 | 1 | 133602 | 1.25" 3W Cv 34 FS 24V Prog | BELIMO AIRCONTROLS (USA), INC | B332L+AFRX24-MFT | 577.52 | 800.47 | N | 577.52 | 800.47 | 800.47
BEL-B338 | 10510 | 5 | 133602 | 1.5" 3W Cv 19 Ball Valve | BELIMO AIRCONTROLS (USA), INC | B338 | 157.8 | 144.845 | Y | 157.8 | 146.58 | 157.8
BEL-B338 | 166561 | 1 | 133602 | 1.5" 3W Cv 19 Ball Valve | BELIMO AIRCONTROLS (USA), INC | B338 | 157.8 | 146.58 | Y | 157.8 | 146.58 | 157.8
BEL-B339 | 10008 | 2 | 133602 | 1.5" 3W Cv 29 Ball Valve | BELIMO AIRCONTROLS (USA), INC | B339 | 159.4 | 144.9817 | Y | 159.4 | 159.4 | 159.4
BEL-B339 | 10510 | 18 | 133602 | 1.5" 3W Cv 29 Ball Valve | BELIMO AIRCONTROLS (USA), INC | B339 | 159.4 | 145.7586 | Y | 159.4 | 159.4 | 159.4
BEL-B339 | 10770 | 2 | 133602 | 1.5" 3W Cv 29 Ball Valve | BELIMO AIRCONTROLS (USA), INC | B339 | 159.4 | 137.77 | Y | 159.4 | 159.4 | 159.4
BEL-B339 | 166553 | 6 | 133602 | 1.5" 3W Cv 29 Ball Valve | BELIMO AIRCONTROLS (USA), INC | B339 | 159.4 | 137.77 | Y | 159.4 | 159.4 | 159.4
BEL-B339 | 166557 | 2 | 133602 | 1.5" 3W Cv 29 Ball Valve | BELIMO AIRCONTROLS (USA), INC | B339 | 159.4 | 129.76 | Y | 159.4 | 159.4 | 159.4
BEL-B339 | 166559 | 3 | 133602 | 1.5" 3W Cv 29 Ball Valve | BELIMO AIRCONTROLS (USA), INC | B339 | 159.4 | 146.8515 | Y | 159.4 | 159.4 | 159.4
BEL-B339 | 166560 | 3 | 133602 | 1.5" 3W Cv 29 Ball Valve | BELIMO AIRCONTROLS (USA), INC | B339 | 159.4 | 143.3647 | Y | 159.4 | 159.4 | 159.4
BEL-B339 | 166561 | 5 | 133602 | 1.5" 3W Cv 29 Ball Valve | BELIMO AIRCONTROLS (USA), INC | B339 | 159.4 | 147.5183 | Y | 159.4 | 159.4 | 159.4
BEL-B339 | 173042 | 1 | 133602 | 1.5" 3W Cv 29 Ball Valve | BELIMO AIRCONTROLS (USA), INC | B339 | 159.4 | 144.18 | Y | 159.4 | 159.4 | 159.4
BEL-B339 | 175883 | 3 | 133602 | 1.5" 3W Cv 29 Ball Valve | BELIMO AIRCONTROLS (USA), INC | B339 | 159.4 | 159.4 | Y | 159.4 | 159.4 | 159.4
BEL-B339AFRB24SR | 175890 | 1 | 133602 | 1.5" 3W Cv 29 FS 24V 2-10V Mod | BELIMO AIRCONTROLS (USA), INC | B339+AFRB24-SR | 467.78 | 365.4026 | N | 467.78 | 365.4026 | 467.78
BEL-B340 | 10008 | 2 | 133602 | 1.5" 3W Cv 37 Ball Valve | BELIMO AIRCONTROLS (USA), INC | B340 | 162.6 | 150.2367 | Y | 162.6 | 150.86 | 162.6
BEL-B340 | 166553 | 5 | 133602 | 1.5" 3W Cv 37 Ball Valve | BELIMO AIRCONTROLS (USA), INC | B340 | 162.6 | 144.8887 | Y | 162.6 | 150.86 | 162.6
BEL-B340 | 166559 | 2 | 133602 | 1.5" 3W Cv 37 Ball Valve | BELIMO AIRCONTROLS (USA), INC | B340 | 162.6 | 150.86 | Y | 162.6 | 150.86 | 162.6
BEL-B340 | 175890 | 1 | 133602 | 1.5" 3W Cv 37 Ball Valve | BELIMO AIRCONTROLS (USA), INC | B340 | 162.6 | 150.86 | Y | 162.6 | 150.86 | 162.6
BEL-B341 | 10008 | 0 | 133602 | 1.5" 3W Cv 46 Ball Valve | BELIMO AIRCONTROLS (USA), INC | B341 | 196.25 | 181.9013 | N | 196.25 | 191.4671 | 196.25
BEL-B341 | 173042 | 3 | 133602 | 1.5" 3W Cv 46 Ball Valve | BELIMO AIRCONTROLS (USA), INC | B341 | 196.25 | 191.4671 | Y | 196.25 | 191.4671 | 196.25
BEL-B348 | 166553 | 2 | 133602 | 2" 3W Cv 37 Ball Valve | BELIMO AIRCONTROLS (USA), INC | B348 | 249.91 | 226.6825 | Y | 249.91 | 232.02 | 249.91
BEL-B348 | 166559 | 2 | 133602 | 2" 3W Cv 37 Ball Valve | BELIMO AIRCONTROLS (USA), INC | B348 | 249.91 | 232.02 | N | 249.91 | 232.02 | 249.91
BEL-B349 | 10008 | 2 | 133602 | 2" 3W Cv 46 Ball Valve | BELIMO AIRCONTROLS (USA), INC | B349 | 250.18 | 232.29 | Y | 250.18 | 250.18 | 250.18
BEL-B349 | 10510 | 14 | 133602 | 2" 3W Cv 46 Ball Valve | BELIMO AIRCONTROLS (USA), INC | B349 | 250.18 | 230.3715 | Y | 250.18 | 250.18 | 250.18
BEL-B349 | 10770 | 2 | 133602 | 2" 3W Cv 46 Ball Valve | BELIMO AIRCONTROLS (USA), INC | B349 | 250.18 | 232.29 | Y | 250.18 | 250.18 | 250.18
BEL-B349 | 166553 | 4 | 133602 | 2" 3W Cv 46 Ball Valve | BELIMO AIRCONTROLS (USA), INC | B349 | 250.18 | 232.29 | Y | 250.18 | 250.18 | 250.18
BEL-B349 | 166557 | 1 | 133602 | 2" 3W Cv 46 Ball Valve | BELIMO AIRCONTROLS (USA), INC | B349 | 250.18 | 221.61 | Y | 250.18 | 250.18 | 250.18
BEL-B349 | 166559 | 26 | 133602 | 2" 3W Cv 46 Ball Valve | BELIMO AIRCONTROLS (USA), INC | B349 | 250.18 | 218.3271 | Y | 250.18 | 250.18 | 250.18
BEL-B349 | 166560 | 3 | 133602 | 2" 3W Cv 46 Ball Valve | BELIMO AIRCONTROLS (USA), INC | B349 | 250.18 | 224.4118 | Y | 250.18 | 250.18 | 250.18
BEL-B349 | 166561 | 2 | 133602 | 2" 3W Cv 46 Ball Valve | BELIMO AIRCONTROLS (USA), INC | B349 | 250.18 | 231.6667 | Y | 250.18 | 250.18 | 250.18
BEL-B349 | 173042 | 2 | 133602 | 2" 3W Cv 46 Ball Valve | BELIMO AIRCONTROLS (USA), INC | B349 | 250.18 | 226.68 | Y | 250.18 | 250.18 | 250.18
BEL-B349 | 175883 | 2 | 133602 | 2" 3W Cv 46 Ball Valve | BELIMO AIRCONTROLS (USA), INC | B349 | 250.18 | 250.18 | Y | 250.18 | 250.18 | 250.18
BEL-B349ARB24SR | 166561 | 1 | 133602 | 2" 3W Cv 46 NFS 24V 2-10V Mod | BELIMO AIRCONTROLS (USA), INC | B349+ARB24-SR | 466.72 | 422.66 | N | 466.72 | 422.66 | 466.72
BEL-B350 | 10008 | 2 | 133602 | 2" 3W Cv 57 Ball Valve | BELIMO AIRCONTROLS (USA), INC | B350 | 252.58 | 243.505 | Y | 252.58 | 243.505 | 252.58
BEL-B350 | 10510 | 2 | 133602 | 2" 3W Cv 57 Ball Valve | BELIMO AIRCONTROLS (USA), INC | B350 | 252.58 | 234.43 | Y | 252.58 | 243.505 | 252.58
BEL-B350 | 166553 | 3 | 133602 | 2" 3W Cv 57 Ball Valve | BELIMO AIRCONTROLS (USA), INC | B350 | 252.58 | 225.1029 | Y | 252.58 | 243.505 | 252.58
BEL-B350 | 166561 | 1 | 133602 | 2" 3W Cv 57 Ball Valve | BELIMO AIRCONTROLS (USA), INC | B350 | 252.58 | 228.82 | Y | 252.58 | 243.505 | 252.58
BEL-B350 | 175888 | 4 | 133602 | 2" 3W Cv 57 Ball Valve | BELIMO AIRCONTROLS (USA), INC | B350 | 252.58 | 231.8033 | Y | 252.58 | 243.505 | 252.58
BEL-B350 | 175890 | 2 | 133602 | 2" 3W Cv 57 Ball Valve | BELIMO AIRCONTROLS (USA), INC | B350 | 252.58 | 230.7792 | Y | 252.58 | 243.505 | 252.58
BEL-B350 | 175891 | 1 | 133602 | 2" 3W Cv 57 Ball Valve | BELIMO AIRCONTROLS (USA), INC | B350 | 252.58 | 234.43 | Y | 252.58 | 243.505 | 252.58
BEL-B350ARX24MFT | 175888 | 7 | 133602 | 2" 3W Cv 57 NFS 24V 2-10V MFT/Prog | BELIMO AIRCONTROLS (USA), INC | B350+ARX24-MFT | 499.02 | 297.436 | N | 499.02 | 297.436 | 499.02
BEL-B350LAFRX24MFT | 166553 | 1 | 133602 | Ball Valve (BV), 2", 3-way, Cv 87 | BELIMO AIRCONTROLS (USA), INC | B350L+AFRX24-MFT | 840.25 | 1032.23 | N | 840.25 | 1032.23 | 1032.23
BEL-B351 | 166553 | 2 | 133602 | 2" 3W Cv 68 Ball Valve | BELIMO AIRCONTROLS (USA), INC | B351 | 348.7 | 348.7 | Y | 348.7 | 348.7 | 348.7
BEL-B352 | 166553 | 1 | 133602 | 2" 3W Cv 83 Ball Valve | BELIMO AIRCONTROLS (USA), INC | B352 | 370.6 | 344.16 | Y | 370.6 | 370.6 | 370.6
BEL-B352 | 166559 | 1 | 133602 | 2" 3W Cv 83 Ball Valve | BELIMO AIRCONTROLS (USA), INC | B352 | 370.6 | 370.6 | Y | 370.6 | 370.6 | 370.6
BEL-B352 | 173042 | 2 | 133602 | 2" 3W Cv 83 Ball Valve | BELIMO AIRCONTROLS (USA), INC | B352 | 370.6 | 344.16 | Y | 370.6 | 370.6 | 370.6
BEL-BF1202 | 166560 | 7 | 133602 | Fire/Smoke Actuator 160#,SR,On/Off, 120v | BELIMO AIRCONTROLS (USA), INC | BF120-2 | 281.7733 | 313.46 | Y | 281.7733 | 313.46 | 313.46
BEL-BGVLLVKB24MFT | 10008 | 1 | 133602 | Belimo GV Rtroft Lnk FS 24V Prog | BELIMO AIRCONTROLS (USA), INC | BGVL+LVKB24-MFT | 343.63 | 295.04 | N | 343.63 | 295.04 | 343.63
BEL-BGVLLVKX24MFT | 173042 | 0 | 133602 | Belimo GV Rtroft Lnk FS 24V Prog | BELIMO AIRCONTROLS (USA), INC | BGVL+LVKX24-MFT | 343.1 | 294.64 | N | 343.1 | 294.64 | 343.1
BEL-BGVLSVKB24MFT | 175888 | 2 | 133602 | Belimo GV Rtroft Lnk FS 24V Prog | BELIMO AIRCONTROLS (USA), INC | BGVL+SVKB24-MFT | 426.13 | 366.06 | Y | 426.13 | 395.69 | 426.13
BEL-BGVLSVKB24MFT | 175891 | 2 | 133602 | Belimo GV Rtroft Lnk FS 24V Prog | BELIMO AIRCONTROLS (USA), INC | BGVL+SVKB24-MFT | 426.13 | 395.69 | Y | 426.13 | 395.69 | 426.13
BEL-BGVLSVKB24SR | 175888 | 2 | 133602 | Belimo GV Rtroft Lnk FS 24V 2-10v mod | BELIMO AIRCONTROLS (USA), INC | BGVL+SVKB24-SR | 396.5 | 354.31 | Y | 396.5 | 354.31 | 396.5
BEL-BGVLSVX24MFT | 175891 | 3 | 133602 | Belimo GV Rtroft Lnk NFS 24V Prog | BELIMO AIRCONTROLS (USA), INC | BGVL+SVX24-MFT | 329.48 | 283.0187 | N | 329.48 | 283.0187 | 329.48
BEL-CCVEXTKIT | 166561 | 1 | 133602 | CCV Neck Extension Kit | BELIMO AIRCONTROLS (USA), INC | CCVEXTKIT-BCS | 52.6 | 52.6 | N | 52.6 | 52.6 | 52.6
BEL-CMB1203 | 173042 | 1 | 133602 | 18 in-lb NFS100-240V On/Off FLT | BELIMO AIRCONTROLS (USA), INC | CMB120-3 | 106.8 | 84.91 | N | 106.8 | 84.91 | 106.8
BEL-CMB243 | 166559 | 1 | 133602 | 18 in-lb NFS 24V On/Off FLT | BELIMO AIRCONTROLS (USA), INC | CMB24-3 | 74.49 | 92.01 | N | 74.49 | 92.01 | 92.01
BEL-CMB24SRR | 166559 | 1 | 133602 | 18 in-lb NFS 24V 2-10V Mod | BELIMO AIRCONTROLS (USA), INC | CMB24-SR-R | 119.35 | 89.18 | N | 119.35 | 89.18 | 119.35
BEL-CQB243 | 10008 | 12 | 133602 | Valve Act Non fail-safe 24V On/Off FLT | BELIMO AIRCONTROLS (USA), INC | CQB24-3 | 67.82 | 63.01 | Y | 67.82 | 63.01 | 67.82
BEL-CQB243 | 10510 | 22 | 133602 | Valve Act Non fail-safe 24V On/Off FLT | BELIMO AIRCONTROLS (USA), INC | CQB24-3 | 67.82 | 60.8797 | Y | 67.82 | 63.01 | 67.82
BEL-CQB243 | 166553 | 9 | 133602 | Valve Act Non fail-safe 24V On/Off FLT | BELIMO AIRCONTROLS (USA), INC | CQB24-3 | 67.82 | 57.3479 | Y | 67.82 | 63.01 | 67.82
BEL-CQB243 | 166559 | 4 | 133602 | Valve Act Non fail-safe 24V On/Off FLT | BELIMO AIRCONTROLS (USA), INC | CQB24-3 | 67.82 | 63.01 | Y | 67.82 | 63.01 | 67.82
BEL-CQB243 | 166561 | 4 | 133602 | Valve Act Non fail-safe 24V On/Off FLT | BELIMO AIRCONTROLS (USA), INC | CQB24-3 | 67.82 | 59.805 | N | 67.82 | 63.01 | 67.82
BEL-CQB243 | 173042 | 5 | 133602 | Valve Act Non fail-safe 24V On/Off FLT | BELIMO AIRCONTROLS (USA), INC | CQB24-3 | 67.82 | 63.01 | Y | 67.82 | 63.01 | 67.82
BEL-CQB243 | 175883 | 11 | 133602 | Valve Act Non fail-safe 24V On/Off FLT | BELIMO AIRCONTROLS (USA), INC | CQB24-3 | 67.82 | 63.01 | N | 67.82 | 63.01 | 67.82
BEL-CQB243 | 175891 | 20 | 133602 | Valve Act Non fail-safe 24V On/Off FLT | BELIMO AIRCONTROLS (USA), INC | CQB24-3 | 67.82 | 62.7303 | Y | 67.82 | 63.01 | 67.82
BEL-CQB24SRR | 173042 | -21 | 133602 | Valve Act NFS 24V 2-10V NC Mod | BELIMO AIRCONTROLS (USA), INC | CQB24-SR-R | 98.26 | 91.31 | Y | 98.26 | 91.31 | 98.26
BEL-CQBUP3 | 10008 | 3 | 133602 | Valve Act NFS100-240V On/Off FLT | BELIMO AIRCONTROLS (USA), INC | CQBUP-3 | 74.76 | 50.2 | N | 74.76 | 69.42 | 74.76
BEL-CQBUP3 | 166559 | 4 | 133602 | Valve Act NFS100-240V On/Off FLT | BELIMO AIRCONTROLS (USA), INC | CQBUP-3 | 74.76 | 46.19 | N | 74.76 | 69.42 | 74.76
BEL-CQBUP3 | 173042 | 2 | 133602 | Valve Act NFS100-240V On/Off FLT | BELIMO AIRCONTROLS (USA), INC | CQBUP-3 | 74.76 | 45.82 | N | 74.76 | 69.42 | 74.76
BEL-CQBUP3 | 175883 | 6 | 133602 | Valve Act NFS100-240V On/Off FLT | BELIMO AIRCONTROLS (USA), INC | CQBUP-3 | 74.76 | 69.42 | N | 74.76 | 69.42 | 74.76
BEL-CQBUP3 | 175891 | 12 | 133602 | Valve Act NFS100-240V On/Off FLT | BELIMO AIRCONTROLS (USA), INC | CQBUP-3 | 74.76 | 48.1467 | N | 74.76 | 69.42 | 74.76
BEL-CQKB24LL | 10008 | 4 | 133602 | Valve Act FS 24V On/Off NO/FO | BELIMO AIRCONTROLS (USA), INC | CQKB24-LL | 74.23 | 72.8569 | Y | 74.23 | 72.8569 | 74.23
BEL-CQKB24LL | 166559 | 0 | 133602 | Valve Act FS 24V On/Off NO/FO | BELIMO AIRCONTROLS (USA), INC | CQKB24-LL | 74.23 | 64.0269 | N | 74.23 | 72.8569 | 74.23
BEL-CQKB24RR | 10006 | 1 | 133602 | Valve Act FS 24V On/Off NC/FC | BELIMO AIRCONTROLS (USA), INC | CQKB24-RR | 74.23 | 68.1364 | N | 74.23 | 73.5625 | 74.23
BEL-CQKB24RR | 10008 | 33 | 133602 | Valve Act FS 24V On/Off NC/FC | BELIMO AIRCONTROLS (USA), INC | CQKB24-RR | 74.23 | 65.414 | Y | 74.23 | 73.5625 | 74.23
BEL-CQKB24RR | 10510 | -6 | 133602 | Valve Act FS 24V On/Off NC/FC | BELIMO AIRCONTROLS (USA), INC | CQKB24-RR | 74.23 | 64.0776 | Y | 74.23 | 73.5625 | 74.23
BEL-CQKB24RR | 166553 | 21 | 133602 | Valve Act FS 24V On/Off NC/FC | BELIMO AIRCONTROLS (USA), INC | CQKB24-RR | 74.23 | 72.2849 | Y | 74.23 | 73.5625 | 74.23
BEL-CQKB24RR | 166559 | 24 | 133602 | Valve Act FS 24V On/Off NC/FC | BELIMO AIRCONTROLS (USA), INC | CQKB24-RR | 74.23 | 64.8348 | Y | 74.23 | 73.5625 | 74.23
BEL-CQKB24RR | 166561 | 8 | 133602 | Valve Act FS 24V On/Off NC/FC | BELIMO AIRCONTROLS (USA), INC | CQKB24-RR | 74.23 | 73.5625 | Y | 74.23 | 73.5625 | 74.23
BEL-CQKB24RR | 173042 | 3 | 133602 | Valve Act FS 24V On/Off NC/FC | BELIMO AIRCONTROLS (USA), INC | CQKB24-RR | 74.23 | 68.1364 | Y | 74.23 | 73.5625 | 74.23
BEL-CQKB24RR | 175883 | 0 | 133602 | Valve Act FS 24V On/Off NC/FC | BELIMO AIRCONTROLS (USA), INC | CQKB24-RR | 74.23 | 68.89 | N | 74.23 | 73.5625 | 74.23
BEL-CQKB24RR | 175891 | 15 | 133602 | Valve Act FS 24V On/Off NC/FC | BELIMO AIRCONTROLS (USA), INC | CQKB24-RR | 74.23 | 66.6549 | Y | 74.23 | 73.5625 | 74.23
BEL-CQKB24SLL | 10510 | 49 | 133602 | Valve Act FS 24V On/Off 1xAUX NO/FO | BELIMO AIRCONTROLS (USA), INC | CQKB24-S-LL | 82.77 | 65.2778 | Y | 82.77 | 73.7819 | 82.77
BEL-CQKB24SLL | 173042 | 23 | 133602 | Valve Act FS 24V On/Off 1xAUX NO/FO | BELIMO AIRCONTROLS (USA), INC | CQKB24-S-LL | 82.77 | 73.7819 | Y | 82.77 | 73.7819 | 82.77
BEL-CQKB24SLL | 175891 | 7 | 133602 | Valve Act FS 24V On/Off 1xAUX NO/FO | BELIMO AIRCONTROLS (USA), INC | CQKB24-S-LL | 82.77 | 45.255 | N | 82.77 | 73.7819 | 82.77
BEL-CQKB24SRLL | 10510 | 1 | 133602 | Valve Act FS 24V 2-10V NO/FO Mod | BELIMO AIRCONTROLS (USA), INC | CQKB24-SR-LL | 113.74 | 98.26 | Y | 113.74 | 105.2631 | 113.74
BEL-CQKB24SRLL | 173042 | 4 | 133602 | Valve Act FS 24V 2-10V NO/FO Mod | BELIMO AIRCONTROLS (USA), INC | CQKB24-SR-LL | 113.74 | 105.2631 | Y | 113.74 | 105.2631 | 113.74
BEL-CQKB24SRLL | 175890 | 1 | 133602 | Valve Act FS 24V 2-10V NO/FO Mod | BELIMO AIRCONTROLS (USA), INC | CQKB24-SR-LL | 113.74 | 104.5379 | N | 113.74 | 105.2631 | 113.74
BEL-CQKB24SRLR | 175891 | 6 | 133602 | Valve Act FS 24V 2-10V NO/FC Mod | BELIMO AIRCONTROLS (USA), INC | CQKB24-SR-LR | 113.74 | 77.3799 | N | 113.74 | 77.3799 | 113.74
BEL-CQKB24SRR | 10008 | 3 | 133602 | Valve Act FS 24V On/Off 1xAUX NC/FC | BELIMO AIRCONTROLS (USA), INC | CQKB24-S-RR | 82.77 | 76.9 | Y | 82.77 | 76.9 | 82.77
BEL-CQKB24SRR | 10510 | 50 | 133602 | Valve Act FS 24V On/Off 1xAUX NC/FC | BELIMO AIRCONTROLS (USA), INC | CQKB24-S-RR | 82.77 | 72.094 | Y | 82.77 | 76.9 | 82.77
BEL-CQKB24SRR | 173042 | 6 | 133602 | Valve Act FS 24V On/Off 1xAUX NC/FC | BELIMO AIRCONTROLS (USA), INC | CQKB24-S-RR | 82.77 | 76.9 | Y | 82.77 | 76.9 | 82.77
BEL-CQKB24SRR | 175891 | 9 | 133602 | Valve Act FS 24V On/Off 1xAUX NC/FC | BELIMO AIRCONTROLS (USA), INC | CQKB24-S-RR | 82.77 | 64.8328 | Y | 82.77 | 76.9 | 82.77
BEL-CQKB24SRRL | 10008 | 3 | 133602 | Valve Act FS 24V 2-10V NC/FO Mod | BELIMO AIRCONTROLS (USA), INC | CQKB24-SR-RL | 113.74 | 100.7004 | Y | 113.74 | 105.73 | 113.74
BEL-CQKB24SRRL | 173042 | 3 | 133602 | Valve Act FS 24V 2-10V NC/FO Mod | BELIMO AIRCONTROLS (USA), INC | CQKB24-SR-RL | 113.74 | 105.73 | Y | 113.74 | 105.73 | 113.74
BEL-CQKB24SRRR | 10510 | 24 | 133602 | Valve Act FS 24V 2-10V NC/FC Mod | BELIMO AIRCONTROLS (USA), INC | CQKB24-SR-RR | 113.74 | 98.078 | Y | 113.74 | 100.0174 | 113.74
BEL-CQKB24SRRR | 166559 | 1 | 133602 | Valve Act FS 24V 2-10V NC/FC Mod | BELIMO AIRCONTROLS (USA), INC | CQKB24-SR-RR | 113.74 | 72.62 | N | 113.74 | 100.0174 | 113.74
BEL-CQKB24SRRR | 166561 | 12 | 133602 | Valve Act FS 24V 2-10V NC/FC Mod | BELIMO AIRCONTROLS (USA), INC | CQKB24-SR-RR | 113.74 | 96.3985 | N | 113.74 | 100.0174 | 113.74
BEL-CQKB24SRRR | 175890 | 1 | 133602 | Valve Act FS 24V 2-10V NC/FC Mod | BELIMO AIRCONTROLS (USA), INC | CQKB24-SR-RR | 113.74 | 97.6852 | N | 113.74 | 100.0174 | 113.74
BEL-CQKB24SRRR | 175891 | 6 | 133602 | Valve Act FS 24V 2-10V NC/FC Mod | BELIMO AIRCONTROLS (USA), INC | CQKB24-SR-RR | 113.74 | 100.0174 | Y | 113.74 | 100.0174 | 113.74
BEL-CQKBUPLL | 10008 | 3 | 133602 | Valve Act FS 100-240V On/Off NO/FO | BELIMO AIRCONTROLS (USA), INC | CQKBUP-LL | 81.44 | 70.6824 | Y | 81.44 | 75.56 | 81.44
BEL-CQKBUPLL | 166561 | 1 | 133602 | Valve Act FS 100-240V On/Off NO/FO | BELIMO AIRCONTROLS (USA), INC | CQKBUP-LL | 81.44 | 0 | N | 81.44 | 75.56 | 81.44
BEL-CQKBUPLL | 173042 | 0 | 133602 | Valve Act FS 100-240V On/Off NO/FO | BELIMO AIRCONTROLS (USA), INC | CQKBUP-LL | 81.44 | 73.43 | Y | 81.44 | 75.56 | 81.44
BEL-CQKBUPLL | 175883 | 1 | 133602 | Valve Act FS 100-240V On/Off NO/FO | BELIMO AIRCONTROLS (USA), INC | CQKBUP-LL | 81.44 | 75.56 | N | 81.44 | 75.56 | 81.44
BEL-CQKBUPRR | 10008 | 10 | 133602 | Valve Act FS 100-240V On/Off NC/FC | BELIMO AIRCONTROLS (USA), INC | CQKBUP-RR | 81.44 | 74.3417 | Y | 81.44 | 75.56 | 81.44
BEL-CQKBUPRR | 10510 | 2 | 133602 | Valve Act FS 100-240V On/Off NC/FC | BELIMO AIRCONTROLS (USA), INC | CQKBUP-RR | 81.44 | 75.56 | Y | 81.44 | 75.56 | 81.44
BEL-CQKBUPRR | 173042 | 6 | 133602 | Valve Act FS 100-240V On/Off NC/FC | BELIMO AIRCONTROLS (USA), INC | CQKBUP-RR | 81.44 | 74.495 | Y | 81.44 | 75.56 | 81.44
BEL-CQX24SR | 173042 | 1 | 133602 | Valve Act Non fail-safe 24V 2-10V Mod | BELIMO AIRCONTROLS (USA), INC | CQX24-SR | 98.26 | 91.31 | N | 98.26 | 91.31 | 98.26
BEL-DRCX243T | 166553 | 1 | 133602 | Valve Act NFS 24V On/Off FLT terminals | BELIMO AIRCONTROLS (USA), INC | DRCX24-3-T | 491.28 | 444.82 | N | 491.28 | 444.82 | 491.28
BEL-DRCX243T | 166557 | 1 | 133602 | Valve Act NFS 24V On/Off FLT terminals | BELIMO AIRCONTROLS (USA), INC | DRCX24-3-T | 491.28 | 200 | N | 491.28 | 444.82 | 491.28
BEL-ECONZIP10K | 173042 | 0 | 133602 | ZIP Economizer Temperature Sensor | BELIMO AIRCONTROLS (USA), INC | ECON-ZIP-10K | 18.16 | 17.49 | Y | 18.16 | 17.49 | 18.16
BEL-ECONZIPACT | 10008 | 4 | 133602 | ZIP Economizer Shaft Adapter Kit | BELIMO AIRCONTROLS (USA), INC | ECON-ZIP-ACT | 30.17 | 27.2421 | Y | 30.17 | 28.04 | 30.17
BEL-ECONZIPACT | 10510 | 1 | 133602 | ZIP Economizer Shaft Adapter Kit | BELIMO AIRCONTROLS (USA), INC | ECON-ZIP-ACT | 30.17 | 28.04 | Y | 30.17 | 28.04 | 30.17
BEL-ECONZIPACT | 166559 | 1 | 133602 | ZIP Economizer Shaft Adapter Kit | BELIMO AIRCONTROLS (USA), INC | ECON-ZIP-ACT | 30.17 | 24.298 | N | 30.17 | 28.04 | 30.17
BEL-ECONZIPACT | 173042 | 3 | 133602 | ZIP Economizer Shaft Adapter Kit | BELIMO AIRCONTROLS (USA), INC | ECON-ZIP-ACT | 30.17 | 25.9 | N | 30.17 | 28.04 | 30.17
BEL-ECONZIPACT | 175891 | 3 | 133602 | ZIP Economizer Shaft Adapter Kit | BELIMO AIRCONTROLS (USA), INC | ECON-ZIP-ACT | 30.17 | 27.23 | Y | 30.17 | 28.04 | 30.17
BEL-ECONZIPBASE | 10510 | 6 | 133602 | ZIP Economizer Base Unit | BELIMO AIRCONTROLS (USA), INC | ECON-ZIP-BASE | 343.1 | 296.8587 | Y | 343.1 | 318.53 | 343.1
BEL-ECONZIPBASE | 173042 | 4 | 133602 | ZIP Economizer Base Unit | BELIMO AIRCONTROLS (USA), INC | ECON-ZIP-BASE | 343.1 | 318.53 | Y | 343.1 | 318.53 | 343.1
BEL-ECONZIPCOM | 10510 | 1 | 133602 | ZIP Economizer Communication MOD | BELIMO AIRCONTROLS (USA), INC | ECON-ZIP-COM | 77.43 | 69.69 | Y | 77.43 | 69.69 | 77.43
BEL-ECONZIPCOM | 173042 | 1 | 133602 | ZIP Economizer Communication MOD | BELIMO AIRCONTROLS (USA), INC | ECON-ZIP-COM | 77.43 | 69.69 | N | 77.43 | 69.69 | 77.43
BEL-ECONZIPCOM | 175891 | 1 | 133602 | ZIP Economizer Communication MOD | BELIMO AIRCONTROLS (USA), INC | ECON-ZIP-COM | 77.43 | 41.65 | N | 77.43 | 69.69 | 77.43
BEL-ECONZIPEM | 10510 | 2 | 133602 | ZIP Economizer Energy MOD | BELIMO AIRCONTROLS (USA), INC | ECON-ZIP-EM | 50.2 | 44.32 | Y | 50.2 | 44.32 | 50.2
BEL-ECONZIPEM | 173042 | 9 | 133602 | ZIP Economizer Energy MOD | BELIMO AIRCONTROLS (USA), INC | ECON-ZIP-EM | 50.2 | 42.7934 | N | 50.2 | 44.32 | 50.2
BEL-ECONZIPEM | 175891 | 4 | 133602 | ZIP Economizer Energy MOD | BELIMO AIRCONTROLS (USA), INC | ECON-ZIP-EM | 50.2 | 38.72 | Y | 50.2 | 44.32 | 50.2
BEL-ECONZIPLF1 | 10008 | 4 | 133602 | ZIP Econ Shaft Adapter BRKT Kit | BELIMO AIRCONTROLS (USA), INC | ECON-ZIP-LF1 | 43.52 | 40.3478 | Y | 43.52 | 40.3478 | 43.52
BEL-ECONZIPLF1 | 10510 | 1 | 133602 | ZIP Econ Shaft Adapter BRKT Kit | BELIMO AIRCONTROLS (USA), INC | ECON-ZIP-LF1 | 43.52 | 38.9383 | Y | 43.52 | 40.3478 | 43.52
BEL-ECONZIPLF1 | 173042 | 11 | 133602 | ZIP Econ Shaft Adapter BRKT Kit | BELIMO AIRCONTROLS (USA), INC | ECON-ZIP-LF1 | 43.52 | 38.2431 | Y | 43.52 | 40.3478 | 43.52
BEL-ECONZIPLF1 | 175891 | 3 | 133602 | ZIP Econ Shaft Adapter BRKT Kit | BELIMO AIRCONTROLS (USA), INC | ECON-ZIP-LF1 | 43.52 | 39.25 | Y | 43.52 | 40.3478 | 43.52
BEL-ECONZIPTF1 | 10510 | 1 | 133602 | ZIP Econ Shaft Adapter BRKT Kit | BELIMO AIRCONTROLS (USA), INC | ECON-ZIP-TF1 | 43.25 | 22.7 | Y | 43.25 | 38.98 | 43.25
BEL-ECONZIPTF1 | 173042 | 3 | 133602 | ZIP Econ Shaft Adapter BRKT Kit | BELIMO AIRCONTROLS (USA), INC | ECON-ZIP-TF1 | 43.25 | 37.11 | N | 43.25 | 38.98 | 43.25
BEL-ECONZIPTF1 | 175891 | 4 | 133602 | ZIP Econ Shaft Adapter BRKT Kit | BELIMO AIRCONTROLS (USA), INC | ECON-ZIP-TF1 | 43.25 | 38.98 | Y | 43.25 | 38.98 | 43.25
BEL-ECONZIPTH | 10510 | 4 | 133602 | ZIP Economizer Temp and Humidity Snsr | BELIMO AIRCONTROLS (USA), INC | ECON-ZIP-TH | 75.29 | 69.95 | Y | 75.29 | 69.95 | 75.29
BEL-ECONZIPTH | 166561 | 1 | 133602 | ZIP Economizer Temp and Humidity Snsr | BELIMO AIRCONTROLS (USA), INC | ECON-ZIP-TH | 75.29 | 66.4128 | N | 75.29 | 69.95 | 75.29
BEL-ECONZIPTH | 173042 | 13 | 133602 | ZIP Economizer Temp and Humidity Snsr | BELIMO AIRCONTROLS (USA), INC | ECON-ZIP-TH | 75.29 | 69.1871 | Y | 75.29 | 69.95 | 75.29
BEL-EFB24 | 10770 | 4 | 133602 | 270 in-lb FS 24V On/Off Actuator | BELIMO AIRCONTROLS (USA), INC | EFB24 | 415.45 | 385.82 | N | 415.45 | 385.82 | 415.45
BEL-EFB24SR | 10008 | 1 | 133602 | 270 in-lb FS 24V 2-10V Mod | BELIMO AIRCONTROLS (USA), INC | EFB24-SR | 517.71 | 480.6 | Y | 517.71 | 517.71 | 517.71
BEL-EFB24SR | 10510 | 2 | 133602 | 270 in-lb FS 24V 2-10V Mod | BELIMO AIRCONTROLS (USA), INC | EFB24-SR | 517.71 | 503.7937 | Y | 517.71 | 517.71 | 517.71
BEL-EFB24SR | 175888 | 2 | 133602 | 270 in-lb FS 24V 2-10V Mod | BELIMO AIRCONTROLS (USA), INC | EFB24-SR | 517.71 | 517.71 | Y | 517.71 | 517.71 | 517.71
BEL-EFB24SR | 175891 | 2 | 133602 | 270 in-lb FS 24V 2-10V Mod | BELIMO AIRCONTROLS (USA), INC | EFB24-SR | 517.71 | 517.71 | Y | 517.71 | 517.71 | 517.71
BEL-EFCX24SN4 | 175891 | 1 | 133602 | 270 in-lb FS 24V On/Off 2xAUX N4 | BELIMO AIRCONTROLS (USA), INC | EFCX24-S N4 | 611.43 | 517.18 | N | 611.43 | 517.18 | 611.43
BEL-EFP | 10770 | 7 | 133602 | Anti-rotation BRKT EFB/GKB/GMB | BELIMO AIRCONTROLS (USA), INC | EF-P | 5.34 | 4.81 | Y | 5.34 | 4.81 | 5.34
BEL-EFP | 166560 | 3 | 133602 | Anti-rotation BRKT EFB/GKB/GMB | BELIMO AIRCONTROLS (USA), INC | EF-P | 5.34 | 4.81 | N | 5.34 | 4.81 | 5.34
BEL-EFX24 | 166553 | 1 | 133602 | 270 in-lb FS 24V On/Off Actuator | BELIMO AIRCONTROLS (USA), INC | EFX24 | 415.45 | 215.2 | N | 415.45 | 215.2 | 415.45
BEL-EFX24MFT | 175888 | 1 | 133602 | 270 in-lb FS 24V 2-10V MFT/Prog | BELIMO AIRCONTROLS (USA), INC | EFX24-MFT | 571.11 | 483.27 | Y | 571.11 | 483.27 | 571.11
BEL-EFX24MFTS | 175891 | 1 | 133602 | 270 in-lb FS 24V 2-10V 2xAUX MFT/Prog | BELIMO AIRCONTROLS (USA), INC | EFX24-MFT-S | 653.08 | 363.12 | N | 653.08 | 363.12 | 653.08
BEL-EFX24SRS | 166559 | 1 | 133602 | 270 in-lb FS 24V 2-10V 2xAUX Mod | BELIMO AIRCONTROLS (USA), INC | EFX24-SR-S | 599.95 | 535.6 | N | 599.95 | 535.6 | 599.95
BEL-EP050AKRXE | 166553 | 1 | 133602 | 1/2" PICCV FAIL SAFE 24AC/DC | BELIMO AIRCONTROLS (USA), INC | EP050+AKRX-E | 624.51 | 579.92 | N | 624.51 | 579.92 | 624.51
BEL-EP075AKRXE | 166553 | 1 | 133602 | Electr. 2-way PI-CCV Fail Safe GPM 11 | BELIMO AIRCONTROLS (USA), INC | EP075+AKRX-E | 627.18 | 582.33 | N | 627.18 | 582.33 | 627.18
BEL-EP100AKRXE | 166553 | 2 | 133602 | 2-way PI-CCV EPIV | BELIMO AIRCONTROLS (USA), INC | EP100+AKRX-E | 646.67 | 600.48 | Y | 646.67 | 600.48 | 646.67
BEL-EP150AKRXE | 166553 | 1 | 133602 | PI-CCV EPIV valve | BELIMO AIRCONTROLS (USA), INC | EP150+AKRX-E | 941.71 | 874.43 | N | 941.71 | 874.43 | 941.71
BEL-EP150NRXE | 166553 | 4 | 133602 | 1-1/2" 2-way PI-CCV EPIV | BELIMO AIRCONTROLS (USA), INC | EP150+NRX-E | 862.41 | 862.41 | N | 862.41 | 862.41 | 862.41
BEL-EP200AKRXE | 166553 | 1 | 133602 | Electr. 2-way PI-CCV Fail-Safe GPM 66 | BELIMO AIRCONTROLS (USA), INC | EP200+AKRX-E | 1050.91 | 975.89 | N | 1050.91 | 975.89 | 1050.91
BEL-EP200ARXE | 166553 | 1 | 133602 | 2" EPIV | BELIMO AIRCONTROLS (USA), INC | EP200+ARX-E | 1008.73 | 936.64 | N | 1008.73 | 936.64 | 1008.73
BEL-EV050S055LRX24EV | 10008 | 1 | 133602 | Energy Valve, 0.5", 2-Way, 5.5GPM w/Non | BELIMO AIRCONTROLS (USA), INC | EV050S-055+LRX24-EV | 333.75 | 333.75 | N | 333.75 | 333.75 | 333.75
BEL-EXT600225014C | 166553 | 2 | 133602 | Belimo Gas detector CO/NO2, CAN Bus | BELIMO AIRCONTROLS (USA), INC | EXT-6002-250-14-C | 453.9 | 453.9 | N | 453.9 | 453.9 | 453.9
BEL-EXTLD14104BE1AXDRCX243T | 173042 | 1 | 133602 | 4" Potable water 2W Flanged BFV Valve | BELIMO AIRCONTROLS (USA), INC | EXT-LD14104BE1AX+DRCX24-3-T | 575.92 | 534.8 | N | 575.92 | 534.8 | 575.92
BEL-EXTOP6002250A | 10510 | 5 | 133602 | Gas Monitor, CO (0 - 250ppm), 2 Analog O | BELIMO AIRCONTROLS (USA), INC | EXT-OP-6002-250-A | 345.23 | 319.118 | Y | 345.23 | 345.23 | 345.23
BEL-EXTOP6002250A | 175891 | 1 | 133602 | Gas Monitor, CO (0 - 250ppm), 2 Analog O | BELIMO AIRCONTROLS (USA), INC | EXT-OP-6002-250-A | 345.23 | 345.23 | N | 345.23 | 345.23 | 345.23
BEL-EXTOP6002250C | 166553 | 7 | 133602 | Gas monitor, CO, 0...250 ppm, CAN bus | BELIMO AIRCONTROLS (USA), INC | EXT-OP-6002-250-C | 249.6406 | 249.6406 | N | 249.6406 | 249.6406 | 249.6406
BEL-EXTRPSSRPV | 166553 | 7 | 133602 | Stainless Steel Room Sensor passive | BELIMO AIRCONTROLS (USA), INC | EXT-RP-SSRPV | 12.28 | 11.2133 | Y | 12.28 | 11.48 | 12.28
BEL-EXTRPSSRPV | 166559 | 4 | 133602 | Stainless Steel Room Sensor passive | BELIMO AIRCONTROLS (USA), INC | EXT-RP-SSRPV | 12.28 | 9.61 | N | 12.28 | 11.48 | 12.28
BEL-EXTRPSSRPV | 175883 | 50 | 133602 | Stainless Steel Room Sensor passive | BELIMO AIRCONTROLS (USA), INC | EXT-RP-SSRPV | 12.28 | 11.48 | Y | 12.28 | 11.48 | 12.28
BEL-EXTRTSS1000 | 175883 | 60 | 133602 | SS Room Snsr passive Pt1000 | BELIMO AIRCONTROLS (USA), INC | EXT-RT-SS1000 | 15.22 | 14.15 | Y | 15.22 | 14.15 | 15.22
BEL-EXTRTSS10K2 | 175883 | 45 | 133602 | SS Room Snsr passive NTC10k2 | BELIMO AIRCONTROLS (USA), INC | EXT-RT-SS10K2 | 9.08 | 8.54 | Y | 9.08 | 8.54 | 9.08
BEL-F6100HD | 10008 | 1 | 133602 | Valve, Butterfly | BELIMO AIRCONTROLS (USA), INC | F6100HD | 118.28 | 95.32 | N | 118.28 | 126.83 | 126.83
BEL-F6100HD | 166553 | 3 | 133602 | Valve, Butterfly | BELIMO AIRCONTROLS (USA), INC | F6100HD | 118.28 | 126.83 | Y | 118.28 | 126.83 | 126.83
BEL-F6100HD | 166557 | 1 | 133602 | Valve, Butterfly | BELIMO AIRCONTROLS (USA), INC | F6100HD | 118.28 | 126.82 | N | 118.28 | 126.83 | 126.83
BEL-F6100L | 166557 | 1 | 133602 | Butterfly Valve (BFV), 4", 2-way, | BELIMO AIRCONTROLS (USA), INC | F6100L | 156.73 | 145.52 | N | 156.73 | 145.52 | 156.73
BEL-F6125HD | 166557 | 1 | 133602 | 5" Butterfly Valve Body Only ANSI 125 | BELIMO AIRCONTROLS (USA), INC | F6125HD | 0 | 164.74 | N | 0 | 164.74 | 164.74
BEL-F6150HD | 166553 | 4 | 133602 | 6" 2-way butterfly valve body | BELIMO AIRCONTROLS (USA), INC | F6150HD | 197.85 | 239.08 | N | 197.85 | 239.08 | 239.08
BEL-F6150HD | 166557 | 2 | 133602 | 6" 2-way butterfly valve body | BELIMO AIRCONTROLS (USA), INC | F6150HD | 197.85 | 211.743 | Y | 197.85 | 239.08 | 239.08
BEL-F6150HD | 166559 | 0 | 133602 | 6" 2-way butterfly valve body | BELIMO AIRCONTROLS (USA), INC | F6150HD | 197.85 | 211.755 | N | 197.85 | 239.08 | 239.08
BEL-F6150HD | 166561 | 3 | 133602 | 6" 2-way butterfly valve body | BELIMO AIRCONTROLS (USA), INC | F6150HD | 197.85 | 217.1767 | Y | 197.85 | 239.08 | 239.08
BEL-F6150HDPRBUP3T | 10770 | 2 | 133602 | 6" 2W Cv1579 NFS 24-240V On/Off FLT 2xA | BELIMO AIRCONTROLS (USA), INC | F6150HD+PRBUP-3-T | 1373.98 | 1244.49 | Y | 1373.98 | 1275.73 | 1373.98
BEL-F6150HDPRBUP3T | 166553 | 1 | 133602 | 6" 2W Cv1579 NFS 24-240V On/Off FLT 2xA | BELIMO AIRCONTROLS (USA), INC | F6150HD+PRBUP-3-T | 1373.98 | 1275.73 | N | 1373.98 | 1275.73 | 1373.98
BEL-F6150VICPRBUP3T | 175891 | 2 | 133602 | 6" 2W Cv1800 NFS 24-240V On/Off FLT 2xA | BELIMO AIRCONTROLS (USA), INC | F6150VIC+PRBUP-3-T | 1728.02 | 1412.964 | N | 1728.02 | 1412.964 | 1728.02
BEL-F6200150SHPPRBUP3T | 166561 | 1 | 133602 | 8" 2W Cv2064 NFS 24-240V On/Off FLT 2xA | BELIMO AIRCONTROLS (USA), INC | F6200-150SHP+PRBUP-3-T | 3149 | 2758.37 | N | 3149 | 2758.37 | 3149
BEL-F6200LPRBUPMFTT200 | 166553 | 1 | 133602 | 8" 2W Cv 3136 NFS 24-240V 2xAUX Prog | BELIMO AIRCONTROLS (USA), INC | F6200L+PRBUP-MFT-T-200 | 2557.33 | 2374.43 | N | 2557.33 | 2374.43 | 2557.33
BEL-F6200LPRBUPMFTT200 | 166560 | 1 | 133602 | 8" 2W Cv 3136 NFS 24-240V 2xAUX Prog | BELIMO AIRCONTROLS (USA), INC | F6200L+PRBUP-MFT-T-200 | 2557.33 | 2316.49 | N | 2557.33 | 2374.43 | 2557.33
BEL-F6200LU | 166557 | 3 | 133602 | 8"2 WAY BUTTERFLY VALVE | BELIMO AIRCONTROLS (USA), INC | BEL-F6200LU | 320.13 | 342.83 | Y | 320.13 | 342.83 | 342.83
BEL-F6250150SHPSY424 | 166559 | 0 | 133602 | 10" 2W Cv 3517 NFS 24V On/Off FLT 2xAUX | BELIMO AIRCONTROLS (USA), INC | F6250-150SHP+SY4-24 | 4637.52 | 0 | N | 4637.52 | 0 | 4637.52
BEL-F6250150SHPSY424MFT | 166559 | 0 | 133602 | 10" 2W Cv 3517 NFS 24V 2-10v 2xAUX Prog | BELIMO AIRCONTROLS (USA), INC | F6250-150SHP+SY4-24MFT | 5448.67 | 0 | N | 5448.67 | 0 | 5448.67
BEL-F6250LUPRBUP3T250 | 166560 | 2 | 133602 | 10" 2W Cv5340 NFS 24-240V On/Off FLT 2x | BELIMO AIRCONTROLS (USA), INC | F6250LU+PRBUP-3-T-250 | 2033.21 | 1842.03 | N | 2033.21 | 1842.03 | 2033.21
BEL-F680HDDRX24MFTT | 10008 | 0 | 133602 | 3" 2W Cv 302 NFS 24V 2-10v Prog | BELIMO AIRCONTROLS (USA), INC | F680HD+DRX24-MFT-T | 428.27 | 0 | N | 428.27 | 360.53 | 428.27
BEL-F680HDDRX24MFTT | 166559 | 1 | 133602 | 3" 2W Cv 302 NFS 24V 2-10v Prog | BELIMO AIRCONTROLS (USA), INC | F680HD+DRX24-MFT-T | 428.27 | 360.53 | N | 428.27 | 360.53 | 428.27
BEL-FGVACPL | 166559 | 3 | 133602 | FGVA-CPL Coupler Replacement for AVK, EV | BELIMO AIRCONTROLS (USA), INC | FGVA-CPL | 17.62 | 14.95 | N | 17.62 | 14.95 | 17.62
BEL-FGVL | 166553 | 1 | 133602 | RetrFt link GV w/AVK/EV/RV Series Act | BELIMO AIRCONTROLS (USA), INC | FGVL | 483 | 376.8273 | N | 483 | 407.2187 | 483
BEL-FGVL | 175891 | 1 | 133602 | RetrFt link GV w/AVK/EV/RV Series Act | BELIMO AIRCONTROLS (USA), INC | FGVL | 483 | 407.2187 | N | 483 | 407.2187 | 483
BEL-FGVLAVKB243 | 166557 | 1 | 133602 | RetrFt link GV w/AVK/EV/RV Series ActFS | BELIMO AIRCONTROLS (USA), INC | FGVL+AVKB24-3 | 865.88 | 743.6 | Y | 865.88 | 773.77 | 865.88
BEL-FGVLAVKB243 | 175888 | 2 | 133602 | RetrFt link GV w/AVK/EV/RV Series ActFS | BELIMO AIRCONTROLS (USA), INC | FGVL+AVKB24-3 | 865.88 | 773.77 | Y | 865.88 | 773.77 | 865.88
BEL-FGVLAVKB24MFT | 166557 | 2 | 133602 | RetrFt link GV w/AVK/EV/RV Series ActFS | BELIMO AIRCONTROLS (USA), INC | FGVL+AVKB24-MFT | 904.86 | 835.01 | Y | 904.86 | 888.7075 | 904.86
BEL-FGVLAVKB24MFT | 166561 | 2 | 133602 | RetrFt link GV w/AVK/EV/RV Series ActFS | BELIMO AIRCONTROLS (USA), INC | FGVL+AVKB24-MFT | 904.86 | 888.7075 | Y | 904.86 | 888.7075 | 904.86
BEL-FGVLAVKB24MFT | 173042 | 1 | 133602 | RetrFt link GV w/AVK/EV/RV Series ActFS | BELIMO AIRCONTROLS (USA), INC | FGVL+AVKB24-MFT | 904.86 | 819.69 | Y | 904.86 | 888.7075 | 904.86
BEL-FGVLAVKB24MFT | 175888 | 1 | 133602 | RetrFt link GV w/AVK/EV/RV Series ActFS | BELIMO AIRCONTROLS (USA), INC | FGVL+AVKB24-MFT | 904.86 | 840.25 | Y | 904.86 | 888.7075 | 904.86
BEL-FGVLAVKB24MFT | 175890 | 2 | 133602 | RetrFt link GV w/AVK/EV/RV Series ActFS | BELIMO AIRCONTROLS (USA), INC | FGVL+AVKB24-MFT | 904.86 | 840.25 | Y | 904.86 | 888.7075 | 904.86
BEL-FGVLAVKB24MFT | 175891 | 2 | 133602 | RetrFt link GV w/AVK/EV/RV Series ActFS | BELIMO AIRCONTROLS (USA), INC | FGVL+AVKB24-MFT | 904.86 | 840.25 | Y | 904.86 | 888.7075 | 904.86
BEL-FGVLAVKX24MFT | 166560 | 1 | 133602 | RetrFt link GV w/AVK/EV/RV Series ActFS | BELIMO AIRCONTROLS (USA), INC | FGVL+AVKX24-MFT | 904.86 | 840.25 | N | 904.86 | 840.25 | 904.86
BEL-FGVLAVKX24MFT | 173042 | 0 | 133602 | RetrFt link GV w/AVK/EV/RV Series ActFS | BELIMO AIRCONTROLS (USA), INC | FGVL+AVKX24-MFT | 904.86 | 840.25 | N | 904.86 | 840.25 | 904.86
BEL-FGVLAVKX24MFT | 175888 | 2 | 133602 | RetrFt link GV w/AVK/EV/RV Series ActFS | BELIMO AIRCONTROLS (USA), INC | FGVL+AVKX24-MFT | 904.86 | 808.61 | Y | 904.86 | 840.25 | 904.86
BEL-FGVLAVKX24MFT | 175890 | 2 | 133602 | RetrFt link GV w/AVK/EV/RV Series ActFS | BELIMO AIRCONTROLS (USA), INC | FGVL+AVKX24-MFT | 904.86 | 829.97 | Y | 904.86 | 840.25 | 904.86
BEL-FGVLAVKX24MFT | 175891 | 1 | 133602 | RetrFt link GV w/AVK/EV/RV Series ActFS | BELIMO AIRCONTROLS (USA), INC | FGVL+AVKX24-MFT | 904.86 | 840.25 | Y | 904.86 | 840.25 | 904.86
BEL-FGVLEVB243 | 166557 | 2 | 133602 | RetrFt link GV w/AVK/EV/RV Series ActNFS | BELIMO AIRCONTROLS (USA), INC | FGVL+EVB24-3 | 681.92 | 633.06 | Y | 681.92 | 633.06 | 681.92
BEL-FGVLEVB24MFT | 166553 | 2 | 133602 | RetrFt link GV w/AVK/EV/RV Series ActNFS | BELIMO AIRCONTROLS (USA), INC | FGVL+EVB24-MFT | 710.49 | 658.425 | Y | 710.49 | 659.76 | 710.49
BEL-FGVLEVB24MFT | 166561 | 1 | 133602 | RetrFt link GV w/AVK/EV/RV Series ActNFS | BELIMO AIRCONTROLS (USA), INC | FGVL+EVB24-MFT | 710.49 | 659.76 | Y | 710.49 | 659.76 | 710.49
BEL-FGVLEVB24MFT | 173042 | 1 | 133602 | RetrFt link GV w/AVK/EV/RV Series ActNFS | BELIMO AIRCONTROLS (USA), INC | FGVL+EVB24-MFT | 710.49 | 643.74 | Y | 710.49 | 659.76 | 710.49
BEL-FGVLEVB24SR | 166557 | 1 | 133602 | RetrFt link GV w/AVK/EV/RV Series ActNFS | BELIMO AIRCONTROLS (USA), INC | FGVL+EVB24-SR | 705.41 | 654.95 | Y | 705.41 | 654.95 | 705.41
BEL-FGVLEVB24SR | 166559 | 3 | 133602 | RetrFt link GV w/AVK/EV/RV Series ActNFS | BELIMO AIRCONTROLS (USA), INC | FGVL+EVB24-SR | 705.41 | 654.95 | Y | 705.41 | 654.95 | 705.41
BEL-FGVLEVB24SR | 175888 | 1 | 133602 | RetrFt link GV w/AVK/EV/RV Series ActNFS | BELIMO AIRCONTROLS (USA), INC | FGVL+EVB24-SR | 705.41 | 538.54 | N | 705.41 | 654.95 | 705.41
BEL-FGVLEVX24MFT | 166559 | 2 | 133602 | RetrFt link GV w/AVK/EV/RV Series ActNFS | BELIMO AIRCONTROLS (USA), INC | FGVL+EVX24-MFT | 709.95 | 657.885 | Y | 709.95 | 657.885 | 709.95
BEL-FGVLEVX24MFT | 166561 | 1 | 133602 | RetrFt link GV w/AVK/EV/RV Series ActNFS | BELIMO AIRCONTROLS (USA), INC | FGVL+EVX24-MFT | 709.95 | 643.2 | N | 709.95 | 657.885 | 709.95
BEL-FGVLRVB24MFT | 166553 | 1 | 133602 | RetrFt link GV w/AVK/EV/RV Series ActNFS | BELIMO AIRCONTROLS (USA), INC | FGVL+RVB24-MFT | 802.87 | 745.46 | Y | 802.87 | 771.8963 | 802.87
BEL-FGVLRVB24MFT | 166557 | 2 | 133602 | RetrFt link GV w/AVK/EV/RV Series ActNFS | BELIMO AIRCONTROLS (USA), INC | FGVL+RVB24-MFT | 802.87 | 771.8963 | Y | 802.87 | 771.8963 | 802.87
BEL-FGVLRVX24MFT | 166559 | 1 | 133602 | RetrFt link GV w/AVK/EV/RV Series ActNFS | BELIMO AIRCONTROLS (USA), INC | FGVL+RVX24-MFT | 802.87 | 740.9225 | Y | 802.87 | 740.9225 | 802.87
BEL-FGVLRVX24MFT | 166561 | 4 | 133602 | RetrFt link GV w/AVK/EV/RV Series ActNFS | BELIMO AIRCONTROLS (USA), INC | FGVL+RVX24-MFT | 802.87 | 731.8475 | Y | 802.87 | 740.9225 | 802.87
BEL-FM050 | 173042 | 1 | 133602 | Flow sensor 1/2" 1.75 psi FS 6.6 GPM | BELIMO AIRCONTROLS (USA), INC | FM050 | 182.63 | 182.63 | N | 182.63 | 182.63 | 182.63
BEL-FRT | 166553 | 1 | 133602 | SHIPPING AND HANDLING CHARGES | BELIMO AIRCONTROLS (USA), INC | FRT | 25 | 25 | N | 25 | 25 | 25
BEL-FSAF120A | 10008 | 33 | 133602 | 180 in-lb FS 120V On/Off | BELIMO AIRCONTROLS (USA), INC | FSAF120A | 348.7 | 323.0055 | Y | 348.7 | 348.7 | 348.7
BEL-FSAF120A | 10510 | 8 | 133602 | 180 in-lb FS 120V On/Off | BELIMO AIRCONTROLS (USA), INC | FSAF120A | 348.7 | 343.9104 | Y | 348.7 | 348.7 | 348.7
BEL-FSAF120A | 166553 | 3 | 133602 | 180 in-lb FS 120V On/Off | BELIMO AIRCONTROLS (USA), INC | FSAF120A | 348.7 | 321.1325 | Y | 348.7 | 348.7 | 348.7
BEL-FSAF120A | 166557 | 4 | 133602 | 180 in-lb FS 120V On/Off | BELIMO AIRCONTROLS (USA), INC | FSAF120A | 348.7 | 323.87 | Y | 348.7 | 348.7 | 348.7
BEL-FSAF120A | 166559 | 3 | 133602 | 180 in-lb FS 120V On/Off | BELIMO AIRCONTROLS (USA), INC | FSAF120A | 348.7 | 312.92 | Y | 348.7 | 348.7 | 348.7
BEL-FSAF120A | 166561 | 5 | 133602 | 180 in-lb FS 120V On/Off | BELIMO AIRCONTROLS (USA), INC | FSAF120A | 348.7 | 318.69 | Y | 348.7 | 348.7 | 348.7
BEL-FSAF120A | 175888 | 2 | 133602 | 180 in-lb FS 120V On/Off | BELIMO AIRCONTROLS (USA), INC | FSAF120A | 348.7 | 348.7 | Y | 348.7 | 348.7 | 348.7
BEL-FSAF120A | 175890 | 2 | 133602 | 180 in-lb FS 120V On/Off | BELIMO AIRCONTROLS (USA), INC | FSAF120A | 348.7 | 312.92 | Y | 348.7 | 348.7 | 348.7
BEL-FSAF120A | 175891 | 3 | 133602 | 180 in-lb FS 120V On/Off | BELIMO AIRCONTROLS (USA), INC | FSAF120A | 348.7 | 303.8433 | Y | 348.7 | 348.7 | 348.7
BEL-FSAF120AS | 10510 | 4 | 133602 | 180 in-lb FS 120V On/Off 2xAUX | BELIMO AIRCONTROLS (USA), INC | FSAF120A-S | 401.03 | 372.47 | Y | 401.03 | 372.47 | 401.03
BEL-FSAF120AS | 166553 | 2 | 133602 | 180 in-lb FS 120V On/Off 2xAUX | BELIMO AIRCONTROLS (USA), INC | FSAF120A-S | 401.03 | 342.83 | Y | 401.03 | 372.47 | 401.03
BEL-FSAF120AS | 166559 | 1 | 133602 | 180 in-lb FS 120V On/Off 2xAUX | BELIMO AIRCONTROLS (USA), INC | FSAF120A-S | 401.03 | 342.83 | Y | 401.03 | 372.47 | 401.03
BEL-FSAF120AS | 173042 | 2 | 133602 | 180 in-lb FS 120V On/Off 2xAUX | BELIMO AIRCONTROLS (USA), INC | FSAF120A-S | 401.03 | 372.47 | Y | 401.03 | 372.47 | 401.03
BEL-FSAF120AS | 175883 | 2 | 133602 | 180 in-lb FS 120V On/Off 2xAUX | BELIMO AIRCONTROLS (USA), INC | FSAF120A-S | 401.03 | 359.92 | Y | 401.03 | 372.47 | 401.03
BEL-FSAF120AS | 175888 | 1 | 133602 | 180 in-lb FS 120V On/Off 2xAUX | BELIMO AIRCONTROLS (USA), INC | FSAF120A-S | 401.03 | 291.3 | Y | 401.03 | 372.47 | 401.03
BEL-FSAF120AS | 175890 | 2 | 133602 | 180 in-lb FS 120V On/Off 2xAUX | BELIMO AIRCONTROLS (USA), INC | FSAF120A-S | 401.03 | 372.47 | Y | 401.03 | 372.47 | 401.03
BEL-FSAF24A | 166553 | 5 | 133602 | 180 in-lb FS 24V On/Off FireSmk Act | BELIMO AIRCONTROLS (USA), INC | FSAF24A | 317.46 | 294.77 | Y | 317.46 | 294.77 | 317.46
BEL-FSAF24A | 166559 | 3 | 133602 | 180 in-lb FS 24V On/Off FireSmk Act | BELIMO AIRCONTROLS (USA), INC | FSAF24A | 317.46 | 248.84 | Y | 317.46 | 294.77 | 317.46
BEL-FSAF24A | 166561 | 4 | 133602 | 180 in-lb FS 24V On/Off FireSmk Act | BELIMO AIRCONTROLS (USA), INC | FSAF24A | 317.46 | 189.7493 | N | 317.46 | 294.77 | 317.46
BEL-FSAF24A | 173042 | 4 | 133602 | 180 in-lb FS 24V On/Off FireSmk Act | BELIMO AIRCONTROLS (USA), INC | FSAF24A | 317.46 | 292.3 | Y | 317.46 | 294.77 | 317.46
BEL-FSAF24A | 175891 | 4 | 133602 | 180 in-lb FS 24V On/Off FireSmk Act | BELIMO AIRCONTROLS (USA), INC | FSAF24A | 317.46 | 284.2893 | Y | 317.46 | 294.77 | 317.46
BEL-FSAF24AS | 166553 | 2 | 133602 | 180 in-lb FS 24V On/Off 2xAUX | BELIMO AIRCONTROLS (USA), INC | FSAF24A-S | 370.06 | 356.845 | Y | 370.06 | 356.845 | 370.06
BEL-FSAF24AS | 173042 | 5 | 133602 | 180 in-lb FS 24V On/Off 2xAUX | BELIMO AIRCONTROLS (USA), INC | FSAF24A-S | 370.06 | 354.202 | Y | 370.06 | 356.845 | 370.06
BEL-FSAFB24SR | 175888 | 2 | 133602 | 180 in-lb FS 24V 2-10V Mod | BELIMO AIRCONTROLS (USA), INC | FSAFB24-SR | 396.5 | 361.915 | Y | 396.5 | 368.19 | 396.5
BEL-FSAFB24SR | 175890 | 2 | 133602 | 180 in-lb FS 24V 2-10V Mod | BELIMO AIRCONTROLS (USA), INC | FSAFB24-SR | 396.5 | 368.19 | Y | 396.5 | 368.19 | 396.5
BEL-FSAFB24SRS | 175888 | 3 | 133602 | Fire & Smoke Actuator, | BELIMO AIRCONTROLS (USA), INC | FSAFB24-SR-S | 449.63 | 403.44 | Y | 449.63 | 417.59 | 449.63
BEL-FSAFB24SRS | 175891 | 3 | 133602 | Fire & Smoke Actuator, | BELIMO AIRCONTROLS (USA), INC | FSAFB24-SR-S | 449.63 | 417.59 | N | 449.63 | 417.59 | 449.63
BEL-FSLF120SUS | 10510 | 6 | 133602 | 30 in-lb FS 120V On/Off 2xAUX | BELIMO AIRCONTROLS (USA), INC | FSLF120-S US | 306.78 | 283.9891 | Y | 306.78 | 295.84 | 306.78
BEL-FSLF120SUS | 166553 | 2 | 133602 | 30 in-lb FS 120V On/Off 2xAUX | BELIMO AIRCONTROLS (USA), INC | FSLF120-S US | 306.78 | 227.75 | Y | 306.78 | 295.84 | 306.78
BEL-FSLF120SUS | 166559 | 2 | 133602 | 30 in-lb FS 120V On/Off 2xAUX | BELIMO AIRCONTROLS (USA), INC | FSLF120-S US | 306.78 | 295.84 | Y | 306.78 | 295.84 | 306.78
BEL-FSLF120SUS | 173042 | 2 | 133602 | 30 in-lb FS 120V On/Off 2xAUX | BELIMO AIRCONTROLS (USA), INC | FSLF120-S US | 306.78 | 284.89 | Y | 306.78 | 295.84 | 306.78
BEL-FSLF120SUS | 175888 | 6 | 133602 | 30 in-lb FS 120V On/Off 2xAUX | BELIMO AIRCONTROLS (USA), INC | FSLF120-S US | 306.78 | 277.7711 | Y | 306.78 | 295.84 | 306.78
BEL-FSLF120SUS | 175890 | 4 | 133602 | 30 in-lb FS 120V On/Off 2xAUX | BELIMO AIRCONTROLS (USA), INC | FSLF120-S US | 306.78 | 284.2382 | Y | 306.78 | 295.84 | 306.78
BEL-FSLF120US | 10008 | 40 | 133602 | 30 in-lb FS 120V On/Off FireSmk Act | BELIMO AIRCONTROLS (USA), INC | FSLF120 US | 261.39 | 239.7587 | Y | 261.39 | 251.6901 | 261.39
BEL-FSLF120US | 10510 | 14 | 133602 | 30 in-lb FS 120V On/Off FireSmk Act | BELIMO AIRCONTROLS (USA), INC | FSLF120 US | 261.39 | 242.6633 | Y | 261.39 | 251.6901 | 261.39
BEL-FSLF120US | 166553 | 12 | 133602 | 30 in-lb FS 120V On/Off FireSmk Act | BELIMO AIRCONTROLS (USA), INC | FSLF120 US | 261.39 | 251.6901 | Y | 261.39 | 251.6901 | 261.39
BEL-FSLF120US | 166557 | 9 | 133602 | 30 in-lb FS 120V On/Off FireSmk Act | BELIMO AIRCONTROLS (USA), INC | FSLF120 US | 261.39 | 241.3112 | Y | 261.39 | 251.6901 | 261.39
BEL-FSLF120US | 166559 | 5 | 133602 | 30 in-lb FS 120V On/Off FireSmk Act | BELIMO AIRCONTROLS (USA), INC | FSLF120 US | 261.39 | 251.6053 | Y | 261.39 | 251.6901 | 261.39
BEL-FSLF120US | 166560 | 1 | 133602 | 30 in-lb FS 120V On/Off FireSmk Act | BELIMO AIRCONTROLS (USA), INC | FSLF120 US | 261.39 | 204.4677 | Y | 261.39 | 251.6901 | 261.39
BEL-FSLF120US | 166561 | 3 | 133602 | 30 in-lb FS 120V On/Off FireSmk Act | BELIMO AIRCONTROLS (USA), INC | FSLF120 US | 261.39 | 242.6794 | Y | 261.39 | 251.6901 | 261.39
BEL-FSLF120US | 173042 | 2 | 133602 | 30 in-lb FS 120V On/Off FireSmk Act | BELIMO AIRCONTROLS (USA), INC | FSLF120 US | 261.39 | 242.7 | Y | 261.39 | 251.6901 | 261.39
BEL-FSLF120US | 175888 | 8 | 133602 | 30 in-lb FS 120V On/Off FireSmk Act | BELIMO AIRCONTROLS (USA), INC | FSLF120 US | 261.39 | 242.7 | Y | 261.39 | 251.6901 | 261.39
BEL-FSLF120US | 175890 | 3 | 133602 | 30 in-lb FS 120V On/Off FireSmk Act | BELIMO AIRCONTROLS (USA), INC | FSLF120 US | 261.39 | 230.917 | Y | 261.39 | 251.6901 | 261.39
BEL-FSLF120US | 175891 | 1 | 133602 | 30 in-lb FS 120V On/Off FireSmk Act | BELIMO AIRCONTROLS (USA), INC | FSLF120 US | 261.39 | 239.7587 | Y | 261.39 | 251.6901 | 261.39
BEL-FSLF230US | 175888 | 2 | 133602 | 30 in-lb FS AC 230 V On/Off | BELIMO AIRCONTROLS (USA), INC | FSLF230 US | 311.06 | 160.3519 | N | 311.06 | 160.3519 | 311.06
BEL-FSLF24SUS | 166559 | 2 | 133602 | 30 in-lb FS 24V On/Off 2xAUX | BELIMO AIRCONTROLS (USA), INC | FSLF24-S US | 283.02 | 262.73 | Y | 283.02 | 270.6725 | 283.02
BEL-FSLF24SUS | 175888 | 2 | 133602 | 30 in-lb FS 24V On/Off 2xAUX | BELIMO AIRCONTROLS (USA), INC | FSLF24-S US | 283.02 | 247.91 | Y | 283.02 | 270.6725 | 283.02
BEL-FSLF24SUS | 175890 | 2 | 133602 | 30 in-lb FS 24V On/Off 2xAUX | BELIMO AIRCONTROLS (USA), INC | FSLF24-S US | 283.02 | 270.6725 | Y | 283.02 | 270.6725 | 283.02
BEL-FSLF24US | 10008 | 1 | 133602 | 30 in-lb FS 24V On/Off FireSmk Act | BELIMO AIRCONTROLS (USA), INC | FSLF24 US | 237.63 | 220.54 | Y | 237.63 | 220.54 | 237.63
BEL-FSLF24US | 10510 | 2 | 133602 | 30 in-lb FS 24V On/Off FireSmk Act | BELIMO AIRCONTROLS (USA), INC | FSLF24 US | 237.63 | 202.92 | Y | 237.63 | 220.54 | 237.63
BEL-FSLF24US | 166553 | 8 | 133602 | 30 in-lb FS 24V On/Off FireSmk Act | BELIMO AIRCONTROLS (USA), INC | FSLF24 US | 237.63 | 206.3033 | Y | 237.63 | 220.54 | 237.63
BEL-FSLF24US | 166557 | 6 | 133602 | 30 in-lb FS 24V On/Off FireSmk Act | BELIMO AIRCONTROLS (USA), INC | FSLF24 US | 237.63 | 212.9987 | Y | 237.63 | 220.54 | 237.63
BEL-FSLF24US | 166559 | 1 | 133602 | 30 in-lb FS 24V On/Off FireSmk Act | BELIMO AIRCONTROLS (USA), INC | FSLF24 US | 237.63 | 175.2921 | Y | 237.63 | 220.54 | 237.63
BEL-FSLF24US | 166561 | 4 | 133602 | 30 in-lb FS 24V On/Off FireSmk Act | BELIMO AIRCONTROLS (USA), INC | FSLF24 US | 237.63 | 175.2921 | N | 237.63 | 220.54 | 237.63
BEL-FSLF24US | 175888 | 2 | 133602 | 30 in-lb FS 24V On/Off FireSmk Act | BELIMO AIRCONTROLS (USA), INC | FSLF24 US | 237.63 | 172.48 | Y | 237.63 | 220.54 | 237.63
BEL-FSLF24US | 175890 | 1 | 133602 | 30 in-lb FS 24V On/Off FireSmk Act | BELIMO AIRCONTROLS (USA), INC | FSLF24 US | 237.63 | 126.3897 | N | 237.63 | 220.54 | 237.63
BEL-FSLF24US | 175891 | 2 | 133602 | 30 in-lb FS 24V On/Off FireSmk Act | BELIMO AIRCONTROLS (USA), INC | FSLF24 US | 237.63 | 207.995 | Y | 237.63 | 220.54 | 237.63
BEL-FSNF120SUS | 10510 | 18 | 133602 | 70 in-lb FS 120V On/Off 2xAUX | BELIMO AIRCONTROLS (USA), INC | FSNF120-S US | 365.79 | 364.3361 | Y | 365.79 | 364.3361 | 365.79
BEL-FSNF120SUS | 166559 | 1 | 133602 | 70 in-lb FS 120V On/Off 2xAUX | BELIMO AIRCONTROLS (USA), INC | FSNF120-S US | 365.79 | 328.14 | Y | 365.79 | 364.3361 | 365.79
BEL-FSNF120SUS | 166560 | 2 | 133602 | 70 in-lb FS 120V On/Off 2xAUX | BELIMO AIRCONTROLS (USA), INC | FSNF120-S US | 365.79 | 339.62 | Y | 365.79 | 364.3361 | 365.79
BEL-FSNF120SUS | 173042 | 1 | 133602 | 70 in-lb FS 120V On/Off 2xAUX | BELIMO AIRCONTROLS (USA), INC | FSNF120-S US | 365.79 | 312.39 | N | 365.79 | 364.3361 | 365.79
BEL-FSNF120SUS | 175883 | 2 | 133602 | 70 in-lb FS 120V On/Off 2xAUX | BELIMO AIRCONTROLS (USA), INC | FSNF120-S US | 365.79 | 328.14 | Y | 365.79 | 364.3361 | 365.79
BEL-FSNF120SUS | 175888 | 4 | 133602 | 70 in-lb FS 120V On/Off 2xAUX | BELIMO AIRCONTROLS (USA), INC | FSNF120-S US | 365.79 | 335.5355 | Y | 365.79 | 364.3361 | 365.79
BEL-FSNF120SUS | 175890 | 4 | 133602 | 70 in-lb FS 120V On/Off 2xAUX | BELIMO AIRCONTROLS (USA), INC | FSNF120-S US | 365.79 | 345.2775 | Y | 365.79 | 364.3361 | 365.79
BEL-FSNF120US | 10008 | 1 | 133602 | 70 in-lb FS 120V On/Off FireSmk Act | BELIMO AIRCONTROLS (USA), INC | FSNF120 US | 313.19 | 281.0082 | Y | 313.19 | 304.0667 | 313.19
BEL-FSNF120US | 10510 | 10 | 133602 | 70 in-lb FS 120V On/Off FireSmk Act | BELIMO AIRCONTROLS (USA), INC | FSNF120 US | 313.19 | 290.76 | Y | 313.19 | 304.0667 | 313.19
BEL-FSNF120US | 166553 | 4 | 133602 | 70 in-lb FS 120V On/Off FireSmk Act | BELIMO AIRCONTROLS (USA), INC | FSNF120 US | 313.19 | 272.9008 | Y | 313.19 | 304.0667 | 313.19
BEL-FSNF120US | 166559 | 4 | 133602 | 70 in-lb FS 120V On/Off FireSmk Act | BELIMO AIRCONTROLS (USA), INC | FSNF120 US | 313.19 | 301.975 | Y | 313.19 | 304.0667 | 313.19
BEL-FSNF120US | 166560 | 1 | 133602 | 70 in-lb FS 120V On/Off FireSmk Act | BELIMO AIRCONTROLS (USA), INC | FSNF120 US | 313.19 | 280.88 | Y | 313.19 | 304.0667 | 313.19
BEL-FSNF120US | 166561 | 9 | 133602 | 70 in-lb FS 120V On/Off FireSmk Act | BELIMO AIRCONTROLS (USA), INC | FSNF120 US | 313.19 | 290.76 | Y | 313.19 | 304.0667 | 313.19
BEL-FSNF120US | 173042 | 6 | 133602 | 70 in-lb FS 120V On/Off FireSmk Act | BELIMO AIRCONTROLS (USA), INC | FSNF120 US | 313.19 | 304.0667 | Y | 313.19 | 304.0667 | 313.19
BEL-FSNF120US | 175888 | 7 | 133602 | 70 in-lb FS 120V On/Off FireSmk Act | BELIMO AIRCONTROLS (USA), INC | FSNF120 US | 313.19 | 290.76 | Y | 313.19 | 304.0667 | 313.19
BEL-FSNF120US | 175890 | 4 | 133602 | 70 in-lb FS 120V On/Off FireSmk Act | BELIMO AIRCONTROLS (USA), INC | FSNF120 US | 313.19 | 271.6524 | Y | 313.19 | 304.0667 | 313.19
BEL-FSNF120US | 175891 | 5 | 133602 | 70 in-lb FS 120V On/Off FireSmk Act | BELIMO AIRCONTROLS (USA), INC | FSNF120 US | 313.19 | 252.5449 | Y | 313.19 | 304.0667 | 313.19
BEL-FSNF24SUS | 175888 | 4 | 133602 | 70 in-lb FS 24V On/Off 2xAUX | BELIMO AIRCONTROLS (USA), INC | FSNF24-S US | 334.55 | 326.8075 | Y | 334.55 | 326.8075 | 334.55
BEL-FSNF24SUS | 175890 | 1 | 133602 | 70 in-lb FS 24V On/Off 2xAUX | BELIMO AIRCONTROLS (USA), INC | FSNF24-S US | 334.55 | 307.05 | Y | 334.55 | 326.8075 | 334.55
BEL-FSNF24US | 10510 | 1 | 133602 | 70 in-lb FS 24V On/Off FireSmk Act | BELIMO AIRCONTROLS (USA), INC | FSNF24 US | 281.69 | 238.7794 | Y | 281.69 | 271.475 | 281.69
BEL-FSNF24US | 166553 | 2 | 133602 | 70 in-lb FS 24V On/Off FireSmk Act | BELIMO AIRCONTROLS (USA), INC | FSNF24 US | 281.69 | 213.1352 | N | 281.69 | 271.475 | 281.69
BEL-FSNF24US | 166559 | 2 | 133602 | 70 in-lb FS 24V On/Off FireSmk Act | BELIMO AIRCONTROLS (USA), INC | FSNF24 US | 281.69 | 243.7122 | N | 281.69 | 271.475 | 281.69
BEL-FSNF24US | 166560 | 3 | 133602 | 70 in-lb FS 24V On/Off FireSmk Act | BELIMO AIRCONTROLS (USA), INC | FSNF24 US | 281.69 | 176.5996 | Y | 281.69 | 271.475 | 281.69
BEL-FSNF24US | 166561 | 3 | 133602 | 70 in-lb FS 24V On/Off FireSmk Act | BELIMO AIRCONTROLS (USA), INC | FSNF24 US | 281.69 | 182.3646 | N | 281.69 | 271.475 | 281.69
BEL-FSNF24US | 173042 | 3 | 133602 | 70 in-lb FS 24V On/Off FireSmk Act | BELIMO AIRCONTROLS (USA), INC | FSNF24 US | 281.69 | 258.7233 | Y | 281.69 | 271.475 | 281.69
BEL-FSNF24US | 175888 | 4 | 133602 | 70 in-lb FS 24V On/Off FireSmk Act | BELIMO AIRCONTROLS (USA), INC | FSNF24 US | 281.69 | 271.475 | Y | 281.69 | 271.475 | 281.69
BEL-FSNF24US | 175890 | 2 | 133602 | 70 in-lb FS 24V On/Off FireSmk Act | BELIMO AIRCONTROLS (USA), INC | FSNF24 US | 281.69 | 252.85 | Y | 281.69 | 271.475 | 281.69
BEL-FSNF24US | 175891 | 2 | 133602 | 70 in-lb FS 24V On/Off FireSmk Act | BELIMO AIRCONTROLS (USA), INC | FSNF24 US | 281.69 | 261.66 | Y | 281.69 | 271.475 | 281.69
BEL-FSTF120SUS | 175890 | 1 | 133602 | Fire & Smoke Actuator, 18 in-lb [2 Nm], | BELIMO AIRCONTROLS (USA), INC | FSTF120-S US | 193.84 | 193.84 | Y | 193.84 | 193.84 | 193.84
BEL-FSTF120US | 10008 | 2 | 133602 | 18 in-lb FS 120V On/Off FireSmk Act | BELIMO AIRCONTROLS (USA), INC | FSTF120 US | 158.06 | 141.78 | Y | 158.06 | 158.06 | 158.06
BEL-FSTF120US | 166553 | 5 | 133602 | 18 in-lb FS 120V On/Off FireSmk Act | BELIMO AIRCONTROLS (USA), INC | FSTF120 US | 158.06 | 146.2416 | Y | 158.06 | 158.06 | 158.06
BEL-FSTF120US | 166557 | 2 | 133602 | 18 in-lb FS 120V On/Off FireSmk Act | BELIMO AIRCONTROLS (USA), INC | FSTF120 US | 158.06 | 158.06 | N | 158.06 | 158.06 | 158.06
BEL-FSTF120US | 166559 | 6 | 133602 | 18 in-lb FS 120V On/Off FireSmk Act | BELIMO AIRCONTROLS (USA), INC | FSTF120 US | 158.06 | 154.098 | Y | 158.06 | 158.06 | 158.06
BEL-FSTF120US | 175888 | 2 | 133602 | 18 in-lb FS 120V On/Off FireSmk Act | BELIMO AIRCONTROLS (USA), INC | FSTF120 US | 158.06 | 158.06 | Y | 158.06 | 158.06 | 158.06
BEL-FSTF24US | 10008 | 1 | 133602 | 18 in-lb FS 24V On/Off FireSmk Act | BELIMO AIRCONTROLS (USA), INC | FSTF24 US | 142.85 | 132.7 | N | 142.85 | 132.7 | 142.85
BEL-FSTF24US | 166553 | 10 | 133602 | 18 in-lb FS 24V On/Off FireSmk Act | BELIMO AIRCONTROLS (USA), INC | FSTF24 US | 142.85 | 130.9466 | Y | 142.85 | 132.7 | 142.85
BEL-FSTF24US | 166557 | 8 | 133602 | 18 in-lb FS 24V On/Off FireSmk Act | BELIMO AIRCONTROLS (USA), INC | FSTF24 US | 142.85 | 130.8539 | N | 142.85 | 132.7 | 142.85
BEL-FSTF24US | 166559 | 1 | 133602 | 18 in-lb FS 24V On/Off FireSmk Act | BELIMO AIRCONTROLS (USA), INC | FSTF24 US | 142.85 | 132.7 | Y | 142.85 | 132.7 | 142.85
BEL-G215BJ | 173042 | 0 | 133602 | 1/2" 2W ANSI250 Cv 4.4 Globe Valve | BELIMO AIRCONTROLS (USA), INC | G215B-J | 105.2 | 68.78 | N | 105.2 | 68.78 | 105.2
BEL-G215BJLVB24SR | 10770 | 2 | 133602 | 1/2" 2W Cv 4.4 NFS 24V 2-10 modulating | BELIMO AIRCONTROLS (USA), INC | G215B-J+LVB24-SR | 395.69 | 353.505 | Y | 395.69 | 353.505 | 395.69
BEL-G220BK | 173042 | 0 | 133602 | 3/4" 2W ANSI250 Cv 7.5 Globe Valve | BELIMO AIRCONTROLS (USA), INC | G220B-K | 119.08 | 0 | N | 119.08 | 0 | 119.08
BEL-G220SK | 10008 | 1 | 133602 | 3/4" 2W ANSI250 Cv 7.5 Globe Valve | BELIMO AIRCONTROLS (USA), INC | G220S-K | 307.05 | 210.13 | N | 307.05 | 210.13 | 307.05
BEL-G225BLLF24US | 10008 | 1 | 133602 | 1" 2W ANSI250 Cv 14 FS 24VOn/Off | BELIMO AIRCONTROLS (USA), INC | G225B-L+LF24 US | 543.61 | 504.63 | N | 543.61 | 504.63 | 543.61
BEL-G232BM | 173042 | 0 | 133602 | 1.25" 2W ANSI250 Cv 20 Globe Valve | BELIMO AIRCONTROLS (USA), INC | G232B-M | 202.39 | 0 | N | 202.39 | 0 | 202.39
BEL-G232SMLF24MFTUS | 175890 | 1 | 133602 | 1.25" 2W Cv 20 FS 24V 2-10 Prog | BELIMO AIRCONTROLS (USA), INC | G232S-M+LF24-MFT US | 1016.47 | 872.82 | N | 1016.47 | 872.82 | 1016.47
BEL-G240BN | 173042 | 0 | 133602 | 1.5" 2W ANSI250 Cv 28 | BELIMO AIRCONTROLS (USA), INC | G240B-N | 254.99 | 0 | N | 254.99 | 0 | 254.99
BEL-G240BNLVKB24SR | 166553 | 2 | 133602 | 1.5" 2W Cv 28 FS 24V 2-10 modulating | BELIMO AIRCONTROLS (USA), INC | G240B-N+LVKB24-SR | 623.45 | 564.71 | N | 623.45 | 564.71 | 623.45
BEL-G240BNLVKX24MFT | 175890 | 1 | 133602 | 1.5" 2W ANSI250 Cv 28 FS 24V2-10 Prog | BELIMO AIRCONTROLS (USA), INC | G240B-N+LVKX24-MFT | 649.34 | 602.89 | N | 649.34 | 602.89 | 649.34
BEL-G240SNNFB24SRX1 | 175891 | 0 | 133602 | 1.5" 2W Cv 28 FS 24V 2-10 modulating | BELIMO AIRCONTROLS (USA), INC | G240S-N+NFB24-SR-X1 | 1188.95 | 1104.05 | N | 1188.95 | 1104.05 | 1188.95
BEL-G250BN | 173042 | 0 | 133602 | 2" 2W ANSI250 Cv 40 Globe Valve | BELIMO AIRCONTROLS (USA), INC | G250B-N | 334.55 | 228.82 | N | 334.55 | 271.01 | 334.55
BEL-G250BN | 175891 | 1 | 133602 | 2" 2W ANSI250 Cv 40 Globe Valve | BELIMO AIRCONTROLS (USA), INC | G250B-N | 334.55 | 271.01 | N | 334.55 | 271.01 | 334.55
BEL-G250SNLVKX24MFT | 175891 | 1 | 133602 | 2" 2W ANSI250 Cv 40 FS 24V2-10 Prog | BELIMO AIRCONTROLS (USA), INC | G250S-N+LVKX24-MFT | 1224.73 | 0 | N | 1224.73 | 0 | 1224.73
BEL-G250SVKX24MFT | 175888 | 1 | 133602 | BELIMO 2" 2-WAY GLOBE VALVE | BELIMO AIRCONTROLS (USA), INC | G250+SVKX24-MFT | 521.9844 | 451.76 | N | 521.9844 | 451.76 | 521.9844
BEL-G315BJSVB24SR | 10770 | 1 | 133602 | 1/2" 3W Cv 4.4 NFS 24V 2-10 modulating | BELIMO AIRCONTROLS (USA), INC | G315B-J+SVB24-SR | 425.87 | 365.79 | Y | 425.87 | 365.79 | 425.87
BEL-G325BLSVB24SR | 166561 | 1 | 133602 | 1" 3-way Cv 14 NFS 24V 2-10 modulating | BELIMO AIRCONTROLS (USA), INC | G325B-L+SVB24-SR | 457.91 | 414.65 | N | 457.91 | 414.65 | 457.91
BEL-G325BLSVKB24MFT | 166561 | 1 | 133602 | 1" 3-way ANSI250 Cv 14 FS 24V2-10 Prog | BELIMO AIRCONTROLS (USA), INC | G325B-L+SVKB24-MFT | 589.27 | 397.565 | N | 589.27 | 397.565 | 589.27
BEL-G332BM | 175891 | 1 | 133602 | 1.25" 3-way ANSI250 Cv 20 | BELIMO AIRCONTROLS (USA), INC | G332B-M | 256.85 | 232.56 | N | 256.85 | 232.56 | 256.85
BEL-G332BMNFB24SRX1 | 10008 | 1 | 133602 | 1.25" 3W Cv 20 FS 24V 2-10 modulating | BELIMO AIRCONTROLS (USA), INC | G332B-M+NFB24-SR-X1 | 689.39 | 553.224 | N | 689.39 | 553.224 | 689.39
BEL-G350BNSVX24MFT | 175891 | 1 | 133602 | 2" 3-way ANSI250 Cv 41 NFS 24V2-10 Prog | BELIMO AIRCONTROLS (USA), INC | G350B-N+SVX24-MFT | 739.86 | 559.89 | N | 739.86 | 559.89 | 739.86
BEL-G350BNSVX24SR | 175891 | 1 | 133602 | 2" 3-way Cv 41 NFS 24V 2-10 modulating | BELIMO AIRCONTROLS (USA), INC | G350B-N+SVX24-SR | 715.83 | 574.05 | N | 715.83 | 574.05 | 715.83
BEL-G6100C | 166557 | 1 | 133602 | Belimo Valve Body, 4" 125# FF Flanges | BELIMO AIRCONTROLS (USA), INC | G6100C | 1365.17 | 1399.35 | Y | 1365.17 | 1399.35 | 1399.35
BEL-G665C | 166557 | 1 | 133602 | 2-way CP FGV 125#, | BELIMO AIRCONTROLS (USA), INC | G665C | 921.42 | 944.38 | Y | 921.42 | 944.38 | 944.38
BEL-G665C | 166559 | 3 | 133602 | 2-way CP FGV 125#, | BELIMO AIRCONTROLS (USA), INC | G665C | 921.42 | 944.38 | Y | 921.42 | 944.38 | 944.38
BEL-G665C | 166561 | 1 | 133602 | 2-way CP FGV 125#, | BELIMO AIRCONTROLS (USA), INC | G665C | 921.42 | 873.36 | Y | 921.42 | 944.38 | 944.38
BEL-G665CSAFX24MFTX1 | 175891 | 0 | 133602 | 2.5" 2W Cv 65 FS 24V 2-10 Prog | BELIMO AIRCONTROLS (USA), INC | G665CS+AFX24-MFT-X1 | 1946.7 | 1807.59 | N | 1946.7 | 1807.59 | 1946.7
BEL-G680C | 10008 | 0 | 133602 | 2-way Globe Valve ONLY, Flange DN 80 | BELIMO AIRCONTROLS (USA), INC | G680C | 1048.51 | 1074.67 | N | 1048.51 | 1074.67 | 1074.67
BEL-G680C | 166557 | 1 | 133602 | 2-way Globe Valve ONLY, Flange DN 80 | BELIMO AIRCONTROLS (USA), INC | G680C | 1048.51 | 1074.67 | Y | 1048.51 | 1074.67 | 1074.67
BEL-G680C | 166561 | 2 | 133602 | 2-way Globe Valve ONLY, Flange DN 80 | BELIMO AIRCONTROLS (USA), INC | G680C | 1048.51 | 1074.67 | Y | 1048.51 | 1074.67 | 1074.67
BEL-G680C250EVB243 | 166561 | 2 | 133602 | 3" 2W ANSI250 Cv 90 NFS 24VOn/Off FLT | BELIMO AIRCONTROLS (USA), INC | G680C-250+EVB24-3 | 1414.83 | 1281.6 | N | 1414.83 | 1281.6 | 1414.83
BEL-G680CAFX24MFTX1 | 166560 | 1 | 133602 | 3" 2W Cv 90 FS 24V 2-10 Prog | BELIMO AIRCONTROLS (USA), INC | G680C+AFX24-MFT-X1 | 1572.36 | 1424.45 | N | 1572.36 | 1424.45 | 1572.36
BEL-G7100 | 166557 | 1 | 133602 | 3-Way, Mixing Flanged Globe Valve | BELIMO AIRCONTROLS (USA), INC | G7100-BCS | 1258.64 | 1360.9 | Y | 1258.64 | 1360.9 | 1360.9
BEL-G71002502AFX24MFTX1 | 10770 | 0 | 133602 | 4" 3-way ANSI250 Cv 190 FS 24V2-10 Prog | BELIMO AIRCONTROLS (USA), INC | G7100-250+2*AFX24-MFT-X1 | 2536.77 | 2536.77 | N | 2536.77 | 2536.77 | 2536.77
BEL-G7150 | 166560 | 1 | 133602 | 6" Flanged Globe Valve | BELIMO AIRCONTROLS (USA), INC | G7150-BCS | 1741.11 | 1741.11 | N | 1741.11 | 1741.11 | 1741.11
BEL-G7150D2AFBUPSX1 | 166561 | 0 | 133602 | 6" 3W Cv 248 FS 24-240V On/Off 2 x SPDT | BELIMO AIRCONTROLS (USA), INC | G7150D+2*AFBUP-S-X1 | 5437.72 | 0 | N | 5437.72 | 0 | 5437.72
BEL-G765 | 166557 | 1 | 133602 | 2.5" 3-way globe valve, 68 cv | BELIMO AIRCONTROLS (USA), INC | G765 | 830.37 | 851.2 | Y | 830.37 | 851.2 | 851.2
BEL-G765EVB24MFT | 166561 | 1 | 133602 | 2.5" 3W Cv 68 NFS 24V 2-10 Prog | BELIMO AIRCONTROLS (USA), INC | G765+EVB24-MFT | 1484.79 | 1274.66 | N | 1484.79 | 1274.66 | 1484.79
BEL-G780 | 166557 | 1 | 133602 | 3" VALVE BODY, FLANGED, 85 Cv | BELIMO AIRCONTROLS (USA), INC | G780-BCS | 929.16 | 980.16 | Y | 929.16 | 980.16 | 980.16
BEL-G780 | 166559 | 2 | 133602 | 3" VALVE BODY, FLANGED, 85 Cv | BELIMO AIRCONTROLS (USA), INC | G780-BCS | 929.16 | 966.94 | Y | 929.16 | 980.16 | 980.16
BEL-GKB243 | 166553 | 2 | 133602 | 360 in-lb FS AC 24V On/Off FLT | BELIMO AIRCONTROLS (USA), INC | GKB24-3 | 492.08 | 456.84 | Y | 492.08 | 456.84 | 492.08
BEL-GKB24MFT | 10510 | 4 | 133602 | 360 in-lb FS 24V 2-10V MFT/Prog | BELIMO AIRCONTROLS (USA), INC | GKB24-MFT | 676.31 | 652.145 | Y | 676.31 | 652.145 | 676.31
BEL-GKB24MFT | 173042 | 0 | 133602 | 360 in-lb FS 24V 2-10V MFT/Prog | BELIMO AIRCONTROLS (USA), INC | GKB24-MFT | 676.31 | 603.69 | Y | 676.31 | 652.145 | 676.31
BEL-GKB24MFT | 175888 | 1 | 133602 | 360 in-lb FS 24V 2-10V MFT/Prog | BELIMO AIRCONTROLS (USA), INC | GKB24-MFT | 676.31 | 627.98 | Y | 676.31 | 652.145 | 676.31
BEL-GKB24MFT | 175890 | 1 | 133602 | 360 in-lb FS 24V 2-10V MFT/Prog | BELIMO AIRCONTROLS (USA), INC | GKB24-MFT | 676.31 | 603.69 | N | 676.31 | 652.145 | 676.31
BEL-GKB24MFT | 175891 | 2 | 133602 | 360 in-lb FS 24V 2-10V MFT/Prog | BELIMO AIRCONTROLS (USA), INC | GKB24-MFT | 676.31 | 627.98 | Y | 676.31 | 652.145 | 676.31
BEL-GKB24SR | 10008 | 1 | 133602 | 360 in-lb FS 24V 2-10V Mod | BELIMO AIRCONTROLS (USA), INC | GKB24-SR | 613.3 | 569.51 | Y | 613.3 | 654.355 | 654.355
BEL-GKB24SR | 10770 | 2 | 133602 | 360 in-lb FS 24V 2-10V Mod | BELIMO AIRCONTROLS (USA), INC | GKB24-SR | 613.3 | 654.355 | Y | 613.3 | 654.355 | 654.355
BEL-GKX24MFT | 166561 | 1 | 133602 | 360 in-lb FS 24V 2-10V MFT/Prog | BELIMO AIRCONTROLS (USA), INC | GKX24-MFT | 676.31 | 603.69 | N | 676.31 | 603.69 | 676.31
BEL-GKX24MFT | 175891 | 1 | 133602 | 360 in-lb FS 24V 2-10V MFT/Prog | BELIMO AIRCONTROLS (USA), INC | GKX24-MFT | 676.31 | 603.69 | N | 676.31 | 603.69 | 676.31
BEL-GMB243 | 10510 | 8 | 133602 | 360 in-lb NFS 24V On/Off FLT | BELIMO AIRCONTROLS (USA), INC | GMB24-3 | 217.61 | 202.12 | Y | 217.61 | 217.61 | 217.61
BEL-GMB243 | 166553 | 3 | 133602 | 360 in-lb NFS 24V On/Off FLT | BELIMO AIRCONTROLS (USA), INC | GMB24-3 | 217.61 | 201.4781 | Y | 217.61 | 217.61 | 217.61
BEL-GMB243 | 166557 | 2 | 133602 | 360 in-lb NFS 24V On/Off FLT | BELIMO AIRCONTROLS (USA), INC | GMB24-3 | 217.61 | 196.8678 | Y | 217.61 | 217.61 | 217.61
BEL-GMB243 | 166561 | 2 | 133602 | 360 in-lb NFS 24V On/Off FLT | BELIMO AIRCONTROLS (USA), INC | GMB24-3 | 217.61 | 217.61 | Y | 217.61 | 217.61 | 217.61
BEL-GMB243 | 175891 | 2 | 133602 | 360 in-lb NFS 24V On/Off FLT | BELIMO AIRCONTROLS (USA), INC | GMB24-3 | 217.61 | 202.12 | Y | 217.61 | 217.61 | 217.61
BEL-GMB24MFT | 10008 | 2 | 133602 | 360 in-lb NFS 24V 2-10V MFT/Prog | BELIMO AIRCONTROLS (USA), INC | GMB24-MFT | 321.74 | 295.165 | Y | 321.74 | 321.74 | 321.74
BEL-GMB24MFT | 10770 | 2 | 133602 | 360 in-lb NFS 24V 2-10V MFT/Prog | BELIMO AIRCONTROLS (USA), INC | GMB24-MFT | 321.74 | 279.55 | Y | 321.74 | 321.74 | 321.74
BEL-GMB24MFT | 166553 | 3 | 133602 | 360 in-lb NFS 24V 2-10V MFT/Prog | BELIMO AIRCONTROLS (USA), INC | GMB24-MFT | 321.74 | 298.77 | Y | 321.74 | 321.74 | 321.74
BEL-GMB24MFT | 166557 | 2 | 133602 | 360 in-lb NFS 24V 2-10V MFT/Prog | BELIMO AIRCONTROLS (USA), INC | GMB24-MFT | 321.74 | 321.74 | Y | 321.74 | 321.74 | 321.74
BEL-GMB24MFT | 166561 | 3 | 133602 | 360 in-lb NFS 24V 2-10V MFT/Prog | BELIMO AIRCONTROLS (USA), INC | GMB24-MFT | 321.74 | 298.77 | Y | 321.74 | 321.74 | 321.74
BEL-GMB24MFT | 173042 | 0 | 133602 | 360 in-lb NFS 24V 2-10V MFT/Prog | BELIMO AIRCONTROLS (USA), INC | GMB24-MFT | 321.74 | 291.56 | N | 321.74 | 321.74 | 321.74
BEL-GMB24MFT | 175888 | 2 | 133602 | 360 in-lb NFS 24V 2-10V MFT/Prog | BELIMO AIRCONTROLS (USA), INC | GMB24-MFT | 321.74 | 263.529 | Y | 321.74 | 321.74 | 321.74
BEL-GMB24MFT | 175890 | 3 | 133602 | 360 in-lb NFS 24V 2-10V MFT/Prog | BELIMO AIRCONTROLS (USA), INC | GMB24-MFT | 321.74 | 287.957 | Y | 321.74 | 321.74 | 321.74
BEL-GMB24MFT | 175891 | 2 | 133602 | 360 in-lb NFS 24V 2-10V MFT/Prog | BELIMO AIRCONTROLS (USA), INC | GMB24-MFT | 321.74 | 298.77 | Y | 321.74 | 321.74 | 321.74
BEL-GMB24SR | 10008 | 2 | 133602 | 360 in-lb NFS 24V 2-10V Mod | BELIMO AIRCONTROLS (USA), INC | GMB24-SR | 289.96 | 289.96 | Y | 289.96 | 289.96 | 289.96
BEL-GMB24SR | 10510 | 10 | 133602 | 360 in-lb NFS 24V 2-10V Mod | BELIMO AIRCONTROLS (USA), INC | GMB24-SR | 289.96 | 264.6841 | Y | 289.96 | 289.96 | 289.96
BEL-GMB24SR | 10770 | 2 | 133602 | 360 in-lb NFS 24V 2-10V Mod | BELIMO AIRCONTROLS (USA), INC | GMB24-SR | 289.96 | 251.51 | Y | 289.96 | 289.96 | 289.96
BEL-GMB24SR | 166553 | 3 | 133602 | 360 in-lb NFS 24V 2-10V Mod | BELIMO AIRCONTROLS (USA), INC | GMB24-SR | 289.96 | 280.6929 | Y | 289.96 | 289.96 | 289.96
BEL-GMB24SR | 166557 | 2 | 133602 | 360 in-lb NFS 24V 2-10V Mod | BELIMO AIRCONTROLS (USA), INC | GMB24-SR | 289.96 | 269.14 | Y | 289.96 | 289.96 | 289.96
BEL-GMB24SR | 166559 | 1 | 133602 | 360 in-lb NFS 24V 2-10V Mod | BELIMO AIRCONTROLS (USA), INC | GMB24-SR | 289.96 | 289.96 | Y | 289.96 | 289.96 | 289.96
BEL-GMB24SR | 166561 | 1 | 133602 | 360 in-lb NFS 24V 2-10V Mod | BELIMO AIRCONTROLS (USA), INC | GMB24-SR | 289.96 | 269.14 | Y | 289.96 | 289.96 | 289.96
BEL-GMB24SR | 175883 | 4 | 133602 | 360 in-lb NFS 24V 2-10V Mod | BELIMO AIRCONTROLS (USA), INC | GMB24-SR | 289.96 | 277.468 | Y | 289.96 | 289.96 | 289.96
BEL-GMB24SR | 175888 | 1 | 133602 | 360 in-lb NFS 24V 2-10V Mod | BELIMO AIRCONTROLS (USA), INC | GMB24-SR | 289.96 | 269.14 | Y | 289.96 | 289.96 | 289.96
BEL-GMB24SR | 175890 | 2 | 133602 | 360 in-lb NFS 24V 2-10V Mod | BELIMO AIRCONTROLS (USA), INC | GMB24-SR | 289.96 | 256.99 | Y | 289.96 | 289.96 | 289.96
BEL-GMB24SR | 175891 | 1 | 133602 | 360 in-lb NFS 24V 2-10V Mod | BELIMO AIRCONTROLS (USA), INC | GMB24-SR | 289.96 | 242.4047 | Y | 289.96 | 289.96 | 289.96
BEL-GMX24MFT | 166559 | 3 | 133602 | 360 in-lb NFS 24V 2-10V MFT/Prog | BELIMO AIRCONTROLS (USA), INC | GMX24-MFT | 321.74 | 298.77 | Y | 321.74 | 298.77 | 321.74
BEL-GMX24MFTX1 | 175888 | 2 | 133602 | Valve Act NFS 24V 2-10V MFT/Prog | BELIMO AIRCONTROLS (USA), INC | GMX24-MFT-X1 | 331.35 | 307.58 | Y | 331.35 | 307.58 | 331.35
BEL-GVACPL | 10008 | 1 | 133602 | Coupler Replacement kit for LV LVK SV SV | BELIMO AIRCONTROLS (USA), INC | GVA-CPL | 7.21 | 7.21 | Y | 7.21 | 7.21 | 7.21
BEL-GVACPL | 10510 | 6 | 133602 | Coupler Replacement kit for LV LVK SV SV | BELIMO AIRCONTROLS (USA), INC | GVA-CPL | 7.21 | 6.6001 | Y | 7.21 | 7.21 | 7.21
BEL-GVACPL | 166553 | 12 | 133602 | Coupler Replacement kit for LV LVK SV SV | BELIMO AIRCONTROLS (USA), INC | GVA-CPL | 7.21 | 6.59 | Y | 7.21 | 7.21 | 7.21
BEL-GVACPL | 166559 | 2 | 133602 | Coupler Replacement kit for LV LVK SV SV | BELIMO AIRCONTROLS (USA), INC | GVA-CPL | 7.21 | 6.68 | Y | 7.21 | 7.21 | 7.21
BEL-GVACPL | 166561 | 9 | 133602 | Coupler Replacement kit for LV LVK SV SV | BELIMO AIRCONTROLS (USA), INC | GVA-CPL | 7.21 | 6.5676 | Y | 7.21 | 7.21 | 7.21
BEL-GVACPL | 175883 | 2 | 133602 | Coupler Replacement kit for LV LVK SV SV | BELIMO AIRCONTROLS (USA), INC | GVA-CPL | 7.21 | 6.6572 | Y | 7.21 | 7.21 | 7.21
BEL-GVACPL | 175891 | 3 | 133602 | Coupler Replacement kit for LV LVK SV SV | BELIMO AIRCONTROLS (USA), INC | GVA-CPL | 7.21 | 6.8948 | Y | 7.21 | 7.21 | 7.21
BEL-INDAFB | 10510 | 1 | 133602 | End stop indicatorFor NFA / SFA | BELIMO AIRCONTROLS (USA), INC | IND-AFB | 6.14 | 4.071 | Y | 6.14 | 4.071 | 6.14
BEL-INDLF | 173042 | 2 | 133602 | End stop indicator | BELIMO AIRCONTROLS (USA), INC | IND-LF | 6.14 | 3.47 | N | 6.14 | 3.47 | 6.14
BEL-INDPR01 | 166553 | 2 | 133602 | RetrFt link HD/HDU seriesBFV2W2.5-6" wit | BELIMO AIRCONTROLS (USA), INC | IND-PR01 | 51.8 | 49.93 | Y | 51.8 | 51.8 | 51.8
BEL-INDPR01 | 166559 | 1 | 133602 | RetrFt link HD/HDU seriesBFV2W2.5-6" wit | BELIMO AIRCONTROLS (USA), INC | IND-PR01 | 51.8 | 51.8 | Y | 51.8 | 51.8 | 51.8
BEL-INDPR01 | 166561 | 2 | 133602 | RetrFt link HD/HDU seriesBFV2W2.5-6" wit | BELIMO AIRCONTROLS (USA), INC | IND-PR01 | 51.8 | 46.9367 | Y | 51.8 | 51.8 | 51.8
BEL-INDPR01 | 175883 | 0 | 133602 | RetrFt link HD/HDU seriesBFV2W2.5-6" wit | BELIMO AIRCONTROLS (USA), INC | IND-PR01 | 51.8 | 43.79 | N | 51.8 | 51.8 | 51.8
BEL-INDPR02 | 166553 | 2 | 133602 | RetrFt link HD/HDU seriesBFV2W2.5-6" wit | BELIMO AIRCONTROLS (USA), INC | IND-PR02 | 53.4 | 19.755 | Y | 53.4 | 22.16 | 53.4
BEL-INDPR02 | 166559 | 1 | 133602 | RetrFt link HD/HDU seriesBFV2W2.5-6" wit | BELIMO AIRCONTROLS (USA), INC | IND-PR02 | 53.4 | 18.156 | N | 53.4 | 22.16 | 53.4
BEL-INDPR02 | 166561 | 5 | 133602 | RetrFt link HD/HDU seriesBFV2W2.5-6" wit | BELIMO AIRCONTROLS (USA), INC | IND-PR02 | 53.4 | 22.16 | N | 53.4 | 22.16 | 53.4
BEL-INDPR02 | 175891 | 2 | 133602 | RetrFt link HD/HDU seriesBFV2W2.5-6" wit | BELIMO AIRCONTROLS (USA), INC | IND-PR02 | 53.4 | 17.0639 | N | 53.4 | 22.16 | 53.4
BEL-INDPR03 | 166559 | 0 | 133602 | RetrFt link L seriesBFV2W8-12" with PR P | BELIMO AIRCONTROLS (USA), INC | IND-PR03 | 53.4 | 49.2225 | N | 53.4 | 49.2225 | 53.4
BEL-INDPR03 | 166561 | 1 | 133602 | RetrFt link L seriesBFV2W8-12" with PR P | BELIMO AIRCONTROLS (USA), INC | IND-PR03 | 53.4 | 49.2225 | Y | 53.4 | 49.2225 | 53.4
BEL-INDPR04 | 166553 | 2 | 133602 | RetrFt link L seriesBFV2W8-12" with PR P | BELIMO AIRCONTROLS (USA), INC | IND-PR04 | 53.4 | 22.9625 | Y | 53.4 | 23.23 | 53.4
BEL-INDPR04 | 166559 | 2 | 133602 | RetrFt link L seriesBFV2W8-12" with PR P | BELIMO AIRCONTROLS (USA), INC | IND-PR04 | 53.4 | 23.23 | Y | 53.4 | 23.23 | 53.4
BEL-INDPR04 | 166561 | 3 | 133602 | RetrFt link L seriesBFV2W8-12" with PR P | BELIMO AIRCONTROLS (USA), INC | IND-PR04 | 53.4 | 23.0224 | N | 53.4 | 23.23 | 53.4
BEL-JRBUPMFTT | 166557 | 1 | 133602 | Rotary Actuator, | BELIMO AIRCONTROLS (USA), INC | JRBUP-MFT-T | 797 | 740.12 | Y | 797 | 740.12 | 797
BEL-K2 | 173042 | 4 | 133602 | SHAFT ADAPTER | BELIMO AIRCONTROLS (USA), INC | K2 | 2.67 | 2.67 | N | 2.67 | 2.67 | 2.67
BEL-K41US | 166557 | 2 | 133602 | Jackshaft clamp AF/NF/AM 1" | BELIMO AIRCONTROLS (USA), INC | K4-1 US | 17.09 | 3.74 | N | 17.09 | 10.859 | 17.09
BEL-K41US | 166561 | 1 | 133602 | Jackshaft clamp AF/NF/AM 1" | BELIMO AIRCONTROLS (USA), INC | K4-1 US | 17.09 | 10.859 | N | 17.09 | 10.859 | 17.09
BEL-K42 | 166557 | 3 | 133602 | Mechanical Accessory | BELIMO AIRCONTROLS (USA), INC | K4-2-BCS | 8.01 | 8.01 | N | 8.01 | 8.01 | 8.01
BEL-K42 | 173042 | 1 | 133602 | Mechanical Accessory | BELIMO AIRCONTROLS (USA), INC | K4-2-BCS | 8.01 | 5.61 | N | 8.01 | 8.01 | 8.01
BEL-K4US | 173042 | 1 | 133602 | CLAMP 3/4" SHAFT | BELIMO AIRCONTROLS (USA), INC | K4 US | 5.87 | 5.87 | N | 5.87 | 5.87 | 5.87
BEL-K61 | 10008 | 1 | 133602 | Shaft clamp reversible clamping range 1 | BELIMO AIRCONTROLS (USA), INC | K6-1 | 9.08 | 4.81 | N | 9.08 | 6.9405 | 9.08
BEL-K61 | 10510 | 7 | 133602 | Shaft clamp reversible clamping range 1 | BELIMO AIRCONTROLS (USA), INC | K6-1 | 9.08 | 6.8956 | Y | 9.08 | 6.9405 | 9.08
BEL-K61 | 166559 | 2 | 133602 | Shaft clamp reversible clamping range 1 | BELIMO AIRCONTROLS (USA), INC | K6-1 | 9.08 | 6.9405 | N | 9.08 | 6.9405 | 9.08
BEL-K61 | 175891 | 2 | 133602 | Shaft clamp reversible clamping range 1 | BELIMO AIRCONTROLS (USA), INC | K6-1 | 9.08 | 5.171 | Y | 9.08 | 6.9405 | 9.08
BEL-K6US | 173042 | 3 | 133602 | Standard LF clamp (3/8" to 1/2"). | BELIMO AIRCONTROLS (USA), INC | K6 US | 10.41 | 6.41 | N | 10.41 | 9.61 | 10.41
BEL-K6US | 175883 | 16 | 133602 | Standard LF clamp (3/8" to 1/2"). | BELIMO AIRCONTROLS (USA), INC | K6 US | 10.41 | 9.61 | N | 10.41 | 9.61 | 10.41
BEL-K72 | 10510 | 7 | 133602 | Shaft clamp reversibleFor central MntgFo | BELIMO AIRCONTROLS (USA), INC | K7-2 | 14.42 | 12.3417 | Y | 14.42 | 12.3417 | 14.42
BEL-K72 | 175891 | 2 | 133602 | Shaft clamp reversibleFor central MntgFo | BELIMO AIRCONTROLS (USA), INC | K7-2 | 14.42 | 8.4523 | N | 14.42 | 12.3417 | 14.42
BEL-KAM25 | 166557 | 1 | 133602 | Standard NKQ/AM/NM clamp (1/2" to 1.05") | BELIMO AIRCONTROLS (USA), INC | K-AM25 | 10.95 | 5.87 | N | 10.95 | 5.87 | 10.95
BEL-KG10A | 175883 | 0 | 133602 | Ball joint suitable for damper crank arm | BELIMO AIRCONTROLS (USA), INC | KG10A | 9.88 | 9.88 | N | 9.88 | 9.88 | 9.88
BEL-KG10A | 175891 | 10 | 133602 | Ball joint suitable for damper crank arm | BELIMO AIRCONTROLS (USA), INC | KG10A | 9.88 | 8.7978 | Y | 9.88 | 9.88 | 9.88
BEL-KG6 | 173042 | 4 | 133602 | Ball joint suitable for damper crank arm | BELIMO AIRCONTROLS (USA), INC | KG6 | 5.87 | 5.16 | Y | 5.87 | 5.16 | 5.87
BEL-KG8 | 10510 | 44 | 133602 | Ball joint suitable for damper crank arm | BELIMO AIRCONTROLS (USA), INC | KG8 | 7.48 | 7.2348 | Y | 7.48 | 7.2348 | 7.48
BEL-KG8 | 166557 | 4 | 133602 | Ball joint suitable for damper crank arm | BELIMO AIRCONTROLS (USA), INC | KG8 | 7.48 | 7.21 | Y | 7.48 | 7.2348 | 7.48
BEL-KG8 | 175883 | 1 | 133602 | Ball joint suitable for damper crank arm | BELIMO AIRCONTROLS (USA), INC | KG8 | 7.48 | 6.705 | N | 7.48 | 7.2348 | 7.48
BEL-KH10 | 166557 | 2 | 133602 | Damper crank arm Slot width 8.2 mm clamp | BELIMO AIRCONTROLS (USA), INC | KH10 | 23.76 | 21.36 | N | 23.76 | 22.16 | 23.76
BEL-KH10 | 175883 | 3 | 133602 | Damper crank arm Slot width 8.2 mm clamp | BELIMO AIRCONTROLS (USA), INC | KH10 | 23.76 | 22.16 | N | 23.76 | 22.16 | 23.76
BEL-KH10 | 175891 | 2 | 133602 | Damper crank arm Slot width 8.2 mm clamp | BELIMO AIRCONTROLS (USA), INC | KH10 | 23.76 | 21.76 | Y | 23.76 | 22.16 | 23.76
BEL-KH12 | 10510 | 18 | 133602 | Damper crank arm Slot width 8.2 mmFor 1 | BELIMO AIRCONTROLS (USA), INC | KH12 | 13.35 | 11.8528 | Y | 13.35 | 12.28 | 13.35
BEL-KH12 | 166557 | 4 | 133602 | Damper crank arm Slot width 8.2 mmFor 1 | BELIMO AIRCONTROLS (USA), INC | KH12 | 13.35 | 12.28 | Y | 13.35 | 12.28 | 13.35
BEL-KH12 | 166559 | 2 | 133602 | Damper crank arm Slot width 8.2 mmFor 1 | BELIMO AIRCONTROLS (USA), INC | KH12 | 13.35 | 11.8 | Y | 13.35 | 12.28 | 13.35
BEL-KH12 | 173042 | 2 | 133602 | Damper crank arm Slot width 8.2 mmFor 1 | BELIMO AIRCONTROLS (USA), INC | KH12 | 13.35 | 11.75 | Y | 13.35 | 12.28 | 13.35
BEL-KH12 | 175883 | 0 | 133602 | Damper crank arm Slot width 8.2 mmFor 1 | BELIMO AIRCONTROLS (USA), INC | KH12 | 13.35 | 11.75 | N | 13.35 | 12.28 | 13.35
BEL-KH12 | 175891 | 1 | 133602 | Damper crank arm Slot width 8.2 mmFor 1 | BELIMO AIRCONTROLS (USA), INC | KH12 | 13.35 | 11.75 | Y | 13.35 | 12.28 | 13.35
BEL-KH6 | 10510 | 7 | 133602 | Damper crank arm Slot width 6.2 mm | BELIMO AIRCONTROLS (USA), INC | KH6 | 10.41 | 9.3832 | Y | 10.41 | 9.6825 | 10.41
BEL-KH6 | 166557 | 4 | 133602 | Damper crank arm Slot width 6.2 mm | BELIMO AIRCONTROLS (USA), INC | KH6 | 10.41 | 9.545 | Y | 10.41 | 9.6825 | 10.41
BEL-KH6 | 166559 | 5 | 133602 | Damper crank arm Slot width 6.2 mm | BELIMO AIRCONTROLS (USA), INC | KH6 | 10.41 | 9.6825 | Y | 10.41 | 9.6825 | 10.41
BEL-KH6 | 173042 | 1 | 133602 | Damper crank arm Slot width 6.2 mm | BELIMO AIRCONTROLS (USA), INC | KH6 | 10.41 | 8.814 | N | 10.41 | 9.6825 | 10.41
BEL-KH6 | 175883 | 1 | 133602 | Damper crank arm Slot width 6.2 mm | BELIMO AIRCONTROLS (USA), INC | KH6 | 10.41 | 9.61 | N | 10.41 | 9.6825 | 10.41
BEL-KH6 | 175888 | 1 | 133602 | Damper crank arm Slot width 6.2 mm | BELIMO AIRCONTROLS (USA), INC | KH6 | 10.41 | 9.31 | Y | 10.41 | 9.6825 | 10.41
BEL-KH6 | 175890 | 10 | 133602 | Damper crank arm Slot width 6.2 mm | BELIMO AIRCONTROLS (USA), INC | KH6 | 10.41 | 9.2761 | Y | 10.41 | 9.6825 | 10.41
BEL-KH8 | 10510 | 4 | 133602 | Damper crank arm Slot width 8.2 mm clamp | BELIMO AIRCONTROLS (USA), INC | KH8 | 10.41 | 9.2526 | Y | 10.41 | 9.61 | 10.41
BEL-KH8 | 166559 | 3 | 133602 | Damper crank arm Slot width 8.2 mm clamp | BELIMO AIRCONTROLS (USA), INC | KH8 | 10.41 | 9.08 | Y | 10.41 | 9.61 | 10.41
BEL-KH8 | 166560 | 3 | 133602 | Damper crank arm Slot width 8.2 mm clamp | BELIMO AIRCONTROLS (USA), INC | KH8 | 10.41 | 8.8668 | N | 10.41 | 9.61 | 10.41
BEL-KH8 | 166561 | 1 | 133602 | Damper crank arm Slot width 8.2 mm clamp | BELIMO AIRCONTROLS (USA), INC | KH8 | 10.41 | 8.81 | N | 10.41 | 9.61 | 10.41
BEL-KH8 | 173042 | 2 | 133602 | Damper crank arm Slot width 8.2 mm clamp | BELIMO AIRCONTROLS (USA), INC | KH8 | 10.41 | 5.61 | N | 10.41 | 9.61 | 10.41
BEL-KH8 | 175883 | 3 | 133602 | Damper crank arm Slot width 8.2 mm clamp | BELIMO AIRCONTROLS (USA), INC | KH8 | 10.41 | 9.61 | N | 10.41 | 9.61 | 10.41
BEL-KHAF1US | 10008 | 1 | 133602 | Classic AF/NF crnkarm for Jackshaft to 1 | BELIMO AIRCONTROLS (USA), INC | KH-AF-1 US | 30.97 | 21.627 | N | 30.97 | 25.208 | 30.97
BEL-KHAF1US | 10510 | 5 | 133602 | Classic AF/NF crnkarm for Jackshaft to 1 | BELIMO AIRCONTROLS (USA), INC | KH-AF-1 US | 30.97 | 23.1373 | Y | 30.97 | 25.208 | 30.97
BEL-KHAF1US | 166553 | 1 | 133602 | Classic AF/NF crnkarm for Jackshaft to 1 | BELIMO AIRCONTROLS (USA), INC | KH-AF-1 US | 30.97 | 11.0728 | N | 30.97 | 25.208 | 30.97
BEL-KHAF1US | 166560 | 5 | 133602 | Classic AF/NF crnkarm for Jackshaft to 1 | BELIMO AIRCONTROLS (USA), INC | KH-AF-1 US | 30.97 | 25.208 | Y | 30.97 | 25.208 | 30.97
BEL-KHAF1US | 166561 | 4 | 133602 | Classic AF/NF crnkarm for Jackshaft to 1 | BELIMO AIRCONTROLS (USA), INC | KH-AF-1 US | 30.97 | 20.83 | N | 30.97 | 25.208 | 30.97
BEL-KHAF1US | 173042 | 6 | 133602 | Classic AF/NF crnkarm for Jackshaft to 1 | BELIMO AIRCONTROLS (USA), INC | KH-AF-1 US | 30.97 | 20.49 | N | 30.97 | 25.208 | 30.97
BEL-KHAFB | 10008 | 2 | 133602 | Actuator armFor 3/4" shafts clamping ran | BELIMO AIRCONTROLS (USA), INC | KH-AFB | 13.62 | 11.484 | Y | 13.62 | 13.62 | 13.62
BEL-KHAFB | 10510 | 20 | 133602 | Actuator armFor 3/4" shafts clamping ran | BELIMO AIRCONTROLS (USA), INC | KH-AFB | 13.62 | 12.5357 | Y | 13.62 | 13.62 | 13.62
BEL-KHAFB | 166559 | 4 | 133602 | Actuator armFor 3/4" shafts clamping ran | BELIMO AIRCONTROLS (USA), INC | KH-AFB | 13.62 | 11.962 | Y | 13.62 | 13.62 | 13.62
BEL-KHAFB | 166561 | 1 | 133602 | Actuator armFor 3/4" shafts clamping ran | BELIMO AIRCONTROLS (USA), INC | KH-AFB | 13.62 | 13.62 | Y | 13.62 | 13.62 | 13.62
BEL-KHAFB | 173042 | 2 | 133602 | Actuator armFor 3/4" shafts clamping ran | BELIMO AIRCONTROLS (USA), INC | KH-AFB | 13.62 | 11.48 | Y | 13.62 | 13.62 | 13.62
BEL-KHAFB | 175883 | 5 | 133602 | Actuator armFor 3/4" shafts clamping ran | BELIMO AIRCONTROLS (USA), INC | KH-AFB | 13.62 | 12.55 | Y | 13.62 | 13.62 | 13.62
BEL-KHAFB | 175891 | 6 | 133602 | Actuator armFor 3/4" shafts clamping ran | BELIMO AIRCONTROLS (USA), INC | KH-AFB | 13.62 | 11.5514 | Y | 13.62 | 13.62 | 13.62
BEL-KHAFV | 10510 | 1 | 133602 | V-Bolt shaft mount kit for KH-AFKH-AF-1 | BELIMO AIRCONTROLS (USA), INC | KH-AFV | 9.61 | 8.01 | Y | 9.61 | 8.01 | 9.61
BEL-KHAFV | 166560 | 3 | 133602 | V-Bolt shaft mount kit for KH-AFKH-AF-1 | BELIMO AIRCONTROLS (USA), INC | KH-AFV | 9.61 | 6.94 | Y | 9.61 | 8.01 | 9.61
BEL-KHAFV | 166561 | 3 | 133602 | V-Bolt shaft mount kit for KH-AFKH-AF-1 | BELIMO AIRCONTROLS (USA), INC | KH-AFV | 9.61 | 6.41 | N | 9.61 | 8.01 | 9.61
BEL-KHLF | 10510 | 8 | 133602 | Actuator arm clamping range 8-16 mm Slo | BELIMO AIRCONTROLS (USA), INC | KH-LF | 12.82 | 11.2276 | Y | 12.82 | 11.3837 | 12.82
BEL-KHLF | 166557 | 4 | 133602 | Actuator arm clamping range 8-16 mm Slo | BELIMO AIRCONTROLS (USA), INC | KH-LF | 12.82 | 11.3837 | Y | 12.82 | 11.3837 | 12.82
BEL-KHLF | 166560 | 1 | 133602 | Actuator arm clamping range 8-16 mm Slo | BELIMO AIRCONTROLS (USA), INC | KH-LF | 12.82 | 8.192 | Y | 12.82 | 11.3837 | 12.82
BEL-KHLF | 175891 | 1 | 133602 | Actuator arm clamping range 8-16 mm Slo | BELIMO AIRCONTROLS (USA), INC | KH-LF | 12.82 | 8.789 | Y | 12.82 | 11.3837 | 12.82
BEL-KHLFV | 166557 | 6 | 133602 | V-bolt Kit for KH-LF. | BELIMO AIRCONTROLS (USA), INC | KH-LFV | 6.14 | 3 | N | 6.14 | 3 | 6.14
BEL-KHTF1US | 166561 | 2 | 133602 | TFB(X) crankarm with 1/4" slot. | BELIMO AIRCONTROLS (USA), INC | KH-TF-1 US | 15.49 | 12.2795 | N | 15.49 | 12.2795 | 15.49
BEL-KLM16 | 166561 | 3 | 133602 | Standard LMB(X) clamp (5/8"). | BELIMO AIRCONTROLS (USA), INC | K-LM16 | 7.74 | 5.29 | N | 7.74 | 5.29 | 7.74
BEL-KLM20 | 166559 | 2 | 133602 | LMB(X) clamp (3/4"). | BELIMO AIRCONTROLS (USA), INC | K-LM20 | 7.74 | 5.61 | N | 7.74 | 5.61 | 7.74
BEL-LF120SUS | 10510 | 27 | 133602 | 35 in-lb FS 120V On/Off 1 x SPDT | BELIMO AIRCONTROLS (USA), INC | LF120-S US | 187.97 | 159.3456 | Y | 187.97 | 187.97 | 187.97
BEL-LF120SUS | 166553 | 3 | 133602 | 35 in-lb FS 120V On/Off 1 x SPDT | BELIMO AIRCONTROLS (USA), INC | LF120-S US | 187.97 | 168.691 | Y | 187.97 | 187.97 | 187.97
BEL-LF120SUS | 166559 | 3 | 133602 | 35 in-lb FS 120V On/Off 1 x SPDT | BELIMO AIRCONTROLS (USA), INC | LF120-S US | 187.97 | 187.97 | Y | 187.97 | 187.97 | 187.97
BEL-LF120SUS | 166560 | 1 | 133602 | 35 in-lb FS 120V On/Off 1 x SPDT | BELIMO AIRCONTROLS (USA), INC | LF120-S US | 187.97 | 158.6426 | N | 187.97 | 187.97 | 187.97
BEL-LF120SUS | 173042 | 2 | 133602 | 35 in-lb FS 120V On/Off 1 x SPDT | BELIMO AIRCONTROLS (USA), INC | LF120-S US | 187.97 | 174.62 | Y | 187.97 | 187.97 | 187.97
BEL-LF120SUS | 175888 | 11 | 133602 | 35 in-lb FS 120V On/Off 1 x SPDT | BELIMO AIRCONTROLS (USA), INC | LF120-S US | 187.97 | 174.0989 | Y | 187.97 | 187.97 | 187.97
BEL-LF120SUS | 175890 | 5 | 133602 | 35 in-lb FS 120V On/Off 1 x SPDT | BELIMO AIRCONTROLS (USA), INC | LF120-S US | 187.97 | 173.6464 | Y | 187.97 | 187.97 | 187.97
BEL-LF120SUS | 175891 | 2 | 133602 | 35 in-lb FS 120V On/Off 1 x SPDT | BELIMO AIRCONTROLS (USA), INC | LF120-S US | 187.97 | 187.97 | Y | 187.97 | 187.97 | 187.97
BEL-LF120US | 10008 | 1 | 133602 | 35 in-lb FS AC 120 V On/Off | BELIMO AIRCONTROLS (USA), INC | LF120 US | 162.07 | 154.1933 | Y | 162.07 | 160.1403 | 162.07
BEL-LF120US | 10510 | 22 | 133602 | 35 in-lb FS AC 120 V On/Off | BELIMO AIRCONTROLS (USA), INC | LF120 US | 162.07 | 147.2625 | Y | 162.07 | 160.1403 | 162.07
BEL-LF120US | 166553 | 5 | 133602 | 35 in-lb FS AC 120 V On/Off | BELIMO AIRCONTROLS (USA), INC | LF120 US | 162.07 | 148.4044 | Y | 162.07 | 160.1403 | 162.07
BEL-LF120US | 166557 | 6 | 133602 | 35 in-lb FS AC 120 V On/Off | BELIMO AIRCONTROLS (USA), INC | LF120 US | 162.07 | 149.12 | Y | 162.07 | 160.1403 | 162.07
BEL-LF120US | 166559 | 1 | 133602 | 35 in-lb FS AC 120 V On/Off | BELIMO AIRCONTROLS (USA), INC | LF120 US | 162.07 | 160.1403 | Y | 162.07 | 160.1403 | 162.07
BEL-LF120US | 166560 | 3 | 133602 | 35 in-lb FS AC 120 V On/Off | BELIMO AIRCONTROLS (USA), INC | LF120 US | 162.07 | 144.95 | Y | 162.07 | 160.1403 | 162.07
BEL-LF120US | 166561 | 5 | 133602 | 35 in-lb FS AC 120 V On/Off | BELIMO AIRCONTROLS (USA), INC | LF120 US | 162.07 | 153.3823 | Y | 162.07 | 160.1403 | 162.07
BEL-LF120US | 173042 | 13 | 133602 | 35 in-lb FS AC 120 V On/Off | BELIMO AIRCONTROLS (USA), INC | LF120 US | 162.07 | 156.2791 | Y | 162.07 | 160.1403 | 162.07
BEL-LF120US | 175888 | 5 | 133602 | 35 in-lb FS AC 120 V On/Off | BELIMO AIRCONTROLS (USA), INC | LF120 US | 162.07 | 148.7948 | Y | 162.07 | 160.1403 | 162.07
BEL-LF120US | 175890 | 8 | 133602 | 35 in-lb FS AC 120 V On/Off | BELIMO AIRCONTROLS (USA), INC | LF120 US | 162.07 | 150.4886 | Y | 162.07 | 160.1403 | 162.07
BEL-LF120US | 175891 | 7 | 133602 | 35 in-lb FS AC 120 V On/Off | BELIMO AIRCONTROLS (USA), INC | LF120 US | 162.07 | 156.2812 | Y | 162.07 | 160.1403 | 162.07
BEL-LF230US | 175888 | 1 | 133602 | 35 in-lb FS AC 230 V On/Off | BELIMO AIRCONTROLS (USA), INC | LF230 US | 199.98 | 185.57 | Y | 199.98 | 185.57 | 199.98
BEL-LF230US | 175890 | 1 | 133602 | 35 in-lb FS AC 230 V On/Off | BELIMO AIRCONTROLS (USA), INC | LF230 US | 199.98 | 181.83 | Y | 199.98 | 185.57 | 199.98
BEL-LF243SUS | 10008 | 1 | 133602 | 35 in-lb FS 24V On/Off FLT 1xAUX | BELIMO AIRCONTROLS (USA), INC | LF24-3-S US | 203.99 | 185.57 | Y | 203.99 | 188.3675 | 203.99
BEL-LF243SUS | 10770 | 3 | 133602 | 35 in-lb FS 24V On/Off FLT 1xAUX | BELIMO AIRCONTROLS (USA), INC | LF24-3-S US | 203.99 | 188.3675 | Y | 203.99 | 188.3675 | 203.99
BEL-LF243SUS | 175883 | 1 | 133602 | 35 in-lb FS 24V On/Off FLT 1xAUX | BELIMO AIRCONTROLS (USA), INC | LF24-3-S US | 203.99 | 164.34 | N | 203.99 | 188.3675 | 203.99
BEL-LF243US | 10006 | 3 | 133602 | 35 in-lb FS 24V On/Off FLT | BELIMO AIRCONTROLS (USA), INC | LF24-3 US | 177.82 | 153.7967 | Y | 177.82 | 171.415 | 177.82
BEL-LF243US | 10008 | 7 | 133602 | 35 in-lb FS 24V On/Off FLT | BELIMO AIRCONTROLS (USA), INC | LF24-3 US | 177.82 | 164.949 | Y | 177.82 | 171.415 | 177.82
BEL-LF243US | 10510 | 1 | 133602 | 35 in-lb FS 24V On/Off FLT | BELIMO AIRCONTROLS (USA), INC | LF24-3 US | 177.82 | 165.01 | Y | 177.82 | 171.415 | 177.82
BEL-LF243US | 166553 | 3 | 133602 | 35 in-lb FS 24V On/Off FLT | BELIMO AIRCONTROLS (USA), INC | LF24-3 US | 177.82 | 161.8 | Y | 177.82 | 171.415 | 177.82
BEL-LF243US | 166557 | 2 | 133602 | 35 in-lb FS 24V On/Off FLT | BELIMO AIRCONTROLS (USA), INC | LF24-3 US | 177.82 | 161.8 | Y | 177.82 | 171.415 | 177.82
BEL-LF243US | 166559 | 2 | 133602 | 35 in-lb FS 24V On/Off FLT | BELIMO AIRCONTROLS (USA), INC | LF24-3 US | 177.82 | 165.01 | Y | 177.82 | 171.415 | 177.82
BEL-LF243US | 166560 | 3 | 133602 | 35 in-lb FS 24V On/Off FLT | BELIMO AIRCONTROLS (USA), INC | LF24-3 US | 177.82 | 165.01 | Y | 177.82 | 171.415 | 177.82
BEL-LF243US | 166561 | 5 | 133602 | 35 in-lb FS 24V On/Off FLT | BELIMO AIRCONTROLS (USA), INC | LF24-3 US | 177.82 | 159.8206 | Y | 177.82 | 171.415 | 177.82
BEL-LF243US | 175888 | 6 | 133602 | 35 in-lb FS 24V On/Off FLT | BELIMO AIRCONTROLS (USA), INC | LF24-3 US | 177.82 | 171.415 | Y | 177.82 | 171.415 | 177.82
BEL-LF243US | 175890 | 1 | 133602 | 35 in-lb FS 24V On/Off FLT | BELIMO AIRCONTROLS (USA), INC | LF24-3 US | 177.82 | 161.8 | Y | 177.82 | 171.415 | 177.82
BEL-LF243US | 175891 | 6 | 133602 | 35 in-lb FS 24V On/Off FLT | BELIMO AIRCONTROLS (USA), INC | LF24-3 US | 177.82 | 160.2043 | Y | 177.82 | 171.415 | 177.82
BEL-LF24ECONR03US | 10510 | 1 | 133602 | 35 in-lb FS 24V 3 kOhm NTC Mod | BELIMO AIRCONTROLS (USA), INC | LF24-ECON-R03 US | 227.48 | 211.2 | Y | 227.48 | 211.2 | 227.48
BEL-LF24ECONR10US | 173042 | 2 | 133602 | 35 in-lb FS 24V 10 kOhm NTC Mod | BELIMO AIRCONTROLS (USA), INC | LF24-ECON-R10 US | 227.48 | 178.89 | N | 227.48 | 178.89 | 227.48
BEL-LF24MFTSUS | 175891 | 1 | 133602 | 35 in-lb FS 24V 2-10V 1xAUX MFT/Prog | BELIMO AIRCONTROLS (USA), INC | LF24-MFT-S US | 252.85 | 250.63 | N | 252.85 | 250.63 | 252.85
BEL-LF24MFTUS | 10006 | 2 | 133602 | 35 in-lb FS 24V 2-10V MFT/Prog | BELIMO AIRCONTROLS (USA), INC | LF24-MFT US | 227.48 | 171.9258 | Y | 227.48 | 227.48 | 227.48
BEL-LF24MFTUS | 10008 | 2 | 133602 | 35 in-lb FS 24V 2-10V MFT/Prog | BELIMO AIRCONTROLS (USA), INC | LF24-MFT US | 227.48 | 201.3574 | Y | 227.48 | 227.48 | 227.48
BEL-LF24MFTUS | 10510 | 3 | 133602 | 35 in-lb FS 24V 2-10V MFT/Prog | BELIMO AIRCONTROLS (USA), INC | LF24-MFT US | 227.48 | 227.48 | Y | 227.48 | 227.48 | 227.48
BEL-LF24MFTUS | 166553 | 1 | 133602 | 35 in-lb FS 24V 2-10V MFT/Prog | BELIMO AIRCONTROLS (USA), INC | LF24-MFT US | 227.48 | 211.2 | Y | 227.48 | 227.48 | 227.48
BEL-LF24MFTUS | 166559 | 1 | 133602 | 35 in-lb FS 24V 2-10V MFT/Prog | BELIMO AIRCONTROLS (USA), INC | LF24-MFT US | 227.48 | 181.926 | Y | 227.48 | 227.48 | 227.48
BEL-LF24MFTUS | 173042 | 2 | 133602 | 35 in-lb FS 24V 2-10V MFT/Prog | BELIMO AIRCONTROLS (USA), INC | LF24-MFT US | 227.48 | 210.1325 | Y | 227.48 | 227.48 | 227.48
BEL-LF24MFTUS | 175888 | 4 | 133602 | 35 in-lb FS 24V 2-10V MFT/Prog | BELIMO AIRCONTROLS (USA), INC | LF24-MFT US | 227.48 | 223.41 | Y | 227.48 | 227.48 | 227.48
BEL-LF24MFTUS | 175890 | 3 | 133602 | 35 in-lb FS 24V 2-10V MFT/Prog | BELIMO AIRCONTROLS (USA), INC | LF24-MFT US | 227.48 | 207.8834 | Y | 227.48 | 227.48 | 227.48
BEL-LF24SREUS | 10008 | 0 | 133602 | 35 in-lb FS 24V 2-10V Mod | BELIMO AIRCONTROLS (USA), INC | LF24-SR-E US | 216 | 159.399 | N | 216 | 200.52 | 216
BEL-LF24SREUS | 10510 | 6 | 133602 | 35 in-lb FS 24V 2-10V Mod | BELIMO AIRCONTROLS (USA), INC | LF24-SR-E US | 216 | 200.2517 | Y | 216 | 200.52 | 216
BEL-LF24SREUS | 166553 | 2 | 133602 | 35 in-lb FS 24V 2-10V Mod | BELIMO AIRCONTROLS (USA), INC | LF24-SR-E US | 216 | 200.52 | Y | 216 | 200.52 | 216
BEL-LF24SREUS | 166559 | 3 | 133602 | 35 in-lb FS 24V 2-10V Mod | BELIMO AIRCONTROLS (USA), INC | LF24-SR-E US | 216 | 200.52 | Y | 216 | 200.52 | 216
BEL-LF24SREUS | 175888 | 2 | 133602 | 35 in-lb FS 24V 2-10V Mod | BELIMO AIRCONTROLS (USA), INC | LF24-SR-E US | 216 | 200.0188 | Y | 216 | 200.52 | 216
BEL-LF24SRSUS | 10006 | 4 | 133602 | 35 in-lb FS 24V 2-10V 1xAUX Mod | BELIMO AIRCONTROLS (USA), INC | LF24-SR-S US | 225.62 | 203.5875 | Y | 225.62 | 209.6 | 225.62
BEL-LF24SRSUS | 10510 | 6 | 133602 | 35 in-lb FS 24V 2-10V 1xAUX Mod | BELIMO AIRCONTROLS (USA), INC | LF24-SR-S US | 225.62 | 204.9732 | Y | 225.62 | 209.6 | 225.62
BEL-LF24SRSUS | 166553 | 3 | 133602 | 35 in-lb FS 24V 2-10V 1xAUX Mod | BELIMO AIRCONTROLS (USA), INC | LF24-SR-S US | 225.62 | 209.6 | Y | 225.62 | 209.6 | 225.62
BEL-LF24SRSUS | 173042 | 3 | 133602 | 35 in-lb FS 24V 2-10V 1xAUX Mod | BELIMO AIRCONTROLS (USA), INC | LF24-SR-S US | 225.62 | 192.3333 | Y | 225.62 | 209.6 | 225.62
BEL-LF24SRSUS | 175888 | 2 | 133602 | 35 in-lb FS 24V 2-10V 1xAUX Mod | BELIMO AIRCONTROLS (USA), INC | LF24-SR-S US | 225.62 | 197.58 | Y | 225.62 | 209.6 | 225.62
BEL-LF24SRSUS | 175890 | 3 | 133602 | 35 in-lb FS 24V 2-10V 1xAUX Mod | BELIMO AIRCONTROLS (USA), INC | LF24-SR-S US | 225.62 | 206.9283 | Y | 225.62 | 209.6 | 225.62
BEL-LF24SRSUS | 175891 | 3 | 133602 | 35 in-lb FS 24V 2-10V 1xAUX Mod | BELIMO AIRCONTROLS (USA), INC | LF24-SR-S US | 225.62 | 203.3667 | Y | 225.62 | 209.6 | 225.62
BEL-LF24SRUS | 10008 | 27 | 133602 | 35 in-lb FS 24V 2-10V Mod | BELIMO AIRCONTROLS (USA), INC | LF24-SR US | 199.98 | 177.0792 | Y | 199.98 | 196.8339 | 199.98
BEL-LF24SRUS | 10510 | 49 | 133602 | 35 in-lb FS 24V 2-10V Mod | BELIMO AIRCONTROLS (USA), INC | LF24-SR US | 199.98 | 172.4524 | Y | 199.98 | 196.8339 | 199.98
BEL-LF24SRUS | 10770 | 4 | 133602 | 35 in-lb FS 24V 2-10V Mod | BELIMO AIRCONTROLS (USA), INC | LF24-SR US | 199.98 | 185.57 | Y | 199.98 | 196.8339 | 199.98
BEL-LF24SRUS | 166553 | 21 | 133602 | 35 in-lb FS 24V 2-10V Mod | BELIMO AIRCONTROLS (USA), INC | LF24-SR US | 199.98 | 185.57 | Y | 199.98 | 196.8339 | 199.98
BEL-LF24SRUS | 166557 | 7 | 133602 | 35 in-lb FS 24V 2-10V Mod | BELIMO AIRCONTROLS (USA), INC | LF24-SR US | 199.98 | 184.5536 | Y | 199.98 | 196.8339 | 199.98
BEL-LF24SRUS | 166559 | 18 | 133602 | 35 in-lb FS 24V 2-10V Mod | BELIMO AIRCONTROLS (USA), INC | LF24-SR US | 199.98 | 172.5184 | Y | 199.98 | 196.8339 | 199.98
BEL-LF24SRUS | 166560 | 3 | 133602 | 35 in-lb FS 24V 2-10V Mod | BELIMO AIRCONTROLS (USA), INC | LF24-SR US | 199.98 | 182.6622 | Y | 199.98 | 196.8339 | 199.98
BEL-LF24SRUS | 166561 | 13 | 133602 | 35 in-lb FS 24V 2-10V Mod | BELIMO AIRCONTROLS (USA), INC | LF24-SR US | 199.98 | 184.9397 | Y | 199.98 | 196.8339 | 199.98
BEL-LF24SRUS | 173042 | 16 | 133602 | 35 in-lb FS 24V 2-10V Mod | BELIMO AIRCONTROLS (USA), INC | LF24-SR US | 199.98 | 196.8339 | Y | 199.98 | 196.8339 | 199.98
BEL-LF24SRUS | 175883 | 20 | 133602 | 35 in-lb FS 24V 2-10V Mod | BELIMO AIRCONTROLS (USA), INC | LF24-SR US | 199.98 | 184.4601 | Y | 199.98 | 196.8339 | 199.98
BEL-LF24SRUS | 175888 | 33 | 133602 | 35 in-lb FS 24V 2-10V Mod | BELIMO AIRCONTROLS (USA), INC | LF24-SR US | 199.98 | 172.4925 | Y | 199.98 | 196.8339 | 199.98
BEL-LF24SRUS | 175890 | 6 | 133602 | 35 in-lb FS 24V 2-10V Mod | BELIMO AIRCONTROLS (USA), INC | LF24-SR US | 199.98 | 184.9506 | Y | 199.98 | 196.8339 | 199.98
BEL-LF24SRUS | 175891 | 22 | 133602 | 35 in-lb FS 24V 2-10V Mod | BELIMO AIRCONTROLS (USA), INC | LF24-SR US | 199.98 | 177.2597 | Y | 199.98 | 196.8339 | 199.98
BEL-LF24SUS | 10008 | 7 | 133602 | 35 in-lb FS 24V On/Off 1 x SPDT | BELIMO AIRCONTROLS (USA), INC | LF24-S US | 171.95 | 156.46 | Y | 171.95 | 167.2359 | 171.95
BEL-LF24SUS | 10510 | 30 | 133602 | 35 in-lb FS 24V On/Off 1 x SPDT | BELIMO AIRCONTROLS (USA), INC | LF24-S US | 171.95 | 148.9795 | Y | 171.95 | 167.2359 | 171.95
BEL-LF24SUS | 166553 | 2 | 133602 | 35 in-lb FS 24V On/Off 1 x SPDT | BELIMO AIRCONTROLS (USA), INC | LF24-S US | 171.95 | 156.1039 | N | 171.95 | 167.2359 | 171.95
BEL-LF24SUS | 166559 | 8 | 133602 | 35 in-lb FS 24V On/Off 1 x SPDT | BELIMO AIRCONTROLS (USA), INC | LF24-S US | 171.95 | 157.102 | Y | 171.95 | 167.2359 | 171.95
BEL-LF24SUS | 166561 | 4 | 133602 | 35 in-lb FS 24V On/Off 1 x SPDT | BELIMO AIRCONTROLS (USA), INC | LF24-S US | 171.95 | 158.9363 | Y | 171.95 | 167.2359 | 171.95
BEL-LF24SUS | 173042 | 10 | 133602 | 35 in-lb FS 24V On/Off 1 x SPDT | BELIMO AIRCONTROLS (USA), INC | LF24-S US | 171.95 | 164.8452 | Y | 171.95 | 167.2359 | 171.95
BEL-LF24SUS | 175888 | 40 | 133602 | 35 in-lb FS 24V On/Off 1 x SPDT | BELIMO AIRCONTROLS (USA), INC | LF24-S US | 171.95 | 153.5725 | Y | 171.95 | 167.2359 | 171.95
BEL-LF24SUS | 175890 | 14 | 133602 | 35 in-lb FS 24V On/Off 1 x SPDT | BELIMO AIRCONTROLS (USA), INC | LF24-S US | 171.95 | 167.2359 | Y | 171.95 | 167.2359 | 171.95
BEL-LF24SUS | 175891 | 5 | 133602 | 35 in-lb FS 24V On/Off 1 x SPDT | BELIMO AIRCONTROLS (USA), INC | LF24-S US | 171.95 | 159.67 | Y | 171.95 | 167.2359 | 171.95
BEL-LF24US | 10006 | 2 | 133602 | 35 in-lb FS 24V On/Off | BELIMO AIRCONTROLS (USA), INC | LF24 US | 146.32 | 108.13 | Y | 146.32 | 144.9285 | 146.32
BEL-LF24US | 10008 | 8 | 133602 | 35 in-lb FS 24V On/Off | BELIMO AIRCONTROLS (USA), INC | LF24 US | 146.32 | 134.8029 | Y | 146.32 | 144.9285 | 146.32
BEL-LF24US | 10510 | 34 | 133602 | 35 in-lb FS 24V On/Off | BELIMO AIRCONTROLS (USA), INC | LF24 US | 146.32 | 136.6632 | Y | 146.32 | 144.9285 | 146.32
BEL-LF24US | 10770 | 3 | 133602 | 35 in-lb FS 24V On/Off | BELIMO AIRCONTROLS (USA), INC | LF24 US | 146.32 | 119.1888 | Y | 146.32 | 144.9285 | 146.32
BEL-LF24US | 166553 | 6 | 133602 | 35 in-lb FS 24V On/Off | BELIMO AIRCONTROLS (USA), INC | LF24 US | 146.32 | 132.0685 | Y | 146.32 | 144.9285 | 146.32
BEL-LF24US | 166557 | 8 | 133602 | 35 in-lb FS 24V On/Off | BELIMO AIRCONTROLS (USA), INC | LF24 US | 146.32 | 144.9285 | Y | 146.32 | 144.9285 | 146.32
BEL-LF24US | 166559 | 30 | 133602 | 35 in-lb FS 24V On/Off | BELIMO AIRCONTROLS (USA), INC | LF24 US | 146.32 | 127.2861 | Y | 146.32 | 144.9285 | 146.32
BEL-LF24US | 166560 | 3 | 133602 | 35 in-lb FS 24V On/Off | BELIMO AIRCONTROLS (USA), INC | LF24 US | 146.32 | 124.9223 | Y | 146.32 | 144.9285 | 146.32
BEL-LF24US | 166561 | 10 | 133602 | 35 in-lb FS 24V On/Off | BELIMO AIRCONTROLS (USA), INC | LF24 US | 146.32 | 137.7631 | Y | 146.32 | 144.9285 | 146.32
BEL-LF24US | 173042 | 12 | 133602 | 35 in-lb FS 24V On/Off | BELIMO AIRCONTROLS (USA), INC | LF24 US | 146.32 | 135.3183 | Y | 146.32 | 144.9285 | 146.32
BEL-LF24US | 175883 | 9 | 133602 | 35 in-lb FS 24V On/Off | BELIMO AIRCONTROLS (USA), INC | LF24 US | 146.32 | 135.5872 | Y | 146.32 | 144.9285 | 146.32
BEL-LF24US | 175888 | 16 | 133602 | 35 in-lb FS 24V On/Off | BELIMO AIRCONTROLS (USA), INC | LF24 US | 146.32 | 126.3278 | Y | 146.32 | 144.9285 | 146.32
BEL-LF24US | 175890 | 29 | 133602 | 35 in-lb FS 24V On/Off | BELIMO AIRCONTROLS (USA), INC | LF24 US | 146.32 | 127.8896 | Y | 146.32 | 144.9285 | 146.32
BEL-LF24US | 175891 | 5 | 133602 | 35 in-lb FS 24V On/Off | BELIMO AIRCONTROLS (USA), INC | LF24 US | 146.32 | 135.5514 | Y | 146.32 | 144.9285 | 146.32
BEL-LFC243US | 175888 | 2 | 133602 | 35 in-lb FS 24V On/Off FLT | BELIMO AIRCONTROLS (USA), INC | LFC24-3 US | 157.26 | 146.05 | Y | 157.26 | 146.05 | 157.26
BEL-LFP | 166560 | 3 | 133602 | Anti-rotation BRKT LF. | BELIMO AIRCONTROLS (USA), INC | LF-P | 5.07 | 3.74 | N | 5.07 | 4.81 | 5.07
BEL-LFP | 166561 | 8 | 133602 | Anti-rotation BRKT LF. | BELIMO AIRCONTROLS (USA), INC | LF-P | 5.07 | 3.74 | N | 5.07 | 4.81 | 5.07
BEL-LFP | 175883 | 12 | 133602 | Anti-rotation BRKT LF. | BELIMO AIRCONTROLS (USA), INC | LF-P | 5.07 | 4.81 | N | 5.07 | 4.81 | 5.07
BEL-LHB243T100 | 10008 | 16 | 133602 | 35 lbf [150 N] NFS 24V On/Off FLT | BELIMO AIRCONTROLS (USA), INC | LHB24-3-T-100 | 117.48 | 83.9616 | N | 117.48 | 83.9616 | 117.48
BEL-LHB243T100 | 166559 | 2 | 133602 | 35 lbf [150 N] NFS 24V On/Off FLT | BELIMO AIRCONTROLS (USA), INC | LHB24-3-T-100 | 117.48 | 83.9616 | N | 117.48 | 83.9616 | 117.48
BEL-LHB24SR100 | 166559 | 0 | 133602 | 35 lbf [150 N] NFS 24V 2-10V Mod | BELIMO AIRCONTROLS (USA), INC | LHB24-SR-100 | 177.56 | 164.7192 | N | 177.56 | 164.7192 | 177.56
BEL-LHX24SR200 | 166557 | 1 | 133602 | 35 lbf [150 N] NFS 24V 2-10V Mod | BELIMO AIRCONTROLS (USA), INC | LHX24-SR-200 | 190.37 | 130.4295 | N | 190.37 | 130.4295 | 190.37
BEL-LM24AMOD | 166561 | 8 | 133602 | 45 in-lb 24V BACnet MS/TP Modbus RTU | BELIMO AIRCONTROLS (USA), INC | LM24A-MOD | 175.95 | 163.4 | N | 175.95 | 163.4 | 175.95
BEL-LMB243 | 10006 | 7 | 133602 | 45 in-lb [5 Nm] NFS 24V On/Off FLT | BELIMO AIRCONTROLS (USA), INC | LMB24-3 | 74.76 | 65.95 | Y | 74.76 | 74.226 | 74.76
BEL-LMB243 | 10008 | 11 | 133602 | 45 in-lb [5 Nm] NFS 24V On/Off FLT | BELIMO AIRCONTROLS (USA), INC | LMB24-3 | 74.76 | 69.3376 | Y | 74.76 | 74.226 | 74.76
BEL-LMB243 | 10510 | 16 | 133602 | 45 in-lb [5 Nm] NFS 24V On/Off FLT | BELIMO AIRCONTROLS (USA), INC | LMB24-3 | 74.76 | 64.0693 | Y | 74.76 | 74.226 | 74.76
BEL-LMB243 | 166557 | 11 | 133602 | 45 in-lb [5 Nm] NFS 24V On/Off FLT | BELIMO AIRCONTROLS (USA), INC | LMB24-3 | 74.76 | 69.42 | Y | 74.76 | 74.226 | 74.76
BEL-LMB243 | 166559 | 4 | 133602 | 45 in-lb [5 Nm] NFS 24V On/Off FLT | BELIMO AIRCONTROLS (USA), INC | LMB24-3 | 74.76 | 67.9748 | Y | 74.76 | 74.226 | 74.76
BEL-LMB243 | 166560 | 6 | 133602 | 45 in-lb [5 Nm] NFS 24V On/Off FLT | BELIMO AIRCONTROLS (USA), INC | LMB24-3 | 74.76 | 68.4718 | Y | 74.76 | 74.226 | 74.76
BEL-LMB243 | 166561 | 5 | 133602 | 45 in-lb [5 Nm] NFS 24V On/Off FLT | BELIMO AIRCONTROLS (USA), INC | LMB24-3 | 74.76 | 69.42 | Y | 74.76 | 74.226 | 74.76
BEL-LMB243 | 173042 | 13 | 133602 | 45 in-lb [5 Nm] NFS 24V On/Off FLT | BELIMO AIRCONTROLS (USA), INC | LMB24-3 | 74.76 | 69.3565 | Y | 74.76 | 74.226 | 74.76
BEL-LMB243 | 175883 | 8 | 133602 | 45 in-lb [5 Nm] NFS 24V On/Off FLT | BELIMO AIRCONTROLS (USA), INC | LMB24-3 | 74.76 | 74.226 | Y | 74.76 | 74.226 | 74.76
BEL-LMB243 | 175888 | 7 | 133602 | 45 in-lb [5 Nm] NFS 24V On/Off FLT | BELIMO AIRCONTROLS (USA), INC | LMB24-3 | 74.76 | 64.7334 | Y | 74.76 | 74.226 | 74.76
BEL-LMB243 | 175890 | 2 | 133602 | 45 in-lb [5 Nm] NFS 24V On/Off FLT | BELIMO AIRCONTROLS (USA), INC | LMB24-3 | 74.76 | 68.35 | Y | 74.76 | 74.226 | 74.76
BEL-LMB243 | 175891 | 6 | 133602 | 45 in-lb [5 Nm] NFS 24V On/Off FLT | BELIMO AIRCONTROLS (USA), INC | LMB24-3 | 74.76 | 71.639 | Y | 74.76 | 74.226 | 74.76
BEL-LMB243P5T | 166553 | 2 | 133602 | 45 in-lb [5 Nm] NFS 24V On/Off FLT | BELIMO AIRCONTROLS (USA), INC | LMB24-3-P5-T | 111.87 | 107.865 | Y | 111.87 | 107.865 | 111.87
BEL-LMB243P5T | 166561 | 1 | 133602 | 45 in-lb [5 Nm] NFS 24V On/Off FLT | BELIMO AIRCONTROLS (USA), INC | LMB24-3-P5-T | 111.87 | 96.3879 | N | 111.87 | 107.865 | 111.87
BEL-LMB243S | 173042 | 8 | 133602 | 45 in-lb [5 Nm] NFS 24V On/Off FLT 1xAUX | BELIMO AIRCONTROLS (USA), INC | LMB24-3-S | 111.87 | 103.7 | Y | 111.87 | 103.7 | 111.87
BEL-LMB243S | 175888 | 2 | 133602 | 45 in-lb [5 Nm] NFS 24V On/Off FLT 1xAUX | BELIMO AIRCONTROLS (USA), INC | LMB24-3-S | 111.87 | 101.325 | Y | 111.87 | 103.7 | 111.87
BEL-LMB243T | 10006 | 22 | 133602 | 45 in-lb [5 Nm] NFS 24V On/Off FLT | BELIMO AIRCONTROLS (USA), INC | LMB24-3-T | 64.08 | 42.9951 | Y | 64.08 | 52.6 | 64.08
BEL-LMB243T | 10008 | 82 | 133602 | 45 in-lb [5 Nm] NFS 24V On/Off FLT | BELIMO AIRCONTROLS (USA), INC | LMB24-3-T | 64.08 | 49.8988 | Y | 64.08 | 52.6 | 64.08
BEL-LMB243T | 10510 | 88 | 133602 | 45 in-lb [5 Nm] NFS 24V On/Off FLT | BELIMO AIRCONTROLS (USA), INC | LMB24-3-T | 64.08 | 46.9518 | Y | 64.08 | 52.6 | 64.08
BEL-LMB243T | 10770 | 12 | 133602 | 45 in-lb [5 Nm] NFS 24V On/Off FLT | BELIMO AIRCONTROLS (USA), INC | LMB24-3-T | 64.08 | 52.6 | Y | 64.08 | 52.6 | 64.08
BEL-LMB243T | 166553 | 32 | 133602 | 45 in-lb [5 Nm] NFS 24V On/Off FLT | BELIMO AIRCONTROLS (USA), INC | LMB24-3-T | 64.08 | 44.8949 | Y | 64.08 | 52.6 | 64.08
BEL-LMB243T | 166557 | 63 | 133602 | 45 in-lb [5 Nm] NFS 24V On/Off FLT | BELIMO AIRCONTROLS (USA), INC | LMB24-3-T | 64.08 | 49.5948 | Y | 64.08 | 52.6 | 64.08
BEL-LMB243T | 166559 | 32 | 133602 | 45 in-lb [5 Nm] NFS 24V On/Off FLT | BELIMO AIRCONTROLS (USA), INC | LMB24-3-T | 64.08 | 48.4006 | Y | 64.08 | 52.6 | 64.08
BEL-LMB243T | 166561 | 26 | 133602 | 45 in-lb [5 Nm] NFS 24V On/Off FLT | BELIMO AIRCONTROLS (USA), INC | LMB24-3-T | 64.08 | 45.3676 | Y | 64.08 | 52.6 | 64.08
BEL-LMB243T | 173042 | 2 | 133602 | 45 in-lb [5 Nm] NFS 24V On/Off FLT | BELIMO AIRCONTROLS (USA), INC | LMB24-3-T | 64.08 | 52.6 | Y | 64.08 | 52.6 | 64.08
BEL-LMB243T | 175883 | 8 | 133602 | 45 in-lb [5 Nm] NFS 24V On/Off FLT | BELIMO AIRCONTROLS (USA), INC | LMB24-3-T | 64.08 | 52.6 | Y | 64.08 | 52.6 | 64.08
BEL-LMB243T | 175888 | 5 | 133602 | 45 in-lb [5 Nm] NFS 24V On/Off FLT | BELIMO AIRCONTROLS (USA), INC | LMB24-3-T | 64.08 | 43.0397 | Y | 64.08 | 52.6 | 64.08
BEL-LMB243T | 175890 | 2 | 133602 | 45 in-lb [5 Nm] NFS 24V On/Off FLT | BELIMO AIRCONTROLS (USA), INC | LMB24-3-T | 64.08 | 52.6 | Y | 64.08 | 52.6 | 64.08
BEL-LMB243T | 175891 | 30 | 133602 | 45 in-lb [5 Nm] NFS 24V On/Off FLT | BELIMO AIRCONTROLS (USA), INC | LMB24-3-T | 64.08 | 52.1638 | Y | 64.08 | 52.6 | 64.08
BEL-LMB24HM | 10510 | 9 | 133602 | 45 in-lb [5 Nm] NFS 24V On/Off | BELIMO AIRCONTROLS (USA), INC | LMB24-HM | 100.93 | 93.385 | Y | 100.93 | 93.586 | 100.93
BEL-LMB24HM | 166561 | 3 | 133602 | 45 in-lb [5 Nm] NFS 24V On/Off | BELIMO AIRCONTROLS (USA), INC | LMB24-HM | 100.93 | 93.586 | Y | 100.93 | 93.586 | 100.93
BEL-LMB24MFT | 166553 | 10 | 133602 | 45 in-lb [5 Nm] NFS 24V 2-10V MFT/Prog | BELIMO AIRCONTROLS (USA), INC | LMB24-MFT | 157.8 | 146.4096 | Y | 157.8 | 146.58 | 157.8
BEL-LMB24MFT | 166557 | 3 | 133602 | 45 in-lb [5 Nm] NFS 24V 2-10V MFT/Prog | BELIMO AIRCONTROLS (USA), INC | LMB24-MFT | 157.8 | 142.845 | Y | 157.8 | 146.58 | 157.8
BEL-LMB24MFT | 173042 | 1 | 133602 | 45 in-lb [5 Nm] NFS 24V 2-10V MFT/Prog | BELIMO AIRCONTROLS (USA), INC | LMB24-MFT | 157.8 | 146.58 | Y | 157.8 | 146.58 | 157.8
BEL-LMB24MFT | 175888 | 2 | 133602 | 45 in-lb [5 Nm] NFS 24V 2-10V MFT/Prog | BELIMO AIRCONTROLS (USA), INC | LMB24-MFT | 157.8 | 146.58 | Y | 157.8 | 146.58 | 157.8
BEL-LMB24SR | 10006 | 4 | 133602 | 45 in-lb [5 Nm] NFS 24V 2-10V Mod | BELIMO AIRCONTROLS (USA), INC | LMB24-SR | 119.62 | 106.4406 | Y | 119.62 | 119.62 | 119.62
BEL-LMB24SR | 10008 | 24 | 133602 | 45 in-lb [5 Nm] NFS 24V 2-10V Mod | BELIMO AIRCONTROLS (USA), INC | LMB24-SR | 119.62 | 109.705 | Y | 119.62 | 119.62 | 119.62
BEL-LMB24SR | 10510 | 17 | 133602 | 45 in-lb [5 Nm] NFS 24V 2-10V Mod | BELIMO AIRCONTROLS (USA), INC | LMB24-SR | 119.62 | 102.3375 | Y | 119.62 | 119.62 | 119.62
BEL-LMB24SR | 10770 | 11 | 133602 | 45 in-lb [5 Nm] NFS 24V 2-10V Mod | BELIMO AIRCONTROLS (USA), INC | LMB24-SR | 119.62 | 110.1811 | Y | 119.62 | 119.62 | 119.62
BEL-LMB24SR | 166553 | 10 | 133602 | 45 in-lb [5 Nm] NFS 24V 2-10V Mod | BELIMO AIRCONTROLS (USA), INC | LMB24-SR | 119.62 | 103.5704 | Y | 119.62 | 119.62 | 119.62
BEL-LMB24SR | 166557 | 1 | 133602 | 45 in-lb [5 Nm] NFS 24V 2-10V Mod | BELIMO AIRCONTROLS (USA), INC | LMB24-SR | 119.62 | 111.07 | Y | 119.62 | 119.62 | 119.62
BEL-LMB24SR | 166559 | 5 | 133602 | 45 in-lb [5 Nm] NFS 24V 2-10V Mod | BELIMO AIRCONTROLS (USA), INC | LMB24-SR | 119.62 | 109.6531 | Y | 119.62 | 119.62 | 119.62
BEL-LMB24SR | 166560 | 8 | 133602 | 45 in-lb [5 Nm] NFS 24V 2-10V Mod | BELIMO AIRCONTROLS (USA), INC | LMB24-SR | 119.62 | 110.3911 | Y | 119.62 | 119.62 | 119.62
BEL-LMB24SR | 166561 | 4 | 133602 | 45 in-lb [5 Nm] NFS 24V 2-10V Mod | BELIMO AIRCONTROLS (USA), INC | LMB24-SR | 119.62 | 117.4825 | Y | 119.62 | 119.62 | 119.62
BEL-LMB24SR | 173042 | 2 | 133602 | 45 in-lb [5 Nm] NFS 24V 2-10V Mod | BELIMO AIRCONTROLS (USA), INC | LMB24-SR | 119.62 | 109.47 | Y | 119.62 | 119.62 | 119.62
BEL-LMB24SR | 175883 | 10 | 133602 | 45 in-lb [5 Nm] NFS 24V 2-10V Mod | BELIMO AIRCONTROLS (USA), INC | LMB24-SR | 119.62 | 119.62 | Y | 119.62 | 119.62 | 119.62
BEL-LMB24SR | 175888 | 10 | 133602 | 45 in-lb [5 Nm] NFS 24V 2-10V Mod | BELIMO AIRCONTROLS (USA), INC | LMB24-SR | 119.62 | 111.07 | Y | 119.62 | 119.62 | 119.62
BEL-LMB24SR | 175890 | 9 | 133602 | 45 in-lb [5 Nm] NFS 24V 2-10V Mod | BELIMO AIRCONTROLS (USA), INC | LMB24-SR | 119.62 | 110.1453 | Y | 119.62 | 119.62 | 119.62
BEL-LMB24SR | 175891 | 2 | 133602 | 45 in-lb [5 Nm] NFS 24V 2-10V Mod | BELIMO AIRCONTROLS (USA), INC | LMB24-SR | 119.62 | 113.6132 | Y | 119.62 | 119.62 | 119.62
BEL-LMB24SRT | 10008 | 21 | 133602 | 45 in-lb [5 Nm] NFS 24V 2-10V terminals | BELIMO AIRCONTROLS (USA), INC | LMB24-SR-T | 107.33 | 98.8928 | Y | 107.33 | 107.33 | 107.33
BEL-LMB24SRT | 166553 | 16 | 133602 | 45 in-lb [5 Nm] NFS 24V 2-10V terminals | BELIMO AIRCONTROLS (USA), INC | LMB24-SR-T | 107.33 | 92.405 | Y | 107.33 | 107.33 | 107.33
BEL-LMB24SRT | 166557 | 3 | 133602 | 45 in-lb [5 Nm] NFS 24V 2-10V terminals | BELIMO AIRCONTROLS (USA), INC | LMB24-SR-T | 107.33 | 95.6635 | Y | 107.33 | 107.33 | 107.33
BEL-LMB24SRT | 166559 | 55 | 133602 | 45 in-lb [5 Nm] NFS 24V 2-10V terminals | BELIMO AIRCONTROLS (USA), INC | LMB24-SR-T | 107.33 | 93.1279 | Y | 107.33 | 107.33 | 107.33
BEL-LMB24SRT | 166561 | 9 | 133602 | 45 in-lb [5 Nm] NFS 24V 2-10V terminals | BELIMO AIRCONTROLS (USA), INC | LMB24-SR-T | 107.33 | 91.9262 | Y | 107.33 | 107.33 | 107.33
BEL-LMB24SRT | 175883 | 2 | 133602 | 45 in-lb [5 Nm] NFS 24V 2-10V terminals | BELIMO AIRCONTROLS (USA), INC | LMB24-SR-T | 107.33 | 107.33 | Y | 107.33 | 107.33 | 107.33
BEL-LMCB24SR | 10510 | 11 | 133602 | 45 in-lb [5 Nm] NFS 24V 2-10V Mod | BELIMO AIRCONTROLS (USA), INC | LMCB24-SR | 141.51 | 129.0843 | Y | 141.51 | 129.0843 | 141.51
BEL-LMCB24SRT | 10510 | 87 | 133602 | 45 in-lb [5 Nm] NFS 24V 2-10V terminals | BELIMO AIRCONTROLS (USA), INC | LMCB24-SR-T | 131.9 | 119.8609 | Y | 131.9 | 119.8609 | 131.9
BEL-LMQB24MFT | 175888 | 2 | 133602 | 35 in-lb NFS 24V 2-10V MFT/Prog | BELIMO AIRCONTROLS (USA), INC | LMQB24-MFT | 212.53 | 197.31 | Y | 212.53 | 197.31 | 212.53
BEL-LMQX24MFT | 175891 | 6 | 133602 | 35 in-lb NFS 24V 2-10V MFT/Prog | BELIMO AIRCONTROLS (USA), INC | LMQX24-MFT | 212.27 | 197.05 | Y | 212.27 | 197.05 | 212.27
BEL-LMX24MFT | 166559 | 1 | 133602 | 45 in-lb [5 Nm] NFS 24V 2-10V MFT/Prog | BELIMO AIRCONTROLS (USA), INC | LMX24-MFT | 157.8 | 136.617 | Y | 157.8 | 136.617 | 157.8
BEL-LMX24SR | 10770 | 4 | 133602 | 45 in-lb [5 Nm] NFS 24V 2-10V Mod | BELIMO AIRCONTROLS (USA), INC | LMX24-SR | 119.62 | 109.67 | Y | 119.62 | 109.67 | 119.62
BEL-LMX24SRT | 10770 | 4 | 133602 | 45 in-lb [5 Nm] NFS 24V 2-10V terminals | BELIMO AIRCONTROLS (USA), INC | LMX24-SR-T | 108.4 | 98.925 | Y | 108.4 | 98.925 | 108.4
BEL-LMX24SRT | 166561 | 1 | 133602 | 45 in-lb [5 Nm] NFS 24V 2-10V terminals | BELIMO AIRCONTROLS (USA), INC | LMX24-SR-T | 108.4 | 95.32 | N | 108.4 | 98.925 | 108.4
BEL-LRB1203 | 166561 | 1 | 133602 | Valve Act NFS100-240V On/Off FLT | BELIMO AIRCONTROLS (USA), INC | LRB120-3 | 112.94 | 124.19 | N | 112.94 | 124.19 | 124.19
BEL-LRB243 | 10006 | 10 | 133602 | Valve Act Non fail-safe 24V On/Off FLT | BELIMO AIRCONTROLS (USA), INC | LRB24-3 | 90.25 | 79.57 | Y | 90.25 | 90.25 | 90.25
BEL-LRB243 | 10008 | 8 | 133602 | Valve Act Non fail-safe 24V On/Off FLT | BELIMO AIRCONTROLS (USA), INC | LRB24-3 | 90.25 | 89.2871 | Y | 90.25 | 90.25 | 90.25
BEL-LRB243 | 10510 | 46 | 133602 | Valve Act Non fail-safe 24V On/Off FLT | BELIMO AIRCONTROLS (USA), INC | LRB24-3 | 90.25 | 78.7774 | Y | 90.25 | 90.25 | 90.25
BEL-LRB243 | 10770 | 4 | 133602 | Valve Act Non fail-safe 24V On/Off FLT | BELIMO AIRCONTROLS (USA), INC | LRB24-3 | 90.25 | 79.57 | Y | 90.25 | 90.25 | 90.25
BEL-LRB243 | 166553 | 3 | 133602 | Valve Act Non fail-safe 24V On/Off FLT | BELIMO AIRCONTROLS (USA), INC | LRB24-3 | 90.25 | 82.9834 | Y | 90.25 | 90.25 | 90.25
BEL-LRB243 | 166557 | 3 | 133602 | Valve Act Non fail-safe 24V On/Off FLT | BELIMO AIRCONTROLS (USA), INC | LRB24-3 | 90.25 | 82.9641 | Y | 90.25 | 90.25 | 90.25
BEL-LRB243 | 166559 | 23 | 133602 | Valve Act Non fail-safe 24V On/Off FLT | BELIMO AIRCONTROLS (USA), INC | LRB24-3 | 90.25 | 79.136 | Y | 90.25 | 90.25 | 90.25
BEL-LRB243 | 166560 | 3 | 133602 | Valve Act Non fail-safe 24V On/Off FLT | BELIMO AIRCONTROLS (USA), INC | LRB24-3 | 90.25 | 82.4167 | Y | 90.25 | 90.25 | 90.25
BEL-LRB243 | 166561 | 7 | 133602 | Valve Act Non fail-safe 24V On/Off FLT | BELIMO AIRCONTROLS (USA), INC | LRB24-3 | 90.25 | 88.4186 | Y | 90.25 | 90.25 | 90.25
BEL-LRB243 | 173042 | 5 | 133602 | Valve Act Non fail-safe 24V On/Off FLT | BELIMO AIRCONTROLS (USA), INC | LRB24-3 | 90.25 | 89.3343 | Y | 90.25 | 90.25 | 90.25
BEL-LRB243 | 175883 | 11 | 133602 | Valve Act Non fail-safe 24V On/Off FLT | BELIMO AIRCONTROLS (USA), INC | LRB24-3 | 90.25 | 86.8725 | Y | 90.25 | 90.25 | 90.25
BEL-LRB243 | 175888 | 4 | 133602 | Valve Act Non fail-safe 24V On/Off FLT | BELIMO AIRCONTROLS (USA), INC | LRB24-3 | 90.25 | 89.4056 | Y | 90.25 | 90.25 | 90.25
BEL-LRB243 | 175890 | 1 | 133602 | Valve Act Non fail-safe 24V On/Off FLT | BELIMO AIRCONTROLS (USA), INC | LRB24-3 | 90.25 | 90.25 | Y | 90.25 | 90.25 | 90.25
BEL-LRB243 | 175891 | 2 | 133602 | Valve Act Non fail-safe 24V On/Off FLT | BELIMO AIRCONTROLS (USA), INC | LRB24-3 | 90.25 | 83.7332 | Y | 90.25 | 90.25 | 90.25
BEL-LRB243T | 10006 | 3 | 133602 | Valve Act NFS 24V On/Off FLT terminals | BELIMO AIRCONTROLS (USA), INC | LRB24-3-T | 85.17 | 78.6733 | Y | 85.17 | 79.03 | 85.17
BEL-LRB243T | 10008 | 3 | 133602 | Valve Act NFS 24V On/Off FLT terminals | BELIMO AIRCONTROLS (USA), INC | LRB24-3-T | 85.17 | 79.03 | Y | 85.17 | 79.03 | 85.17
BEL-LRB24MFT | 10510 | 1 | 133602 | Valve Act NFS 24V 2-10V MFT/Prog | BELIMO AIRCONTROLS (USA), INC | LRB24-MFT | 176.75 | 176.75 | Y | 176.75 | 176.75 | 176.75
BEL-LRB24MFT | 10770 | 3 | 133602 | Valve Act NFS 24V 2-10V MFT/Prog | BELIMO AIRCONTROLS (USA), INC | LRB24-MFT | 176.75 | 154.9172 | Y | 176.75 | 176.75 | 176.75
BEL-LRB24MFT | 166553 | 4 | 133602 | Valve Act NFS 24V 2-10V MFT/Prog | BELIMO AIRCONTROLS (USA), INC | LRB24-MFT | 176.75 | 164.21 | Y | 176.75 | 176.75 | 176.75
BEL-LRB24MFT | 166557 | 6 | 133602 | Valve Act NFS 24V 2-10V MFT/Prog | BELIMO AIRCONTROLS (USA), INC | LRB24-MFT | 176.75 | 172.57 | Y | 176.75 | 176.75 | 176.75
BEL-LRB24MFT | 173042 | 4 | 133602 | Valve Act NFS 24V 2-10V MFT/Prog | BELIMO AIRCONTROLS (USA), INC | LRB24-MFT | 176.75 | 164.21 | Y | 176.75 | 176.75 | 176.75
BEL-LRB24MFT | 175890 | 2 | 133602 | Valve Act NFS 24V 2-10V MFT/Prog | BELIMO AIRCONTROLS (USA), INC | LRB24-MFT | 176.75 | 164.21 | Y | 176.75 | 176.75 | 176.75
BEL-LRB24MFT | 175891 | 1 | 133602 | Valve Act NFS 24V 2-10V MFT/Prog | BELIMO AIRCONTROLS (USA), INC | LRB24-MFT | 176.75 | 161.8 | Y | 176.75 | 176.75 | 176.75
BEL-LRB24SR | 10008 | 3 | 133602 | Valve Act Non fail-safe 24V 2-10V Mod | BELIMO AIRCONTROLS (USA), INC | LRB24-SR | 133.77 | 132.8213 | Y | 133.77 | 133.77 | 133.77
BEL-LRB24SR | 10510 | 27 | 133602 | Valve Act Non fail-safe 24V 2-10V Mod | BELIMO AIRCONTROLS (USA), INC | LRB24-SR | 133.77 | 115.3565 | Y | 133.77 | 133.77 | 133.77
BEL-LRB24SR | 10770 | 5 | 133602 | Valve Act Non fail-safe 24V 2-10V Mod | BELIMO AIRCONTROLS (USA), INC | LRB24-SR | 133.77 | 117.75 | Y | 133.77 | 133.77 | 133.77
BEL-LRB24SR | 166557 | 6 | 133602 | Valve Act Non fail-safe 24V 2-10V Mod | BELIMO AIRCONTROLS (USA), INC | LRB24-SR | 133.77 | 133.77 | Y | 133.77 | 133.77 | 133.77
BEL-LRB24SR | 166559 | 27 | 133602 | Valve Act Non fail-safe 24V 2-10V Mod | BELIMO AIRCONTROLS (USA), INC | LRB24-SR | 133.77 | 115.3173 | Y | 133.77 | 133.77 | 133.77
BEL-LRB24SR | 166560 | 5 | 133602 | Valve Act Non fail-safe 24V 2-10V Mod | BELIMO AIRCONTROLS (USA), INC | LRB24-SR | 133.77 | 124.16 | Y | 133.77 | 133.77 | 133.77
BEL-LRB24SR | 166561 | 2 | 133602 | Valve Act Non fail-safe 24V 2-10V Mod | BELIMO AIRCONTROLS (USA), INC | LRB24-SR | 133.77 | 130.4776 | Y | 133.77 | 133.77 | 133.77
BEL-LRB24SR | 173042 | 10 | 133602 | Valve Act Non fail-safe 24V 2-10V Mod | BELIMO AIRCONTROLS (USA), INC | LRB24-SR | 133.77 | 121.5927 | Y | 133.77 | 133.77 | 133.77
BEL-LRB24SR | 175883 | 12 | 133602 | Valve Act Non fail-safe 24V 2-10V Mod | BELIMO AIRCONTROLS (USA), INC | LRB24-SR | 133.77 | 124.15 | Y | 133.77 | 133.77 | 133.77
BEL-LRB24SR | 175888 | 3 | 133602 | Valve Act Non fail-safe 24V 2-10V Mod | BELIMO AIRCONTROLS (USA), INC | LRB24-SR | 133.77 | 124.16 | Y | 133.77 | 133.77 | 133.77
BEL-LRB24SR | 175890 | 1 | 133602 | Valve Act Non fail-safe 24V 2-10V Mod | BELIMO AIRCONTROLS (USA), INC | LRB24-SR | 133.77 | 124.16 | Y | 133.77 | 133.77 | 133.77
BEL-LRB24SR | 175891 | 8 | 133602 | Valve Act Non fail-safe 24V 2-10V Mod | BELIMO AIRCONTROLS (USA), INC | LRB24-SR | 133.77 | 123.6467 | Y | 133.77 | 133.77 | 133.77
BEL-LRB24SRT | 166557 | 4 | 133602 | Valve Act NFS 24V 2-10V terminals Mod | BELIMO AIRCONTROLS (USA), INC | LRB24-SR-T | 130.56 | 120.9083 | Y | 130.56 | 121.22 | 130.56
BEL-LRB24SRT | 175891 | 1 | 133602 | Valve Act NFS 24V 2-10V terminals Mod | BELIMO AIRCONTROLS (USA), INC | LRB24-SR-T | 130.56 | 121.22 | Y | 130.56 | 121.22 | 130.56
BEL-LRQB24MFT | 10008 | 1 | 133602 | VALVE ACTUATOR, 35 IN-LB TORQUE, 24V, NS | BELIMO AIRCONTROLS (USA), INC | LRQB24-MFT | 195.71 | 135.1 | N | 195.71 | 135.1 | 195.71
BEL-LRQX24MFT | 166561 | 2 | 133602 | Valve Act NFS 24V 2-10V MFT/Prog | BELIMO AIRCONTROLS (USA), INC | LRQX24-MFT | 221.88 | 206.12 | Y | 221.88 | 206.12 | 221.88
BEL-LRQX24MFT | 175890 | 2 | 133602 | Valve Act NFS 24V 2-10V MFT/Prog | BELIMO AIRCONTROLS (USA), INC | LRQX24-MFT | 221.88 | 195.71 | Y | 221.88 | 206.12 | 221.88
BEL-LRX24MFT | 166557 | 1 | 133602 | Valve Act NFS 24V 2-10V MFT/Prog | BELIMO AIRCONTROLS (USA), INC | LRX24-MFT | 176.75 | 164.21 | N | 176.75 | 169.4082 | 176.75
BEL-LRX24MFT | 166559 | 8 | 133602 | Valve Act NFS 24V 2-10V MFT/Prog | BELIMO AIRCONTROLS (USA), INC | LRX24-MFT | 176.75 | 169.4082 | Y | 176.75 | 169.4082 | 176.75
BEL-LUB243 | 166560 | 1 | 133602 | Damper Actuator 27#, NSR, Floating, | BELIMO AIRCONTROLS (USA), INC | LUB24-3 | 84.639 | 84.639 | N | 84.639 | 122.73 | 122.73
BEL-LUB243 | 175883 | 1 | 133602 | Damper Actuator 27#, NSR, Floating, | BELIMO AIRCONTROLS (USA), INC | LUB24-3 | 84.639 | 122.73 | N | 84.639 | 122.73 | 122.73
BEL-MISC | 166559 | 1 | 133602 | Miscellaneous Item | BELIMO AIRCONTROLS (USA), INC | MISC | 4.5365 | 171.6667 | N | 4.5365 | 171.6667 | 171.6667
BEL-MISC | 166561 | 7 | 133602 | Miscellaneous Item | BELIMO AIRCONTROLS (USA), INC | MISC | 4.5365 | 4.5365 | N | 4.5365 | 171.6667 | 171.6667
BEL-NFB24 | 10008 | 7 | 133602 | 90 in-lb FS 24V On/Off | BELIMO AIRCONTROLS (USA), INC | NFB24 | 180.76 | 146.6741 | Y | 180.76 | 180.76 | 180.76
BEL-NFB24 | 10510 | 23 | 133602 | 90 in-lb FS 24V On/Off | BELIMO AIRCONTROLS (USA), INC | NFB24 | 180.76 | 156.0073 | Y | 180.76 | 180.76 | 180.76
BEL-NFB24 | 166553 | 4 | 133602 | 90 in-lb FS 24V On/Off | BELIMO AIRCONTROLS (USA), INC | NFB24 | 180.76 | 167.94 | Y | 180.76 | 180.76 | 180.76
BEL-NFB24 | 166557 | 2 | 133602 | 90 in-lb FS 24V On/Off | BELIMO AIRCONTROLS (USA), INC | NFB24 | 180.76 | 168.5667 | Y | 180.76 | 180.76 | 180.76
BEL-NFB24 | 166559 | 3 | 133602 | 90 in-lb FS 24V On/Off | BELIMO AIRCONTROLS (USA), INC | NFB24 | 180.76 | 167.94 | Y | 180.76 | 180.76 | 180.76
BEL-NFB24 | 166560 | 3 | 133602 | 90 in-lb FS 24V On/Off | BELIMO AIRCONTROLS (USA), INC | NFB24 | 180.76 | 165.1184 | Y | 180.76 | 180.76 | 180.76
BEL-NFB24 | 173042 | 4 | 133602 | 90 in-lb FS 24V On/Off | BELIMO AIRCONTROLS (USA), INC | NFB24 | 180.76 | 166.94 | Y | 180.76 | 180.76 | 180.76
BEL-NFB24 | 175883 | 6 | 133602 | 90 in-lb FS 24V On/Off | BELIMO AIRCONTROLS (USA), INC | NFB24 | 180.76 | 180.76 | Y | 180.76 | 180.76 | 180.76
BEL-NFB24 | 175888 | 1 | 133602 | 90 in-lb FS 24V On/Off | BELIMO AIRCONTROLS (USA), INC | NFB24 | 180.76 | 162.305 | Y | 180.76 | 180.76 | 180.76
BEL-NFB24 | 175890 | 5 | 133602 | 90 in-lb FS 24V On/Off | BELIMO AIRCONTROLS (USA), INC | NFB24 | 180.76 | 165.1225 | Y | 180.76 | 180.76 | 180.76
BEL-NFB24 | 175891 | 3 | 133602 | 90 in-lb FS 24V On/Off | BELIMO AIRCONTROLS (USA), INC | NFB24 | 180.76 | 167.452 | Y | 180.76 | 180.76 | 180.76
BEL-NFB24MFT | 10008 | 2 | 133602 | 90 in-lb FS 24V 2-10V MFT/Prog | BELIMO AIRCONTROLS (USA), INC | NFB24-MFT | 268.87 | 249.65 | Y | 268.87 | 250.5132 | 268.87
BEL-NFB24MFT | 10510 | 5 | 133602 | 90 in-lb FS 24V 2-10V MFT/Prog | BELIMO AIRCONTROLS (USA), INC | NFB24-MFT | 268.87 | 249.65 | Y | 268.87 | 250.5132 | 268.87
BEL-NFB24MFT | 166559 | -3 | 133602 | 90 in-lb FS 24V 2-10V MFT/Prog | BELIMO AIRCONTROLS (USA), INC | NFB24-MFT | 268.87 | 250.5132 | N | 268.87 | 250.5132 | 268.87
BEL-NFB24MFT | 175888 | 1 | 133602 | 90 in-lb FS 24V 2-10V MFT/Prog | BELIMO AIRCONTROLS (USA), INC | NFB24-MFT | 268.87 | 249.65 | Y | 268.87 | 250.5132 | 268.87
BEL-NFB24MFT | 175890 | 1 | 133602 | 90 in-lb FS 24V 2-10V MFT/Prog | BELIMO AIRCONTROLS (USA), INC | NFB24-MFT | 268.87 | 249.65 | Y | 268.87 | 250.5132 | 268.87
BEL-NFB24S | 10008 | 1 | 133602 | 90 in-lb FS 24V On/Off 2xAUX | BELIMO AIRCONTROLS (USA), INC | NFB24-S | 224.01 | 202.92 | Y | 224.01 | 224.01 | 224.01
BEL-NFB24S | 10510 | 20 | 133602 | 90 in-lb FS 24V On/Off 2xAUX | BELIMO AIRCONTROLS (USA), INC | NFB24-S | 224.01 | 194.3497 | Y | 224.01 | 224.01 | 224.01
BEL-NFB24S | 10770 | 2 | 133602 | 90 in-lb FS 24V On/Off 2xAUX | BELIMO AIRCONTROLS (USA), INC | NFB24-S | 224.01 | 194.11 | Y | 224.01 | 224.01 | 224.01
BEL-NFB24S | 166553 | 3 | 133602 | 90 in-lb FS 24V On/Off 2xAUX | BELIMO AIRCONTROLS (USA), INC | NFB24-S | 224.01 | 207.99 | Y | 224.01 | 224.01 | 224.01
BEL-NFB24S | 166559 | 5 | 133602 | 90 in-lb FS 24V On/Off 2xAUX | BELIMO AIRCONTROLS (USA), INC | NFB24-S | 224.01 | 220.806 | Y | 224.01 | 224.01 | 224.01
BEL-NFB24S | 173042 | 1 | 133602 | 90 in-lb FS 24V On/Off 2xAUX | BELIMO AIRCONTROLS (USA), INC | NFB24-S | 224.01 | 207.99 | Y | 224.01 | 224.01 | 224.01
BEL-NFB24S | 175888 | 10 | 133602 | 90 in-lb FS 24V On/Off 2xAUX | BELIMO AIRCONTROLS (USA), INC | NFB24-S | 224.01 | 204.9106 | Y | 224.01 | 224.01 | 224.01
BEL-NFB24S | 175890 | 6 | 133602 | 90 in-lb FS 24V On/Off 2xAUX | BELIMO AIRCONTROLS (USA), INC | NFB24-S | 224.01 | 216 | Y | 224.01 | 224.01 | 224.01
BEL-NFB24S | 175891 | 1 | 133602 | 90 in-lb FS 24V On/Off 2xAUX | BELIMO AIRCONTROLS (USA), INC | NFB24-S | 224.01 | 224.01 | Y | 224.01 | 224.01 | 224.01
BEL-NFB24SR | 10008 | 1 | 133602 | 90 in-lb FS 24V 2-10V Mod | BELIMO AIRCONTROLS (USA), INC | NFB24-SR | 242.17 | 237.4025 | Y | 242.17 | 242.17 | 242.17
BEL-NFB24SR | 10510 | 28 | 133602 | 90 in-lb FS 24V 2-10V Mod | BELIMO AIRCONTROLS (USA), INC | NFB24-SR | 242.17 | 218.2226 | Y | 242.17 | 242.17 | 242.17
BEL-NFB24SR | 166553 | 12 | 133602 | 90 in-lb FS 24V 2-10V Mod | BELIMO AIRCONTROLS (USA), INC | NFB24-SR | 242.17 | 224.7486 | Y | 242.17 | 242.17 | 242.17
BEL-NFB24SR | 166557 | 4 | 133602 | 90 in-lb FS 24V 2-10V Mod | BELIMO AIRCONTROLS (USA), INC | NFB24-SR | 242.17 | 242.17 | Y | 242.17 | 242.17 | 242.17
BEL-NFB24SR | 166559 | 4 | 133602 | 90 in-lb FS 24V 2-10V Mod | BELIMO AIRCONTROLS (USA), INC | NFB24-SR | 242.17 | 224.81 | Y | 242.17 | 242.17 | 242.17
BEL-NFB24SR | 166560 | 3 | 133602 | 90 in-lb FS 24V 2-10V Mod | BELIMO AIRCONTROLS (USA), INC | NFB24-SR | 242.17 | 224.81 | Y | 242.17 | 242.17 | 242.17
BEL-NFB24SR | 166561 | 6 | 133602 | 90 in-lb FS 24V 2-10V Mod | BELIMO AIRCONTROLS (USA), INC | NFB24-SR | 242.17 | 226.6176 | Y | 242.17 | 242.17 | 242.17
BEL-NFB24SR | 173042 | 9 | 133602 | 90 in-lb FS 24V 2-10V Mod | BELIMO AIRCONTROLS (USA), INC | NFB24-SR | 242.17 | 233.49 | Y | 242.17 | 242.17 | 242.17
BEL-NFB24SR | 175883 | 6 | 133602 | 90 in-lb FS 24V 2-10V Mod | BELIMO AIRCONTROLS (USA), INC | NFB24-SR | 242.17 | 234.7555 | Y | 242.17 | 242.17 | 242.17
BEL-NFB24SR | 175888 | 10 | 133602 | 90 in-lb FS 24V 2-10V Mod | BELIMO AIRCONTROLS (USA), INC | NFB24-SR | 242.17 | 224.18 | Y | 242.17 | 242.17 | 242.17
BEL-NFB24SR | 175890 | 11 | 133602 | 90 in-lb FS 24V 2-10V Mod | BELIMO AIRCONTROLS (USA), INC | NFB24-SR | 242.17 | 224.5889 | Y | 242.17 | 242.17 | 242.17
BEL-NFB24SR | 175891 | 22 | 133602 | 90 in-lb FS 24V 2-10V Mod | BELIMO AIRCONTROLS (USA), INC | NFB24-SR | 242.17 | 213.9644 | Y | 242.17 | 242.17 | 242.17
BEL-NFB24SRS | 166559 | 3 | 133602 | 90 in-lb FS 24V 2-10V 2xAUX Mod | BELIMO AIRCONTROLS (USA), INC | NFB24-SR-S | 284.62 | 264.33 | Y | 284.62 | 264.33 | 284.62
BEL-NFB24SRS | 175888 | 1 | 133602 | 90 in-lb FS 24V 2-10V 2xAUX Mod | BELIMO AIRCONTROLS (USA), INC | NFB24-SR-S | 284.62 | 264.33 | Y | 284.62 | 264.33 | 284.62
BEL-NFB24SRS | 175890 | 1 | 133602 | 90 in-lb FS 24V 2-10V 2xAUX Mod | BELIMO AIRCONTROLS (USA), INC | NFB24-SR-S | 284.62 | 264.33 | Y | 284.62 | 264.33 | 284.62
BEL-NFBUP | 10006 | 3 | 133602 | 90 in-lb FS 24-240V On/Off | BELIMO AIRCONTROLS (USA), INC | NFBUP | 205.06 | 176.22 | Y | 205.06 | 205.06 | 205.06
BEL-NFBUP | 10008 | 6 | 133602 | 90 in-lb FS 24-240V On/Off | BELIMO AIRCONTROLS (USA), INC | NFBUP | 205.06 | 192.24 | Y | 205.06 | 205.06 | 205.06
BEL-NFBUP | 10510 | 28 | 133602 | 90 in-lb FS 24-240V On/Off | BELIMO AIRCONTROLS (USA), INC | NFBUP | 205.06 | 180.1259 | Y | 205.06 | 205.06 | 205.06
BEL-NFBUP | 166553 | 5 | 133602 | 90 in-lb FS 24-240V On/Off | BELIMO AIRCONTROLS (USA), INC | NFBUP | 205.06 | 190.37 | Y | 205.06 | 205.06 | 205.06
BEL-NFBUP | 166557 | 3 | 133602 | 90 in-lb FS 24-240V On/Off | BELIMO AIRCONTROLS (USA), INC | NFBUP | 205.06 | 190.37 | Y | 205.06 | 205.06 | 205.06
BEL-NFBUP | 166559 | 3 | 133602 | 90 in-lb FS 24-240V On/Off | BELIMO AIRCONTROLS (USA), INC | NFBUP | 205.06 | 190.37 | Y | 205.06 | 205.06 | 205.06
BEL-NFBUP | 173042 | 1 | 133602 | 90 in-lb FS 24-240V On/Off | BELIMO AIRCONTROLS (USA), INC | NFBUP | 205.06 | 177.82 | Y | 205.06 | 205.06 | 205.06
BEL-NFBUP | 175883 | 4 | 133602 | 90 in-lb FS 24-240V On/Off | BELIMO AIRCONTROLS (USA), INC | NFBUP | 205.06 | 205.06 | Y | 205.06 | 205.06 | 205.06
BEL-NFBUP | 175888 | 2 | 133602 | 90 in-lb FS 24-240V On/Off | BELIMO AIRCONTROLS (USA), INC | NFBUP | 205.06 | 176.6767 | Y | 205.06 | 205.06 | 205.06
BEL-NFBUP | 175890 | 1 | 133602 | 90 in-lb FS 24-240V On/Off | BELIMO AIRCONTROLS (USA), INC | NFBUP | 205.06 | 176.6767 | Y | 205.06 | 205.06 | 205.06
BEL-NFBUP | 175891 | 10 | 133602 | 90 in-lb FS 24-240V On/Off | BELIMO AIRCONTROLS (USA), INC | NFBUP | 205.06 | 181.6069 | Y | 205.06 | 205.06 | 205.06
BEL-NFBUPS | 10510 | 16 | 133602 | 90 in-lb FS 24-240V On/Off 2xAUX | BELIMO AIRCONTROLS (USA), INC | NFBUP-S | 247.51 | 229.7967 | Y | 247.51 | 247.51 | 247.51
BEL-NFBUPS | 166553 | 3 | 133602 | 90 in-lb FS 24-240V On/Off 2xAUX | BELIMO AIRCONTROLS (USA), INC | NFBUP-S | 247.51 | 221.8775 | Y | 247.51 | 247.51 | 247.51
BEL-NFBUPS | 166557 | 1 | 133602 | 90 in-lb FS 24-240V On/Off 2xAUX | BELIMO AIRCONTROLS (USA), INC | NFBUP-S | 247.51 | 247.51 | N | 247.51 | 247.51 | 247.51
BEL-NFBUPS | 166559 | 1 | 133602 | 90 in-lb FS 24-240V On/Off 2xAUX | BELIMO AIRCONTROLS (USA), INC | NFBUP-S | 247.51 | 247.51 | Y | 247.51 | 247.51 | 247.51
BEL-NFBUPS | 166560 | 2 | 133602 | 90 in-lb FS 24-240V On/Off 2xAUX | BELIMO AIRCONTROLS (USA), INC | NFBUP-S | 247.51 | 222.28 | Y | 247.51 | 247.51 | 247.51
BEL-NFBUPS | 166561 | 3 | 133602 | 90 in-lb FS 24-240V On/Off 2xAUX | BELIMO AIRCONTROLS (USA), INC | NFBUP-S | 247.51 | 229.89 | Y | 247.51 | 247.51 | 247.51
BEL-NFBUPS | 173042 | 5 | 133602 | 90 in-lb FS 24-240V On/Off 2xAUX | BELIMO AIRCONTROLS (USA), INC | NFBUP-S | 247.51 | 240.7017 | Y | 247.51 | 247.51 | 247.51
BEL-NFBUPS | 175888 | 11 | 133602 | 90 in-lb FS 24-240V On/Off 2xAUX | BELIMO AIRCONTROLS (USA), INC | NFBUP-S | 247.51 | 229.1108 | Y | 247.51 | 247.51 | 247.51
BEL-NFBUPS | 175890 | 6 | 133602 | 90 in-lb FS 24-240V On/Off 2xAUX | BELIMO AIRCONTROLS (USA), INC | NFBUP-S | 247.51 | 225.2351 | Y | 247.51 | 247.51 | 247.51
BEL-NFBUPS | 175891 | 1 | 133602 | 90 in-lb FS 24-240V On/Off 2xAUX | BELIMO AIRCONTROLS (USA), INC | NFBUP-S | 247.51 | 247.51 | Y | 247.51 | 247.51 | 247.51
BEL-NFBUPX1 | 175891 | 2 | 133602 | Valve Actuator FS 24-240V On/Off | BELIMO AIRCONTROLS (USA), INC | NFBUP-X1 | 203.99 | 166.608 | N | 203.99 | 166.608 | 203.99
BEL-NFX24SN4 | 10008 | 1 | 133602 | 90 in-lb FS 24V On/Off 2xAUX N4X | BELIMO AIRCONTROLS (USA), INC | NFX24-S N4 | 493.95 | 0 | N | 493.95 | 0 | 493.95
BEL-NFXUPN4 | 166557 | 1 | 133602 | 90 in-lb FS 24-240V On/Off N4X | BELIMO AIRCONTROLS (USA), INC | NFXUP N4 | 474.46 | 411.45 | N | 474.46 | 411.45 | 474.46
BEL-NFXUPS | 175891 | 5 | 133602 | 90 in-lb FS 24-240V On/Off 2xAUX | BELIMO AIRCONTROLS (USA), INC | NFXUP-S | 247.51 | 229.89 | N | 247.51 | 229.89 | 247.51
BEL-NKQX24MFT | 175883 | 1 | 133602 | 54 in-lb [6 Nm] FS 24V 2-10V MFT/Prog | BELIMO AIRCONTROLS (USA), INC | NKQX24-MFT | 395.16 | 366.86 | N | 395.16 | 366.86 | 395.16
BEL-NKQX24MFT | 175888 | 2 | 133602 | 54 in-lb [6 Nm] FS 24V 2-10V MFT/Prog | BELIMO AIRCONTROLS (USA), INC | NKQX24-MFT | 395.16 | 347.37 | Y | 395.16 | 366.86 | 395.16
BEL-NMB243 | 10006 | 2 | 133602 | 90 in-lb NFS 24V On/Off FLT | BELIMO AIRCONTROLS (USA), INC | NMB24-3 | 108.94 | 98.79 | Y | 108.94 | 108.94 | 108.94
BEL-NMB243 | 10008 | 4 | 133602 | 90 in-lb NFS 24V On/Off FLT | BELIMO AIRCONTROLS (USA), INC | NMB24-3 | 108.94 | 100.59 | Y | 108.94 | 108.94 | 108.94
BEL-NMB243 | 10510 | 10 | 133602 | 90 in-lb NFS 24V On/Off FLT | BELIMO AIRCONTROLS (USA), INC | NMB24-3 | 108.94 | 93.98 | Y | 108.94 | 108.94 | 108.94
BEL-NMB243 | 10770 | 2 | 133602 | 90 in-lb NFS 24V On/Off FLT | BELIMO AIRCONTROLS (USA), INC | NMB24-3 | 108.94 | 101.19 | Y | 108.94 | 108.94 | 108.94
BEL-NMB243 | 166553 | 4 | 133602 | 90 in-lb NFS 24V On/Off FLT | BELIMO AIRCONTROLS (USA), INC | NMB24-3 | 108.94 | 101.19 | Y | 108.94 | 108.94 | 108.94
BEL-NMB243 | 166557 | 2 | 133602 | 90 in-lb NFS 24V On/Off FLT | BELIMO AIRCONTROLS (USA), INC | NMB24-3 | 108.94 | 98.79 | Y | 108.94 | 108.94 | 108.94
BEL-NMB243 | 166559 | 7 | 133602 | 90 in-lb NFS 24V On/Off FLT | BELIMO AIRCONTROLS (USA), INC | NMB24-3 | 108.94 | 100.7495 | Y | 108.94 | 108.94 | 108.94
BEL-NMB243 | 166560 | 7 | 133602 | 90 in-lb NFS 24V On/Off FLT | BELIMO AIRCONTROLS (USA), INC | NMB24-3 | 108.94 | 101.1372 | Y | 108.94 | 108.94 | 108.94
BEL-NMB243 | 166561 | 6 | 133602 | 90 in-lb NFS 24V On/Off FLT | BELIMO AIRCONTROLS (USA), INC | NMB24-3 | 108.94 | 108.94 | Y | 108.94 | 108.94 | 108.94
BEL-NMB243 | 175883 | 5 | 133602 | 90 in-lb NFS 24V On/Off FLT | BELIMO AIRCONTROLS (USA), INC | NMB24-3 | 108.94 | 100.23 | Y | 108.94 | 108.94 | 108.94
BEL-NMB243 | 175891 | 1 | 133602 | 90 in-lb NFS 24V On/Off FLT | BELIMO AIRCONTROLS (USA), INC | NMB24-3 | 108.94 | 88.9773 | Y | 108.94 | 108.94 | 108.94
BEL-NMB24MFT | 10006 | 3 | 133602 | 90 in-lb NFS 24V 2-10V MFT/Prog | BELIMO AIRCONTROLS (USA), INC | NMB24-MFT | 194.91 | 167.3445 | Y | 194.91 | 189.358 | 194.91
BEL-NMB24MFT | 10510 | 7 | 133602 | 90 in-lb NFS 24V 2-10V MFT/Prog | BELIMO AIRCONTROLS (USA), INC | NMB24-MFT | 194.91 | 181.03 | Y | 194.91 | 189.358 | 194.91
BEL-NMB24MFT | 166553 | 1 | 133602 | 90 in-lb NFS 24V 2-10V MFT/Prog | BELIMO AIRCONTROLS (USA), INC | NMB24-MFT | 194.91 | 161.3174 | Y | 194.91 | 189.358 | 194.91
BEL-NMB24MFT | 166557 | 3 | 133602 | 90 in-lb NFS 24V 2-10V MFT/Prog | BELIMO AIRCONTROLS (USA), INC | NMB24-MFT | 194.91 | 168.8796 | Y | 194.91 | 189.358 | 194.91
BEL-NMB24MFT | 166559 | 4 | 133602 | 90 in-lb NFS 24V 2-10V MFT/Prog | BELIMO AIRCONTROLS (USA), INC | NMB24-MFT | 194.91 | 189.358 | Y | 194.91 | 189.358 | 194.91
BEL-NMB24MFT | 166561 | 2 | 133602 | 90 in-lb NFS 24V 2-10V MFT/Prog | BELIMO AIRCONTROLS (USA), INC | NMB24-MFT | 194.91 | 177.1173 | Y | 194.91 | 189.358 | 194.91
BEL-NMB24MFT | 175888 | 1 | 133602 | 90 in-lb NFS 24V 2-10V MFT/Prog | BELIMO AIRCONTROLS (USA), INC | NMB24-MFT | 194.91 | 176.49 | Y | 194.91 | 189.358 | 194.91
BEL-NMB24MFT | 175890 | 0 | 133602 | 90 in-lb NFS 24V 2-10V MFT/Prog | BELIMO AIRCONTROLS (USA), INC | NMB24-MFT | 194.91 | 167.3445 | N | 194.91 | 189.358 | 194.91
BEL-NMB24SR | 10006 | 3 | 133602 | 90 in-lb NFS 24V 2-10V Mod | BELIMO AIRCONTROLS (USA), INC | NMB24-SR | 153.79 | 132.0952 | Y | 153.79 | 142.85 | 153.79
BEL-NMB24SR | 10008 | 7 | 133602 | 90 in-lb NFS 24V 2-10V Mod | BELIMO AIRCONTROLS (USA), INC | NMB24-SR | 153.79 | 141.0415 | Y | 153.79 | 142.85 | 153.79
BEL-NMB24SR | 10510 | 8 | 133602 | 90 in-lb NFS 24V 2-10V Mod | BELIMO AIRCONTROLS (USA), INC | NMB24-SR | 153.79 | 142.4936 | Y | 153.79 | 142.85 | 153.79
BEL-NMB24SR | 10770 | 2 | 133602 | 90 in-lb NFS 24V 2-10V Mod | BELIMO AIRCONTROLS (USA), INC | NMB24-SR | 153.79 | 139.37 | Y | 153.79 | 142.85 | 153.79
BEL-NMB24SR | 166553 | 4 | 133602 | 90 in-lb NFS 24V 2-10V Mod | BELIMO AIRCONTROLS (USA), INC | NMB24-SR | 153.79 | 142.2954 | Y | 153.79 | 142.85 | 153.79
BEL-NMB24SR | 166557 | 4 | 133602 | 90 in-lb NFS 24V 2-10V Mod | BELIMO AIRCONTROLS (USA), INC | NMB24-SR | 153.79 | 142.85 | Y | 153.79 | 142.85 | 153.79
BEL-NMB24SR | 166559 | 25 | 133602 | 90 in-lb NFS 24V 2-10V Mod | BELIMO AIRCONTROLS (USA), INC | NMB24-SR | 153.79 | 132.97 | Y | 153.79 | 142.85 | 153.79
BEL-NMB24SR | 166560 | 6 | 133602 | 90 in-lb NFS 24V 2-10V Mod | BELIMO AIRCONTROLS (USA), INC | NMB24-SR | 153.79 | 141.0559 | Y | 153.79 | 142.85 | 153.79
BEL-NMB24SR | 166561 | 5 | 133602 | 90 in-lb NFS 24V 2-10V Mod | BELIMO AIRCONTROLS (USA), INC | NMB24-SR | 153.79 | 140.9088 | Y | 153.79 | 142.85 | 153.79
BEL-NMB24SR | 175890 | 3 | 133602 | 90 in-lb NFS 24V 2-10V Mod | BELIMO AIRCONTROLS (USA), INC | NMB24-SR | 153.79 | 125.757 | Y | 153.79 | 142.85 | 153.79
BEL-NMB24SR | 175891 | 11 | 133602 | 90 in-lb NFS 24V 2-10V Mod | BELIMO AIRCONTROLS (USA), INC | NMB24-SR | 153.79 | 139.4773 | Y | 153.79 | 142.85 | 153.79
BEL-NMQB24MFT | 175888 | 1 | 133602 | 70 in-lb NFS 24V 2-10V MFT/Prog | BELIMO AIRCONTROLS (USA), INC | NMQB24-MFT | 250.71 | 250.71 | Y | 250.71 | 250.71 | 250.71
BEL-NMQB24MFT | 175890 | 4 | 133602 | 70 in-lb NFS 24V 2-10V MFT/Prog | BELIMO AIRCONTROLS (USA), INC | NMQB24-MFT | 250.71 | 241.6146 | Y | 250.71 | 250.71 | 250.71
BEL-NMQX24MFT | 10770 | 1 | 133602 | 70 in-lb NFS 24V 2-10V MFT/Prog | BELIMO AIRCONTROLS (USA), INC | NMQX24-MFT | 250.71 | 225.345 | N | 250.71 | 225.345 | 250.71
BEL-NMQX24MFT | 175888 | 2 | 133602 | 70 in-lb NFS 24V 2-10V MFT/Prog | BELIMO AIRCONTROLS (USA), INC | NMQX24-MFT | 250.71 | 225.345 | Y | 250.71 | 225.345 | 250.71
BEL-NMVD3MP | 166553 | 4 | 133602 | Volumetric flow controller VAV-Compact 9 | BELIMO AIRCONTROLS (USA), INC | NMV-D3-MP | 212.53 | 197.31 | Y | 212.53 | 197.31 | 212.53
BEL-P01RT5B0 | 175883 | 2 | 133602 | Room Snsr w/ovride/stpnt Pt1000 white | BELIMO AIRCONTROLS (USA), INC | P-01RT-5B-0 | 19.76 | 18.42 | N | 19.76 | 18.42 | 19.76
BEL-P01RT5L0 | 166553 | 6 | 133602 | Room Snsr w/ovride/stpnt NTC10k2 white | BELIMO AIRCONTROLS (USA), INC | P-01RT-5L-0 | 13.35 | 11.48 | Y | 13.35 | 12.28 | 13.35
BEL-P01RT5L0 | 175883 | 8 | 133602 | Room Snsr w/ovride/stpnt NTC10k2 white | BELIMO AIRCONTROLS (USA), INC | P-01RT-5L-0 | 13.35 | 12.28 | N | 13.35 | 12.28 | 13.35
BEL-P01RT5M0 | 166553 | 6 | 133602 | Room Snsr w/ovride/stpnt NTC10k3 white | BELIMO AIRCONTROLS (USA), INC | P-01RT-5M-0 | 13.35 | 11.48 | Y | 13.35 | 11.48 | 13.35
BEL-P1000AGR | 166553 | 1 | 133602 | Feedback potentiometer 1 kOhm | BELIMO AIRCONTROLS (USA), INC | P1000A GR | 68.35 | 61.14 | Y | 68.35 | 61.14 | 68.35
BEL-P140AGR | 10008 | 1 | 133602 | Feedback potentiometer 140 Ohm | BELIMO AIRCONTROLS (USA), INC | P140A GR | 68.35 | 36.85 | N | 68.35 | 36.85 | 68.35
BEL-P2100S131LRX24EP | 175891 | 1 | 133602 | ePIV,1",2 Way,13.1 GPM,w/ Non-Spring, | BELIMO AIRCONTROLS (USA), INC | P2100S-131+LRX24-EP | 225.88 | 225.88 | N | 225.88 | 225.88 | 225.88
BEL-P2150S030NRX24EP | 175891 | 1 | 133602 | ePIV VALVE,2 WAY 1.5" | BELIMO AIRCONTROLS (USA), INC | P2150S-030+NRX24-EP | 435.21 | 435.21 | N | 435.21 | 435.21 | 435.21
BEL-P2200S479ARX24EP | 175891 | 1 | 133602 | ePIV, 2", 2WAY, 47.9gpm, nsr 24v | BELIMO AIRCONTROLS (USA), INC | P2200S-479+ARX24-EP | 496.62 | 496.62 | N | 496.62 | 496.62 | 496.62
BEL-P2200S761ARX24EP | 175891 | 1 | 133602 | EPIV 2" 2WY 76.1 GPM NON FAIL-SAFE 2 | BELIMO AIRCONTROLS (USA), INC | P2200S-761+ARX24-EP | 496.62 | 496.62 | N | 496.62 | 496.62 | 496.62
BEL-P475 | 166553 | 7 | 133602 | Auxiliary switchFor 1/2" dia shafts moun | BELIMO AIRCONTROLS (USA), INC | P475 | 82.24 | 71.6584 | N | 82.24 | 76.36 | 82.24
BEL-P475 | 173042 | 8 | 133602 | Auxiliary switchFor 1/2" dia shafts moun | BELIMO AIRCONTROLS (USA), INC | P475 | 82.24 | 74.9168 | Y | 82.24 | 76.36 | 82.24
BEL-P475 | 175891 | 3 | 133602 | Auxiliary switchFor 1/2" dia shafts moun | BELIMO AIRCONTROLS (USA), INC | P475 | 82.24 | 76.36 | Y | 82.24 | 76.36 | 82.24
BEL-P4751 | 166553 | 10 | 133602 | Auxiliary switchFor 1" dia shafts mount | BELIMO AIRCONTROLS (USA), INC | P475-1 | 88.11 | 80.42 | Y | 88.11 | 88.11 | 88.11
BEL-P4751 | 173042 | 4 | 133602 | Auxiliary switchFor 1" dia shafts mount | BELIMO AIRCONTROLS (USA), INC | P475-1 | 88.11 | 88.11 | Y | 88.11 | 88.11 | 88.11
BEL-P4751 | 175891 | 2 | 133602 | Auxiliary switchFor 1" dia shafts mount | BELIMO AIRCONTROLS (USA), INC | P475-1 | 88.11 | 80.1 | Y | 88.11 | 88.11 | 88.11
BEL-PHOSE1 | 166559 | 2 | 133602 | -1/2 " x 12" length MNPT x MNPT Hose | BELIMO AIRCONTROLS (USA), INC | PHOSE1 | 18.69 | 18.69 | N | 18.69 | 18.69 | 18.69
BEL-PHOSE1C | 166559 | 4 | 133602 | -1/2 " x 18" length MNPT x MNPT Hose | BELIMO AIRCONTROLS (USA), INC | PHOSE1C | 24.03 | 24.03 | N | 24.03 | 24.03 | 24.03
BEL-PHOSE2 | 166553 | 12 | 133602 | -1/2 " x 24" length MNPT x MNPT Hose | BELIMO AIRCONTROLS (USA), INC | PHOSE2 | 24.03 | 22.4275 | Y | 24.03 | 24.03 | 24.03
BEL-PHOSE2 | 166559 | 4 | 133602 | -1/2 " x 24" length MNPT x MNPT Hose | BELIMO AIRCONTROLS (USA), INC | PHOSE2 | 24.03 | 24.03 | Y | 24.03 | 24.03 | 24.03
BEL-PHOSE3C | 166559 | 2 | 133602 | -3/4" x 18" length MNPT x MNPT Hose | BELIMO AIRCONTROLS (USA), INC | PHOSE3C | 38.45 | 38.45 | N | 38.45 | 38.45 | 38.45
BEL-PHOSE4 | 166553 | 9 | 133602 | -3/4" x 24" length MNPT x MNPT Hose | BELIMO AIRCONTROLS (USA), INC | PHOSE4 | 39.52 | 30.17 | Y | 39.52 | 38.05 | 39.52
BEL-PHOSE4 | 166559 | 4 | 133602 | -3/4" x 24" length MNPT x MNPT Hose | BELIMO AIRCONTROLS (USA), INC | PHOSE4 | 39.52 | 38.05 | Y | 39.52 | 38.05 | 39.52
BEL-PHOSE6 | 166553 | 10 | 133602 | 1" x 24" length MNPT x MNPT Hose | BELIMO AIRCONTROLS (USA), INC | PHOSE6 | 67.55 | 56.4608 | N | 67.55 | 56.4608 | 67.55
BEL-PKBUPMFTT | 166553 | 1 | 133602 | 1400 in-lb FS24-240V 2-10 2xAUX | BELIMO AIRCONTROLS (USA), INC | PKBUP-MFT-T | 2225.71 | 2066.58 | Y | 2225.71 | 2066.58 | 2225.71
BEL-PKRXUPMFTT | 166559 | 0 | 133602 | Valve Act FS24-240V 2-10V 2xAUX MFT/Prog | BELIMO AIRCONTROLS (USA), INC | PKRXUP-MFT-T | 2284.45 | 2284.45 | N | 2284.45 | 2284.45 | 2284.45
BEL-PRBUP3T | 166553 | 2 | 133602 | Valve Act NFS 24-240VOn/Off FLT 2xAUX | BELIMO AIRCONTROLS (USA), INC | PRBUP-3-T | 970.81 | 970.81 | Y | 970.81 | 970.81 | 970.81
BEL-PRBUP3T | 166559 | 2 | 133602 | Valve Act NFS 24-240VOn/Off FLT 2xAUX | BELIMO AIRCONTROLS (USA), INC | PRBUP-3-T | 970.81 | 936.1 | Y | 970.81 | 970.81 | 970.81
BEL-PRBUP3T | 166561 | 1 | 133602 | Valve Act NFS 24-240VOn/Off FLT 2xAUX | BELIMO AIRCONTROLS (USA), INC | PRBUP-3-T | 970.81 | 901.39 | Y | 970.81 | 970.81 | 970.81
BEL-PRBUP3T | 175883 | 0 | 133602 | Valve Act NFS 24-240VOn/Off FLT 2xAUX | BELIMO AIRCONTROLS (USA), INC | PRBUP-3-T | 970.81 | 847.46 | N | 970.81 | 970.81 | 970.81
BEL-PRBUP3T200 | 166561 | 7 | 133602 | Valve Act NFS 24-240V 2xAUX | BELIMO AIRCONTROLS (USA), INC | PRBUP-3-T-200 | 970.81 | 896.41 | N | 970.81 | 896.41 | 970.81
BEL-PRBUPMFTT | 166553 | 2 | 133602 | Valve Act NFS24-240V 2-10 2xAUX MFT/Prog | BELIMO AIRCONTROLS (USA), INC | PRBUP-MFT-T | 1860.72 | 1794.24 | Y | 1860.72 | 1794.24 | 1860.72
BEL-PRBUPMFTT | 166559 | 1 | 133602 | Valve Act NFS24-240V 2-10 2xAUX MFT/Prog | BELIMO AIRCONTROLS (USA), INC | PRBUP-MFT-T | 1860.72 | 1727.76 | Y | 1860.72 | 1794.24 | 1860.72
BEL-PRBUPMFTT | 166561 | 1 | 133602 | Valve Act NFS24-240V 2-10 2xAUX MFT/Prog | BELIMO AIRCONTROLS (USA), INC | PRBUP-MFT-T | 1860.72 | 1723.5212 | Y | 1860.72 | 1794.24 | 1860.72
BEL-PRBUPMFTT200 | 166561 | 1 | 133602 | Valve Act NFS24-240V 2-10 2xAUX MFT/Prog | BELIMO AIRCONTROLS (USA), INC | PRBUP-MFT-T-200 | 1860.72 | 1727.76 | N | 1860.72 | 1727.76 | 1860.72
BEL-PRBUPMFTT250 | 166553 | 1 | 133602 | Valve Act NFS24-240V 2-10 2xAUX MFT/Prog | BELIMO AIRCONTROLS (USA), INC | PRBUP-MFT-T-250 | 1860.72 | 1727.76 | Y | 1860.72 | 1727.76 | 1860.72
BEL-PS100 | 175883 | 2 | 133602 | Power supply and signal simulator | BELIMO AIRCONTROLS (USA), INC | PS-100 | 681.92 | 633.06 | N | 681.92 | 633.06 | 681.92
BEL-PTA250 | 166561 | 3 | 133602 | Pulse width modulation interface for mod | BELIMO AIRCONTROLS (USA), INC | PTA-250 | 133.77 | 73.313 | N | 133.77 | 107.07 | 133.77
BEL-PTA250 | 175888 | 1 | 133602 | Pulse width modulation interface for mod | BELIMO AIRCONTROLS (USA), INC | PTA-250 | 133.77 | 107.07 | N | 133.77 | 107.07 | 133.77
BEL-S1A | 10008 | 2 | 133602 | Auxiliary switch 1 x SPDT add-on | BELIMO AIRCONTROLS (USA), INC | S1A | 41.39 | 33.4873 | Y | 41.39 | 41.25 | 41.39
BEL-S1A | 10510 | 1 | 133602 | Auxiliary switch 1 x SPDT add-on | BELIMO AIRCONTROLS (USA), INC | S1A | 41.39 | 38.45 | Y | 41.39 | 41.25 | 41.39
BEL-S1A | 166553 | 2 | 133602 | Auxiliary switch 1 x SPDT add-on | BELIMO AIRCONTROLS (USA), INC | S1A | 41.39 | 38.45 | Y | 41.39 | 41.25 | 41.39
BEL-S1A | 166559 | 6 | 133602 | Auxiliary switch 1 x SPDT add-on | BELIMO AIRCONTROLS (USA), INC | S1A | 41.39 | 40.97 | Y | 41.39 | 41.25 | 41.39
BEL-S1A | 166561 | 2 | 133602 | Auxiliary switch 1 x SPDT add-on | BELIMO AIRCONTROLS (USA), INC | S1A | 41.39 | 41.25 | Y | 41.39 | 41.25 | 41.39
BEL-S1A | 173042 | 0 | 133602 | Auxiliary switch 1 x SPDT add-on | BELIMO AIRCONTROLS (USA), INC | S1A | 41.39 | 36.7749 | N | 41.39 | 41.25 | 41.39
BEL-S1A | 175883 | 1 | 133602 | Auxiliary switch 1 x SPDT add-on | BELIMO AIRCONTROLS (USA), INC | S1A | 41.39 | 39.92 | Y | 41.39 | 41.25 | 41.39
BEL-S1A | 175888 | 2 | 133602 | Auxiliary switch 1 x SPDT add-on | BELIMO AIRCONTROLS (USA), INC | S1A | 41.39 | 28.2577 | Y | 41.39 | 41.25 | 41.39
BEL-S1A | 175890 | 2 | 133602 | Auxiliary switch 1 x SPDT add-on | BELIMO AIRCONTROLS (USA), INC | S1A | 41.39 | 39.185 | Y | 41.39 | 41.25 | 41.39
BEL-S1A | 175891 | 3 | 133602 | Auxiliary switch 1 x SPDT add-on | BELIMO AIRCONTROLS (USA), INC | S1A | 41.39 | 35.0526 | Y | 41.39 | 41.25 | 41.39
BEL-S2A | 10510 | 9 | 133602 | Auxiliary switch 2 x SPDT add-on | BELIMO AIRCONTROLS (USA), INC | S2A | 62.21 | 59.9672 | Y | 62.21 | 62.21 | 62.21
BEL-S2A | 166553 | 3 | 133602 | Auxiliary switch 2 x SPDT add-on | BELIMO AIRCONTROLS (USA), INC | S2A | 62.21 | 57.516 | Y | 62.21 | 62.21 | 62.21
BEL-S2A | 166560 | 3 | 133602 | Auxiliary switch 2 x SPDT add-on | BELIMO AIRCONTROLS (USA), INC | S2A | 62.21 | 56.4867 | Y | 62.21 | 62.21 | 62.21
BEL-S2A | 173042 | 0 | 133602 | Auxiliary switch 2 x SPDT add-on | BELIMO AIRCONTROLS (USA), INC | S2A | 62.21 | 62.21 | N | 62.21 | 62.21 | 62.21
BEL-S2A | 175883 | 1 | 133602 | Auxiliary switch 2 x SPDT add-on | BELIMO AIRCONTROLS (USA), INC | S2A | 62.21 | 62.21 | Y | 62.21 | 62.21 | 62.21
BEL-S2A | 175888 | 2 | 133602 | Auxiliary switch 2 x SPDT add-on | BELIMO AIRCONTROLS (USA), INC | S2A | 62.21 | 57.67 | Y | 62.21 | 62.21 | 62.21
BEL-S2A | 175890 | 1 | 133602 | Auxiliary switch 2 x SPDT add-on | BELIMO AIRCONTROLS (USA), INC | S2A | 62.21 | 54.4731 | Y | 62.21 | 62.21 | 62.21
BEL-S2A | 175891 | 2 | 133602 | Auxiliary switch 2 x SPDT add-on | BELIMO AIRCONTROLS (USA), INC | S2A | 62.21 | 56.07 | Y | 62.21 | 62.21 | 62.21
BEL-S2AFUS | 166559 | 2 | 133602 | Auxiliary switch LF NFA SFA BLF BF N | BELIMO AIRCONTROLS (USA), INC | S2A-F US | 148.45 | 137.77 | Y | 148.45 | 137.77 | 148.45
BEL-S2AFUS | 175888 | 2 | 133602 | Auxiliary switch LF NFA SFA BLF BF N | BELIMO AIRCONTROLS (USA), INC | S2A-F US | 148.45 | 125.76 | Y | 148.45 | 137.77 | 148.45
BEL-S2AGV | 166559 | 1 | 133602 | 2xSPDT switch for NG GV Actuators 3A | BELIMO AIRCONTROLS (USA), INC | S2A-GV | 62.21 | 57.67 | Y | 62.21 | 57.67 | 62.21
BEL-S2AGV | 173042 | 3 | 133602 | 2xSPDT switch for NG GV Actuators 3A | BELIMO AIRCONTROLS (USA), INC | S2A-GV | 62.21 | 57.67 | Y | 62.21 | 57.67 | 62.21
BEL-SA1US | 173042 | 2 | 133602 | AUX. SWITCH FOR AM ACTUATOR | BELIMO AIRCONTROLS (USA), INC | SA1 US | 16.55 | 16.55 | N | 16.55 | 16.55 | 16.55
BEL-SGA24 | 10510 | 8 | 133602 | Positioner for wall mounting | BELIMO AIRCONTROLS (USA), INC | SGA24 | 74.23 | 67.0719 | Y | 74.23 | 74.23 | 74.23
BEL-SGA24 | 175888 | 3 | 133602 | Positioner for wall mounting | BELIMO AIRCONTROLS (USA), INC | SGA24 | 74.23 | 63.6604 | Y | 74.23 | 74.23 | 74.23
BEL-SGA24 | 175890 | 1 | 133602 | Positioner for wall mounting | BELIMO AIRCONTROLS (USA), INC | SGA24 | 74.23 | 68.89 | Y | 74.23 | 74.23 | 74.23
BEL-SGA24 | 175891 | 1 | 133602 | Positioner for wall mounting | BELIMO AIRCONTROLS (USA), INC | SGA24 | 74.23 | 74.23 | Y | 74.23 | 74.23 | 74.23
BEL-SGF24 | 10510 | 10 | 133602 | Positioner for front-panel mounting | BELIMO AIRCONTROLS (USA), INC | SGF24 | 64.88 | 48.2212 | Y | 64.88 | 57.94 | 64.88
BEL-SGF24 | 175891 | 2 | 133602 | Positioner for front-panel mounting | BELIMO AIRCONTROLS (USA), INC | SGF24 | 64.88 | 57.94 | Y | 64.88 | 57.94 | 64.88
BEL-SGVL | 166559 | 2 | 133602 | RetrFt link Schdr GV LV/SV | BELIMO AIRCONTROLS (USA), INC | SGVL | 22.7 | 20.56 | N | 22.7 | 20.56 | 22.7
BEL-SGVL | 166561 | 1 | 133602 | RetrFt link Schdr GV LV/SV | BELIMO AIRCONTROLS (USA), INC | SGVL | 22.7 | 17.18 | N | 22.7 | 20.56 | 22.7
BEL-SGVL | 175883 | 7 | 133602 | RetrFt link Schdr GV LV/SV | BELIMO AIRCONTROLS (USA), INC | SGVL | 22.7 | 20.56 | Y | 22.7 | 20.56 | 22.7
BEL-SGVLLVB243 | 166559 | 1 | 133602 | RetrFt link Schdr GV NFS 24V On/Off FLT | BELIMO AIRCONTROLS (USA), INC | SGVL+LVB24-3 | 253.65 | 249.0348 | Y | 253.65 | 249.0348 | 253.65
BEL-SGVLLVB243 | 173042 | 2 | 133602 | RetrFt link Schdr GV NFS 24V On/Off FLT | BELIMO AIRCONTROLS (USA), INC | SGVL+LVB24-3 | 253.65 | 235.49 | Y | 253.65 | 249.0348 | 253.65
BEL-SGVLLVB24SR | 175883 | 23 | 133602 | RetrFt link Schdr GV NFS 24V 2-10v mod | BELIMO AIRCONTROLS (USA), INC | SGVL+LVB24-SR | 279.28 | 258.84 | N | 279.28 | 258.84 | 279.28
BEL-SGVLLVKB24MFT | 10008 | 1 | 133602 | RetrFt link Schdr GV FS 24V Prog | BELIMO AIRCONTROLS (USA), INC | SGVL+LVKB24-MFT | 417.59 | 378.34 | Y | 417.59 | 394.5367 | 417.59
BEL-SGVLLVKB24MFT | 173042 | 3 | 133602 | RetrFt link Schdr GV FS 24V Prog | BELIMO AIRCONTROLS (USA), INC | SGVL+LVKB24-MFT | 417.59 | 378.34 | Y | 417.59 | 394.5367 | 417.59
BEL-SGVLLVKB24MFT | 175883 | 0 | 133602 | RetrFt link Schdr GV FS 24V Prog | BELIMO AIRCONTROLS (USA), INC | SGVL+LVKB24-MFT | 417.59 | 387.68 | N | 417.59 | 394.5367 | 417.59
BEL-SGVLLVKB24MFT | 175890 | 2 | 133602 | RetrFt link Schdr GV FS 24V Prog | BELIMO AIRCONTROLS (USA), INC | SGVL+LVKB24-MFT | 417.59 | 394.5367 | Y | 417.59 | 394.5367 | 417.59
BEL-SGVLLVKB24SR | 175890 | 1 | 133602 | RetrFt link Schdr GV FS 24V 2-10v mod | BELIMO AIRCONTROLS (USA), INC | SGVL+LVKB24-SR | 373.27 | 346.57 | Y | 373.27 | 373.27 | 373.27
BEL-SGVLLVKB24SR | 175891 | 5 | 133602 | RetrFt link Schdr GV FS 24V 2-10v mod | BELIMO AIRCONTROLS (USA), INC | SGVL+LVKB24-SR | 373.27 | 373.27 | Y | 373.27 | 373.27 | 373.27
BEL-SGVLLVKX24MFT | 10510 | 10 | 133602 | RetrFt link Schdr GV FS 24V Prog | BELIMO AIRCONTROLS (USA), INC | SGVL+LVKX24-MFT | 417.32 | 347.0311 | Y | 417.32 | 387.42 | 417.32
BEL-SGVLLVKX24MFT | 166553 | 2 | 133602 | RetrFt link Schdr GV FS 24V Prog | BELIMO AIRCONTROLS (USA), INC | SGVL+LVKX24-MFT | 417.32 | 379.6407 | Y | 417.32 | 387.42 | 417.32
BEL-SGVLLVKX24MFT | 166559 | 2 | 133602 | RetrFt link Schdr GV FS 24V Prog | BELIMO AIRCONTROLS (USA), INC | SGVL+LVKX24-MFT | 417.32 | 387.42 | Y | 417.32 | 387.42 | 417.32
BEL-SGVLLVKX24MFT | 166561 | 1 | 133602 | RetrFt link Schdr GV FS 24V Prog | BELIMO AIRCONTROLS (USA), INC | SGVL+LVKX24-MFT | 417.32 | 386.2513 | N | 417.32 | 387.42 | 417.32
BEL-SGVLLVKX24MFT | 173042 | 2 | 133602 | RetrFt link Schdr GV FS 24V Prog | BELIMO AIRCONTROLS (USA), INC | SGVL+LVKX24-MFT | 417.32 | 378.07 | Y | 417.32 | 387.42 | 417.32
BEL-SGVLLVKX24MFT | 175888 | 7 | 133602 | RetrFt link Schdr GV FS 24V Prog | BELIMO AIRCONTROLS (USA), INC | SGVL+LVKX24-MFT | 417.32 | 300.7583 | Y | 417.32 | 387.42 | 417.32
BEL-SGVLLVKX24MFT | 175890 | 2 | 133602 | RetrFt link Schdr GV FS 24V Prog | BELIMO AIRCONTROLS (USA), INC | SGVL+LVKX24-MFT | 417.32 | 378.07 | Y | 417.32 | 387.42 | 417.32
BEL-SGVLLVKX24MFT | 175891 | 2 | 133602 | RetrFt link Schdr GV FS 24V Prog | BELIMO AIRCONTROLS (USA), INC | SGVL+LVKX24-MFT | 417.32 | 387.42 | Y | 417.32 | 387.42 | 417.32
BEL-SGVLLVX24MFT | 10510 | 6 | 133602 | RetrFt link Schdr GV NFS 24V Prog | BELIMO AIRCONTROLS (USA), INC | SGVL+LVX24-MFT | 306.25 | 231.9383 | Y | 306.25 | 284.36 | 306.25
BEL-SGVLLVX24MFT | 166557 | 2 | 133602 | RetrFt link Schdr GV NFS 24V Prog | BELIMO AIRCONTROLS (USA), INC | SGVL+LVX24-MFT | 306.25 | 284.36 | Y | 306.25 | 284.36 | 306.25
BEL-SGVLLVX24MFT | 166559 | 4 | 133602 | RetrFt link Schdr GV NFS 24V Prog | BELIMO AIRCONTROLS (USA), INC | SGVL+LVX24-MFT | 306.25 | 278.2557 | Y | 306.25 | 284.36 | 306.25
BEL-SGVLLVX24MFT | 166560 | 2 | 133602 | RetrFt link Schdr GV NFS 24V Prog | BELIMO AIRCONTROLS (USA), INC | SGVL+LVX24-MFT | 306.25 | 248.043 | Y | 306.25 | 284.36 | 306.25
BEL-SGVLLVX24MFT | 166561 | 3 | 133602 | RetrFt link Schdr GV NFS 24V Prog | BELIMO AIRCONTROLS (USA), INC | SGVL+LVX24-MFT | 306.25 | 284.36 | Y | 306.25 | 284.36 | 306.25
BEL-SGVLSVB24MFT | 166559 | 2 | 133602 | MISSING DESC | BELIMO AIRCONTROLS (USA), INC | SGVLSVB24MFT | 309.19 | 309.19 | N | 309.19 | 309.19 | 309.19
BEL-SGVLSVB24SR | 166559 | 2 | 133602 | RetrFt link Schdr GV NFS 24V 2-10v mod | BELIMO AIRCONTROLS (USA), INC | SGVL+SVB24-SR | 312.92 | 289.47 | Y | 312.92 | 289.47 | 312.92
BEL-SGVLSVKB24MFT | 10008 | 1 | 133602 | RetrFt link Schdr GV FS 24V Prog | BELIMO AIRCONTROLS (USA), INC | SGVL+SVKB24-MFT | 440.82 | 409.31 | Y | 440.82 | 422.595 | 440.82
BEL-SGVLSVKB24MFT | 175888 | 2 | 133602 | RetrFt link Schdr GV FS 24V Prog | BELIMO AIRCONTROLS (USA), INC | SGVL+SVKB24-MFT | 440.82 | 422.595 | Y | 440.82 | 422.595 | 440.82
BEL-SGVLSVKB24MFT | 175890 | 1 | 133602 | RetrFt link Schdr GV FS 24V Prog | BELIMO AIRCONTROLS (USA), INC | SGVL+SVKB24-MFT | 440.82 | 409.31 | Y | 440.82 | 422.595 | 440.82
BEL-SGVLSVKB24SR | 166557 | 6 | 133602 | RetrFt link Schdr GV FS 24V 2-10v mod | BELIMO AIRCONTROLS (USA), INC | SGVL+SVKB24-SR | 410.38 | 381.01 | Y | 410.38 | 395.695 | 410.38
BEL-SGVLSVKB24SR | 166559 | 2 | 133602 | RetrFt link Schdr GV FS 24V 2-10v mod | BELIMO AIRCONTROLS (USA), INC | SGVL+SVKB24-SR | 410.38 | 371.66 | Y | 410.38 | 395.695 | 410.38
BEL-SGVLSVKB24SR | 173042 | 2 | 133602 | RetrFt link Schdr GV FS 24V 2-10v mod | BELIMO AIRCONTROLS (USA), INC | SGVL+SVKB24-SR | 410.38 | 381.01 | Y | 410.38 | 395.695 | 410.38
BEL-SGVLSVKB24SR | 175883 | 1 | 133602 | RetrFt link Schdr GV FS 24V 2-10v mod | BELIMO AIRCONTROLS (USA), INC | SGVL+SVKB24-SR | 410.38 | 381.01 | N | 410.38 | 395.695 | 410.38
BEL-SGVLSVKB24SR | 175890 | 2 | 133602 | RetrFt link Schdr GV FS 24V 2-10v mod | BELIMO AIRCONTROLS (USA), INC | SGVL+SVKB24-SR | 410.38 | 395.695 | Y | 410.38 | 395.695 | 410.38
BEL-SGVLSVKB24SR | 175891 | 2 | 133602 | RetrFt link Schdr GV FS 24V 2-10v mod | BELIMO AIRCONTROLS (USA), INC | SGVL+SVKB24-SR | 410.38 | 378.6725 | Y | 410.38 | 395.695 | 410.38
BEL-SGVLSVKX24MFT | 10510 | 9 | 133602 | RetrFt link Schdr GV FS 24V Prog | BELIMO AIRCONTROLS (USA), INC | SGVL+SVKX24-MFT | 441.08 | 403.5048 | Y | 441.08 | 409.58 | 441.08
BEL-SGVLSVKX24MFT | 166553 | 2 | 133602 | RetrFt link Schdr GV FS 24V Prog | BELIMO AIRCONTROLS (USA), INC | SGVL+SVKX24-MFT | 441.08 | 404.64 | Y | 441.08 | 409.58 | 441.08
BEL-SGVLSVKX24MFT | 166559 | 4 | 133602 | RetrFt link Schdr GV FS 24V Prog | BELIMO AIRCONTROLS (USA), INC | SGVL+SVKX24-MFT | 441.08 | 404.64 | Y | 441.08 | 409.58 | 441.08
BEL-SGVLSVKX24MFT | 166560 | 1 | 133602 | RetrFt link Schdr GV FS 24V Prog | BELIMO AIRCONTROLS (USA), INC | SGVL+SVKX24-MFT | 441.08 | 312.39 | Y | 441.08 | 409.58 | 441.08
BEL-SGVLSVKX24MFT | 166561 | 3 | 133602 | RetrFt link Schdr GV FS 24V Prog | BELIMO AIRCONTROLS (USA), INC | SGVL+SVKX24-MFT | 441.08 | 401.1693 | Y | 441.08 | 409.58 | 441.08
BEL-SGVLSVKX24MFT | 173042 | 5 | 133602 | RetrFt link Schdr GV FS 24V Prog | BELIMO AIRCONTROLS (USA), INC | SGVL+SVKX24-MFT | 441.08 | 399.0308 | Y | 441.08 | 409.58 | 441.08
BEL-SGVLSVKX24MFT | 175888 | 2 | 133602 | RetrFt link Schdr GV FS 24V Prog | BELIMO AIRCONTROLS (USA), INC | SGVL+SVKX24-MFT | 441.08 | 409.58 | Y | 441.08 | 409.58 | 441.08
BEL-SGVLSVKX24MFT | 175890 | 2 | 133602 | RetrFt link Schdr GV FS 24V Prog | BELIMO AIRCONTROLS (USA), INC | SGVL+SVKX24-MFT | 441.08 | 394.4935 | Y | 441.08 | 409.58 | 441.08
BEL-SGVLSVKX24MFT | 175891 | 7 | 133602 | RetrFt link Schdr GV FS 24V Prog | BELIMO AIRCONTROLS (USA), INC | SGVL+SVKX24-MFT | 441.08 | 407.2908 | Y | 441.08 | 409.58 | 441.08
BEL-SGVLSVX243 | 10510 | 1 | 133602 | RetrFt link Schdr GV NFS 24V On/Off FLT | BELIMO AIRCONTROLS (USA), INC | SGVL+SVX24-3 | 285.16 | 264.86 | Y | 285.16 | 285.16 | 285.16
BEL-SGVLSVX243 | 166559 | 3 | 133602 | RetrFt link Schdr GV NFS 24V On/Off FLT | BELIMO AIRCONTROLS (USA), INC | SGVL+SVX24-3 | 285.16 | 285.16 | Y | 285.16 | 285.16 | 285.16
BEL-SGVLSVX243 | 175891 | 1 | 133602 | RetrFt link Schdr GV NFS 24V On/Off FLT | BELIMO AIRCONTROLS (USA), INC | SGVL+SVX24-3 | 285.16 | 190.331 | Y | 285.16 | 285.16 | 285.16
BEL-SGVLSVX24MFT | 10510 | 3 | 133602 | RetrFt link Schdr GV NFS 24V Prog | BELIMO AIRCONTROLS (USA), INC | SGVL+SVX24-MFT | 341.23 | 269.778 | Y | 341.23 | 341.23 | 341.23
BEL-SGVLSVX24MFT | 166553 | 4 | 133602 | RetrFt link Schdr GV NFS 24V Prog | BELIMO AIRCONTROLS (USA), INC | SGVL+SVX24-MFT | 341.23 | 316.93 | Y | 341.23 | 341.23 | 341.23
BEL-SGVLSVX24MFT | 166559 | 3 | 133602 | RetrFt link Schdr GV NFS 24V Prog | BELIMO AIRCONTROLS (USA), INC | SGVL+SVX24-MFT | 341.23 | 341.23 | Y | 341.23 | 341.23 | 341.23
BEL-SGVLSVX24MFT | 166560 | 2 | 133602 | RetrFt link Schdr GV NFS 24V Prog | BELIMO AIRCONTROLS (USA), INC | SGVL+SVX24-MFT | 341.23 | 269.2791 | Y | 341.23 | 341.23 | 341.23
BEL-SGVLSVX24MFT | 166561 | 1 | 133602 | RetrFt link Schdr GV NFS 24V Prog | BELIMO AIRCONTROLS (USA), INC | SGVL+SVX24-MFT | 341.23 | 280.084 | Y | 341.23 | 341.23 | 341.23
BEL-SGVLSVX24MFT | 175891 | 1 | 133602 | RetrFt link Schdr GV NFS 24V Prog | BELIMO AIRCONTROLS (USA), INC | SGVL+SVX24-MFT | 341.23 | 234.69 | Y | 341.23 | 341.23 | 341.23
BEL-SH10 | 175883 | 0 | 133602 | Push rod for KG10A ball joint (36" L 3/8 | BELIMO AIRCONTROLS (USA), INC | SH10 | 16.55 | 16.55 | N | 16.55 | 16.55 | 16.55
BEL-SH10 | 175890 | 2 | 133602 | Push rod for KG10A ball joint (36" L 3/8 | BELIMO AIRCONTROLS (USA), INC | SH10 | 16.55 | 15.49 | Y | 16.55 | 16.55 | 16.55
BEL-SH8 | 173042 | 4 | 133602 | Push rod for KG6 & KG8 ball joints (36" | BELIMO AIRCONTROLS (USA), INC | SH8 | 12.82 | 11.48 | Y | 12.82 | 11.48 | 12.82
BEL-SN2 | 173042 | 1 | 133602 | AUXILIARY SWITCH SPD | BELIMO AIRCONTROLS (USA), INC | SN2 | 21.89 | 21.89 | N | 21.89 | 21.89 | 21.89
BEL-TFB120 | 10008 | 3 | 133602 | 22 in-lb [2.5 Nm] FS 100-240V On/Off | BELIMO AIRCONTROLS (USA), INC | TFB120 | 139.37 | 126.7946 | Y | 139.37 | 129.5 | 139.37
BEL-TFB120 | 10510 | 25 | 133602 | 22 in-lb [2.5 Nm] FS 100-240V On/Off | BELIMO AIRCONTROLS (USA), INC | TFB120 | 139.37 | 120.388 | Y | 139.37 | 129.5 | 139.37
BEL-TFB120 | 166553 | 1 | 133602 | 22 in-lb [2.5 Nm] FS 100-240V On/Off | BELIMO AIRCONTROLS (USA), INC | TFB120 | 139.37 | 127.6964 | Y | 139.37 | 129.5 | 139.37
BEL-TFB120 | 166557 | 2 | 133602 | 22 in-lb [2.5 Nm] FS 100-240V On/Off | BELIMO AIRCONTROLS (USA), INC | TFB120 | 139.37 | 129.5 | Y | 139.37 | 129.5 | 139.37
BEL-TFB120 | 173042 | 1 | 133602 | 22 in-lb [2.5 Nm] FS 100-240V On/Off | BELIMO AIRCONTROLS (USA), INC | TFB120 | 139.37 | 129.5 | Y | 139.37 | 129.5 | 139.37
BEL-TFB120 | 175888 | 2 | 133602 | 22 in-lb [2.5 Nm] FS 100-240V On/Off | BELIMO AIRCONTROLS (USA), INC | TFB120 | 139.37 | 120.9503 | Y | 139.37 | 129.5 | 139.37
BEL-TFB120 | 175890 | 2 | 133602 | 22 in-lb [2.5 Nm] FS 100-240V On/Off | BELIMO AIRCONTROLS (USA), INC | TFB120 | 139.37 | 129.5 | Y | 139.37 | 129.5 | 139.37
BEL-TFB120 | 175891 | 6 | 133602 | 22 in-lb [2.5 Nm] FS 100-240V On/Off | BELIMO AIRCONTROLS (USA), INC | TFB120 | 139.37 | 129.5 | Y | 139.37 | 129.5 | 139.37
BEL-TFB120S | 10510 | 6 | 133602 | 22 in-lb FS 100-240V On/Off 1xAUX | BELIMO AIRCONTROLS (USA), INC | TFB120-S | 164.21 | 119.9453 | Y | 164.21 | 158.335 | 164.21
BEL-TFB120S | 166561 | 1 | 133602 | 22 in-lb FS 100-240V On/Off 1xAUX | BELIMO AIRCONTROLS (USA), INC | TFB120-S | 164.21 | 149.52 | N | 164.21 | 158.335 | 164.21
BEL-TFB120S | 173042 | 4 | 133602 | 22 in-lb FS 100-240V On/Off 1xAUX | BELIMO AIRCONTROLS (USA), INC | TFB120-S | 164.21 | 158.335 | Y | 164.21 | 158.335 | 164.21
BEL-TFB120S | 175891 | 3 | 133602 | 22 in-lb FS 100-240V On/Off 1xAUX | BELIMO AIRCONTROLS (USA), INC | TFB120-S | 164.21 | 151.8387 | Y | 164.21 | 158.335 | 164.21
BEL-TFB24 | 10008 | 32 | 133602 | 22 in-lb [2.5 Nm] FS 24V On/Off | BELIMO AIRCONTROLS (USA), INC | TFB24 | 119.35 | 103.5803 | Y | 119.35 | 119.35 | 119.35
BEL-TFB24 | 10510 | 16 | 133602 | 22 in-lb [2.5 Nm] FS 24V On/Off | BELIMO AIRCONTROLS (USA), INC | TFB24 | 119.35 | 104.8326 | Y | 119.35 | 119.35 | 119.35
BEL-TFB24 | 166553 | 15 | 133602 | 22 in-lb [2.5 Nm] FS 24V On/Off | BELIMO AIRCONTROLS (USA), INC | TFB24 | 119.35 | 104.1671 | Y | 119.35 | 119.35 | 119.35
BEL-TFB24 | 166557 | 3 | 133602 | 22 in-lb [2.5 Nm] FS 24V On/Off | BELIMO AIRCONTROLS (USA), INC | TFB24 | 119.35 | 104.5995 | Y | 119.35 | 119.35 | 119.35
BEL-TFB24 | 166561 | 5 | 133602 | 22 in-lb [2.5 Nm] FS 24V On/Off | BELIMO AIRCONTROLS (USA), INC | TFB24 | 119.35 | 109.4835 | Y | 119.35 | 119.35 | 119.35
BEL-TFB24 | 173042 | 7 | 133602 | 22 in-lb [2.5 Nm] FS 24V On/Off | BELIMO AIRCONTROLS (USA), INC | TFB24 | 119.35 | 118.6383 | Y | 119.35 | 119.35 | 119.35
BEL-TFB24 | 175883 | 6 | 133602 | 22 in-lb [2.5 Nm] FS 24V On/Off | BELIMO AIRCONTROLS (USA), INC | TFB24 | 119.35 | 119.35 | Y | 119.35 | 119.35 | 119.35
BEL-TFB24 | 175888 | 11 | 133602 | 22 in-lb [2.5 Nm] FS 24V On/Off | BELIMO AIRCONTROLS (USA), INC | TFB24 | 119.35 | 104.5995 | Y | 119.35 | 119.35 | 119.35
BEL-TFB24 | 175890 | 4 | 133602 | 22 in-lb [2.5 Nm] FS 24V On/Off | BELIMO AIRCONTROLS (USA), INC | TFB24 | 119.35 | 110.5425 | Y | 119.35 | 119.35 | 119.35
BEL-TFB24 | 175891 | 7 | 133602 | 22 in-lb [2.5 Nm] FS 24V On/Off | BELIMO AIRCONTROLS (USA), INC | TFB24 | 119.35 | 110.6099 | Y | 119.35 | 119.35 | 119.35
BEL-TFB243 | 10008 | 1 | 133602 | 22 in-lb [2.5 Nm] FS 24V On/Off FLT | BELIMO AIRCONTROLS (USA), INC | TFB24-3 | 155.66 | 155.66 | Y | 155.66 | 155.66 | 155.66
BEL-TFB243 | 10510 | 4 | 133602 | 22 in-lb [2.5 Nm] FS 24V On/Off FLT | BELIMO AIRCONTROLS (USA), INC | TFB24-3 | 155.66 | 144.45 | Y | 155.66 | 155.66 | 155.66
BEL-TFB243 | 166553 | 7 | 133602 | 22 in-lb [2.5 Nm] FS 24V On/Off FLT | BELIMO AIRCONTROLS (USA), INC | TFB24-3 | 155.66 | 133.968 | Y | 155.66 | 155.66 | 155.66
BEL-TFB243 | 166561 | 2 | 133602 | 22 in-lb [2.5 Nm] FS 24V On/Off FLT | BELIMO AIRCONTROLS (USA), INC | TFB24-3 | 155.66 | 123.5199 | N | 155.66 | 155.66 | 155.66
BEL-TFB243 | 173042 | 1 | 133602 | 22 in-lb [2.5 Nm] FS 24V On/Off FLT | BELIMO AIRCONTROLS (USA), INC | TFB24-3 | 155.66 | 144.45 | Y | 155.66 | 155.66 | 155.66
BEL-TFB243 | 175883 | 8 | 133602 | 22 in-lb [2.5 Nm] FS 24V On/Off FLT | BELIMO AIRCONTROLS (USA), INC | TFB24-3 | 155.66 | 151.4563 | Y | 155.66 | 155.66 | 155.66
BEL-TFB243 | 175888 | 2 | 133602 | 22 in-lb [2.5 Nm] FS 24V On/Off FLT | BELIMO AIRCONTROLS (USA), INC | TFB24-3 | 155.66 | 140.31 | Y | 155.66 | 155.66 | 155.66
BEL-TFB243 | 175890 | 1 | 133602 | 22 in-lb [2.5 Nm] FS 24V On/Off FLT | BELIMO AIRCONTROLS (USA), INC | TFB24-3 | 155.66 | 116.4748 | N | 155.66 | 155.66 | 155.66
BEL-TFB243 | 175891 | 1 | 133602 | 22 in-lb [2.5 Nm] FS 24V On/Off FLT | BELIMO AIRCONTROLS (USA), INC | TFB24-3 | 155.66 | 144.45 | Y | 155.66 | 155.66 | 155.66
BEL-TFB243S | 175890 | 2 | 133602 | 22 in-lb FS 24V On/Off FLT 1xAUX | BELIMO AIRCONTROLS (USA), INC | TFB24-3-S | 180.23 | 167.38 | Y | 180.23 | 167.38 | 180.23
BEL-TFB24MFT | 166553 | 7 | 133602 | 22 in-lb [2.5 Nm] FS 24V 2-10V MFT/Prog | BELIMO AIRCONTROLS (USA), INC | TFB24-MFT | 196.78 | 177.875 | Y | 196.78 | 179.16 | 196.78
BEL-TFB24MFT | 166557 | 3 | 133602 | 22 in-lb [2.5 Nm] FS 24V 2-10V MFT/Prog | BELIMO AIRCONTROLS (USA), INC | TFB24-MFT | 196.78 | 172.22 | N | 196.78 | 179.16 | 196.78
BEL-TFB24MFT | 173042 | 3 | 133602 | 22 in-lb [2.5 Nm] FS 24V 2-10V MFT/Prog | BELIMO AIRCONTROLS (USA), INC | TFB24-MFT | 196.78 | 172.22 | Y | 196.78 | 179.16 | 196.78
BEL-TFB24MFT | 175888 | 2 | 133602 | 22 in-lb [2.5 Nm] FS 24V 2-10V MFT/Prog | BELIMO AIRCONTROLS (USA), INC | TFB24-MFT | 196.78 | 179.16 | Y | 196.78 | 179.16 | 196.78
BEL-TFB24MFT | 175890 | 2 | 133602 | 22 in-lb [2.5 Nm] FS 24V 2-10V MFT/Prog | BELIMO AIRCONTROLS (USA), INC | TFB24-MFT | 196.78 | 175.69 | Y | 196.78 | 179.16 | 196.78
BEL-TFB24S | 10008 | 1 | 133602 | 22 in-lb [2.5 Nm] FS 24V On/Off 1 x SPDT | BELIMO AIRCONTROLS (USA), INC | TFB24-S | 144.98 | 134.57 | Y | 144.98 | 140.6591 | 144.98
BEL-TFB24S | 10510 | 8 | 133602 | 22 in-lb [2.5 Nm] FS 24V On/Off 1 x SPDT | BELIMO AIRCONTROLS (USA), INC | TFB24-S | 144.98 | 122.491 | Y | 144.98 | 140.6591 | 144.98
BEL-TFB24S | 166553 | 1 | 133602 | 22 in-lb [2.5 Nm] FS 24V On/Off 1 x SPDT | BELIMO AIRCONTROLS (USA), INC | TFB24-S | 144.98 | 117.9519 | N | 144.98 | 140.6591 | 144.98
BEL-TFB24S | 166559 | 2 | 133602 | 22 in-lb [2.5 Nm] FS 24V On/Off 1 x SPDT | BELIMO AIRCONTROLS (USA), INC | TFB24-S | 144.98 | 129.872 | Y | 144.98 | 140.6591 | 144.98
BEL-TFB24S | 166561 | 3 | 133602 | 22 in-lb [2.5 Nm] FS 24V On/Off 1 x SPDT | BELIMO AIRCONTROLS (USA), INC | TFB24-S | 144.98 | 133.68 | Y | 144.98 | 140.6591 | 144.98
BEL-TFB24S | 173042 | 5 | 133602 | 22 in-lb [2.5 Nm] FS 24V On/Off 1 x SPDT | BELIMO AIRCONTROLS (USA), INC | TFB24-S | 144.98 | 140.6591 | Y | 144.98 | 140.6591 | 144.98
BEL-TFB24S | 175888 | 11 | 133602 | 22 in-lb [2.5 Nm] FS 24V On/Off 1 x SPDT | BELIMO AIRCONTROLS (USA), INC | TFB24-S | 144.98 | 134.57 | Y | 144.98 | 140.6591 | 144.98
BEL-TFB24S | 175890 | 3 | 133602 | 22 in-lb [2.5 Nm] FS 24V On/Off 1 x SPDT | BELIMO AIRCONTROLS (USA), INC | TFB24-S | 144.98 | 134.57 | Y | 144.98 | 140.6591 | 144.98
BEL-TFB24S | 175891 | 2 | 133602 | 22 in-lb [2.5 Nm] FS 24V On/Off 1 x SPDT | BELIMO AIRCONTROLS (USA), INC | TFB24-S | 144.98 | 126.2546 | Y | 144.98 | 140.6591 | 144.98
BEL-TFB24SR | 10006 | 1 | 133602 | 22 in-lb [2.5 Nm] FS 24V 2-10V Mod | BELIMO AIRCONTROLS (USA), INC | TFB24-SR | 170.08 | 125.49 | N | 170.08 | 171.1475 | 171.1475
BEL-TFB24SR | 10008 | 9 | 133602 | 22 in-lb [2.5 Nm] FS 24V 2-10V Mod | BELIMO AIRCONTROLS (USA), INC | TFB24-SR | 170.08 | 152.656 | Y | 170.08 | 171.1475 | 171.1475
BEL-TFB24SR | 10510 | 19 | 133602 | 22 in-lb [2.5 Nm] FS 24V 2-10V Mod | BELIMO AIRCONTROLS (USA), INC | TFB24-SR | 170.08 | 146.85 | Y | 170.08 | 171.1475 | 171.1475
BEL-TFB24SR | 166553 | 2 | 133602 | 22 in-lb [2.5 Nm] FS 24V 2-10V Mod | BELIMO AIRCONTROLS (USA), INC | TFB24-SR | 170.08 | 143.7242 | Y | 170.08 | 171.1475 | 171.1475
BEL-TFB24SR | 166557 | 4 | 133602 | 22 in-lb [2.5 Nm] FS 24V 2-10V Mod | BELIMO AIRCONTROLS (USA), INC | TFB24-SR | 170.08 | 154.59 | Y | 170.08 | 171.1475 | 171.1475
BEL-TFB24SR | 166559 | 5 | 133602 | 22 in-lb [2.5 Nm] FS 24V 2-10V Mod | BELIMO AIRCONTROLS (USA), INC | TFB24-SR | 170.08 | 157.8 | Y | 170.08 | 171.1475 | 171.1475
BEL-TFB24SR | 166560 | 2 | 133602 | 22 in-lb [2.5 Nm] FS 24V 2-10V Mod | BELIMO AIRCONTROLS (USA), INC | TFB24-SR | 170.08 | 119.3568 | Y | 170.08 | 171.1475 | 171.1475
BEL-TFB24SR | 166561 | 5 | 133602 | 22 in-lb [2.5 Nm] FS 24V 2-10V Mod | BELIMO AIRCONTROLS (USA), INC | TFB24-SR | 170.08 | 156.1135 | Y | 170.08 | 171.1475 | 171.1475
BEL-TFB24SR | 173042 | 9 | 133602 | 22 in-lb [2.5 Nm] FS 24V 2-10V Mod | BELIMO AIRCONTROLS (USA), INC | TFB24-SR | 170.08 | 163.88 | Y | 170.08 | 171.1475 | 171.1475
BEL-TFB24SR | 175883 | 8 | 133602 | 22 in-lb [2.5 Nm] FS 24V 2-10V Mod | BELIMO AIRCONTROLS (USA), INC | TFB24-SR | 170.08 | 171.1475 | Y | 170.08 | 171.1475 | 171.1475
BEL-TFB24SR | 175888 | 29 | 133602 | 22 in-lb [2.5 Nm] FS 24V 2-10V Mod | BELIMO AIRCONTROLS (USA), INC | TFB24-SR | 170.08 | 150.0046 | Y | 170.08 | 171.1475 | 171.1475
BEL-TFB24SR | 175890 | 5 | 133602 | 22 in-lb [2.5 Nm] FS 24V 2-10V Mod | BELIMO AIRCONTROLS (USA), INC | TFB24-SR | 170.08 | 157.0031 | Y | 170.08 | 171.1475 | 171.1475
BEL-TFB24SR | 175891 | 36 | 133602 | 22 in-lb [2.5 Nm] FS 24V 2-10V Mod | BELIMO AIRCONTROLS (USA), INC | TFB24-SR | 170.08 | 150.7581 | Y | 170.08 | 171.1475 | 171.1475
BEL-TFB24SRS | 173042 | 2 | 133602 | 22 in-lb [2.5 Nm] FS 24V 2-10V 1xAUX Mod | BELIMO AIRCONTROLS (USA), INC | TFB24-SR-S | 195.18 | 190.84 | Y | 195.18 | 190.84 | 195.18
BEL-TFB24SRS | 175888 | 2 | 133602 | 22 in-lb [2.5 Nm] FS 24V 2-10V 1xAUX Mod | BELIMO AIRCONTROLS (USA), INC | TFB24-SR-S | 195.18 | 186.5 | Y | 195.18 | 190.84 | 195.18
BEL-TFLB120 | 166559 | 3 | 133602 | 22 in-lb [2.5 Nm] FS 100-240V On/Off | BELIMO AIRCONTROLS (USA), INC | TFLB120 | 139.64 | 126.8322 | Y | 139.64 | 126.8322 | 139.64
BEL-TFLB120 | 166560 | 1 | 133602 | 22 in-lb [2.5 Nm] FS 100-240V On/Off | BELIMO AIRCONTROLS (USA), INC | TFLB120 | 139.64 | 110.01 | N | 139.64 | 126.8322 | 139.64
BEL-TFLB24 | 166559 | 14 | 133602 | 22 in-lb [2.5 Nm] FS 24V On/Off | BELIMO AIRCONTROLS (USA), INC | TFLB24 | 119.62 | 119.62 | Y | 119.62 | 119.62 | 119.62
BEL-TFP | 10008 | 9 | 133602 | Anti-rotation BRKT TF/NKQ/AM/NM/LM. | BELIMO AIRCONTROLS (USA), INC | TF-P | 4.01 | 2.94 | N | 4.01 | 2.94 | 4.01
BEL-TFP | 166560 | 3 | 133602 | Anti-rotation BRKT TF/NKQ/AM/NM/LM. | BELIMO AIRCONTROLS (USA), INC | TF-P | 4.01 | 2.94 | N | 4.01 | 2.94 | 4.01
BEL-TFP | 175888 | 1 | 133602 | Anti-rotation BRKT TF/NKQ/AM/NM/LM. | BELIMO AIRCONTROLS (USA), INC | TF-P | 4.01 | 2.4348 | N | 4.01 | 2.94 | 4.01
BEL-TFRB120 | 10008 | 6 | 133602 | Valve Act FS AC 100-240V On/Off | BELIMO AIRCONTROLS (USA), INC | TFRB120 | 146.05 | 135.64 | Y | 146.05 | 135.64 | 146.05
BEL-TFRB24 | 10008 | 6 | 133602 | Valve Actuator FS 24V On/Off | BELIMO AIRCONTROLS (USA), INC | TFRB24 | 135.37 | 135.37 | Y | 135.37 | 135.37 | 135.37
BEL-TFRB24 | 166560 | 1 | 133602 | Valve Actuator FS 24V On/Off | BELIMO AIRCONTROLS (USA), INC | TFRB24 | 135.37 | 125.0841 | Y | 135.37 | 135.37 | 135.37
BEL-TFRB243 | 175891 | 2 | 133602 | Valve Actuator FS 24V Floating point | BELIMO AIRCONTROLS (USA), INC | TFRB24-3 | 162.87 | 142.58 | N | 162.87 | 142.58 | 162.87
BEL-TFRB24S | 10008 | 1 | 133602 | Valve Actuator FS 24V On/Off 1 x SPDT | BELIMO AIRCONTROLS (USA), INC | TFRB24-S | 161.27 | 141.24 | Y | 161.27 | 141.24 | 161.27
BEL-TFRB24SR | 10006 | 5 | 133602 | Valve Actuator FS 24V 2-10V Mod | BELIMO AIRCONTROLS (USA), INC | TFRB24-SR | 187.7 | 174.35 | N | 187.7 | 187.7 | 187.7
BEL-TFRB24SR | 10008 | 5 | 133602 | Valve Actuator FS 24V 2-10V Mod | BELIMO AIRCONTROLS (USA), INC | TFRB24-SR | 187.7 | 187.7 | Y | 187.7 | 187.7 | 187.7
BEL-TFRB24SR | 10770 | 4 | 133602 | Valve Actuator FS 24V 2-10V Mod | BELIMO AIRCONTROLS (USA), INC | TFRB24-SR | 187.7 | 174.35 | Y | 187.7 | 187.7 | 187.7
BEL-TFRB24SR | 166560 | 2 | 133602 | Valve Actuator FS 24V 2-10V Mod | BELIMO AIRCONTROLS (USA), INC | TFRB24-SR | 187.7 | 172.615 | Y | 187.7 | 187.7 | 187.7
BEL-TFRB24SR | 166561 | 1 | 133602 | Valve Actuator FS 24V 2-10V Mod | BELIMO AIRCONTROLS (USA), INC | TFRB24-SR | 187.7 | 170.88 | N | 187.7 | 187.7 | 187.7
BEL-TFX24MFT | 166561 | 4 | 133602 | 22 in-lb [2.5 Nm] FS 24V 2-10V MFT/Prog | BELIMO AIRCONTROLS (USA), INC | TFX24-MFT | 196.78 | 160.9515 | N | 196.78 | 172.22 | 196.78
BEL-TFX24MFT | 175888 | 2 | 133602 | 22 in-lb [2.5 Nm] FS 24V 2-10V MFT/Prog | BELIMO AIRCONTROLS (USA), INC | TFX24-MFT | 196.78 | 172.22 | Y | 196.78 | 172.22 | 196.78
BEL-TOOL06 | 166559 | 100 | 133602 | TOOL-06 8mm-10mm Wrench | BELIMO AIRCONTROLS (USA), INC | TOOL-06 | 0 | 0 | N | 0 | 0 | 0
BEL-TOOL06 | 166561 | 80 | 133602 | TOOL-06 8mm-10mm Wrench | BELIMO AIRCONTROLS (USA), INC | TOOL-06 | 0 | 0 | N | 0 | 0 | 0
BEL-TOOL07 | 166559 | 50 | 133602 | TOOL-07 13mm Wrench | BELIMO AIRCONTROLS (USA), INC | TOOL-07 | 0 | 0 | N | 0 | 0 | 0
BEL-TOOL07 | 166561 | 55 | 133602 | TOOL-07 13mm Wrench | BELIMO AIRCONTROLS (USA), INC | TOOL-07 | 0 | 0 | N | 0 | 0 | 0
BEL-TR243300US | 175891 | 3 | 133602 | Valve Act Non fail-safe AC 24V On/Off | BELIMO AIRCONTROLS (USA), INC | TR24-3/300 US | 73.43 | 65.3029 | Y | 73.43 | 65.3029 | 73.43
BEL-TR243TUS | 10006 | 7 | 133602 | Valve Act NFS AC 24V On/Off FLT | BELIMO AIRCONTROLS (USA), INC | TR24-3-T US | 59.01 | 42.72 | Y | 59.01 | 54.74 | 59.01
BEL-TR243TUS | 10008 | 93 | 133602 | Valve Act NFS AC 24V On/Off FLT | BELIMO AIRCONTROLS (USA), INC | TR24-3-T US | 59.01 | 52.3878 | Y | 59.01 | 54.74 | 59.01
BEL-TR243TUS | 10510 | 8 | 133602 | Valve Act NFS AC 24V On/Off FLT | BELIMO AIRCONTROLS (USA), INC | TR24-3-T US | 59.01 | 50.9365 | Y | 59.01 | 54.74 | 59.01
BEL-TR243TUS | 10770 | 2 | 133602 | Valve Act NFS AC 24V On/Off FLT | BELIMO AIRCONTROLS (USA), INC | TR24-3-T US | 59.01 | 54.74 | Y | 59.01 | 54.74 | 59.01
BEL-TR243TUS | 166553 | 6 | 133602 | Valve Act NFS AC 24V On/Off FLT | BELIMO AIRCONTROLS (USA), INC | TR24-3-T US | 59.01 | 54.74 | Y | 59.01 | 54.74 | 59.01
BEL-TR243TUS | 166557 | 8 | 133602 | Valve Act NFS AC 24V On/Off FLT | BELIMO AIRCONTROLS (USA), INC | TR24-3-T US | 59.01 | 53.1568 | Y | 59.01 | 54.74 | 59.01
BEL-TR243TUS | 166559 | 5 | 133602 | Valve Act NFS AC 24V On/Off FLT | BELIMO AIRCONTROLS (USA), INC | TR24-3-T US | 59.01 | 54.2949 | Y | 59.01 | 54.74 | 59.01
BEL-TR243TUS | 166561 | 9 | 133602 | Valve Act NFS AC 24V On/Off FLT | BELIMO AIRCONTROLS (USA), INC | TR24-3-T US | 59.01 | 54.4979 | Y | 59.01 | 54.74 | 59.01
BEL-TR243TUS | 173042 | 5 | 133602 | Valve Act NFS AC 24V On/Off FLT | BELIMO AIRCONTROLS (USA), INC | TR24-3-T US | 59.01 | 54.74 | Y | 59.01 | 54.74 | 59.01
BEL-TR243TUS | 175888 | 2 | 133602 | Valve Act NFS AC 24V On/Off FLT | BELIMO AIRCONTROLS (USA), INC | TR24-3-T US | 59.01 | 48.7117 | Y | 59.01 | 54.74 | 59.01
BEL-TR243TUS | 175890 | 2 | 133602 | Valve Act NFS AC 24V On/Off FLT | BELIMO AIRCONTROLS (USA), INC | TR24-3-T US | 59.01 | 40.6751 | N | 59.01 | 54.74 | 59.01
BEL-TR243US | 10008 | 1 | 133602 | Valve Act NFS AC 24V On/Off FLT | BELIMO AIRCONTROLS (USA), INC | TR24-3 US | 64.08 | 59.54 | Y | 64.08 | 61.6468 | 64.08
BEL-TR243US | 10510 | 32 | 133602 | Valve Act NFS AC 24V On/Off FLT | BELIMO AIRCONTROLS (USA), INC | TR24-3 US | 64.08 | 55.27 | Y | 64.08 | 61.6468 | 64.08
BEL-TR243US | 10770 | 4 | 133602 | Valve Act NFS AC 24V On/Off FLT | BELIMO AIRCONTROLS (USA), INC | TR24-3 US | 64.08 | 58.84 | Y | 64.08 | 61.6468 | 64.08
BEL-TR243US | 166553 | 4 | 133602 | Valve Act NFS AC 24V On/Off FLT | BELIMO AIRCONTROLS (USA), INC | TR24-3 US | 64.08 | 55.27 | N | 64.08 | 61.6468 | 64.08
BEL-TR243US | 173042 | 1 | 133602 | Valve Act NFS AC 24V On/Off FLT | BELIMO AIRCONTROLS (USA), INC | TR24-3 US | 64.08 | 59.54 | Y | 64.08 | 61.6468 | 64.08
BEL-TR243US | 175883 | 18 | 133602 | Valve Act NFS AC 24V On/Off FLT | BELIMO AIRCONTROLS (USA), INC | TR24-3 US | 64.08 | 59.54 | Y | 64.08 | 61.6468 | 64.08
BEL-TR243US | 175888 | 2 | 133602 | Valve Act NFS AC 24V On/Off FLT | BELIMO AIRCONTROLS (USA), INC | TR24-3 US | 64.08 | 58.74 | Y | 64.08 | 61.6468 | 64.08
BEL-TR243US | 175890 | 2 | 133602 | Valve Act NFS AC 24V On/Off FLT | BELIMO AIRCONTROLS (USA), INC | TR24-3 US | 64.08 | 56.34 | Y | 64.08 | 61.6468 | 64.08
BEL-TR243US | 175891 | 31 | 133602 | Valve Act NFS AC 24V On/Off FLT | BELIMO AIRCONTROLS (USA), INC | TR24-3 US | 64.08 | 61.6468 | Y | 64.08 | 61.6468 | 64.08
BEL-TR24SRTUS | 10006 | 4 | 133602 | Valve Act NFS 24V 2-10V terminals Mod | BELIMO AIRCONTROLS (USA), INC | TR24-SR-T US | 105.47 | 76.36 | Y | 105.47 | 99.75 | 105.47
BEL-TR24SRTUS | 10008 | 67 | 133602 | Valve Act NFS 24V 2-10V terminals Mod | BELIMO AIRCONTROLS (USA), INC | TR24-SR-T US | 105.47 | 99.5266 | Y | 105.47 | 99.75 | 105.47
BEL-TR24SRTUS | 10510 | 12 | 133602 | Valve Act NFS 24V 2-10V terminals Mod | BELIMO AIRCONTROLS (USA), INC | TR24-SR-T US | 105.47 | 92.4011 | Y | 105.47 | 99.75 | 105.47
BEL-TR24SRTUS | 10770 | 4 | 133602 | Valve Act NFS 24V 2-10V terminals Mod | BELIMO AIRCONTROLS (USA), INC | TR24-SR-T US | 105.47 | 96.2525 | Y | 105.47 | 99.75 | 105.47
BEL-TR24SRTUS | 166553 | 6 | 133602 | Valve Act NFS 24V 2-10V terminals Mod | BELIMO AIRCONTROLS (USA), INC | TR24-SR-T US | 105.47 | 97.99 | Y | 105.47 | 99.75 | 105.47
BEL-TR24SRTUS | 166557 | 6 | 133602 | Valve Act NFS 24V 2-10V terminals Mod | BELIMO AIRCONTROLS (USA), INC | TR24-SR-T US | 105.47 | 99.75 | Y | 105.47 | 99.75 | 105.47
BEL-TR24SRTUS | 166559 | 7 | 133602 | Valve Act NFS 24V 2-10V terminals Mod | BELIMO AIRCONTROLS (USA), INC | TR24-SR-T US | 105.47 | 97.99 | Y | 105.47 | 99.75 | 105.47
BEL-TR24SRTUS | 166561 | 5 | 133602 | Valve Act NFS 24V 2-10V terminals Mod | BELIMO AIRCONTROLS (USA), INC | TR24-SR-T US | 105.47 | 97.295 | Y | 105.47 | 99.75 | 105.47
BEL-TR24SRTUS | 173042 | 2 | 133602 | Valve Act NFS 24V 2-10V terminals Mod | BELIMO AIRCONTROLS (USA), INC | TR24-SR-T US | 105.47 | 94.515 | Y | 105.47 | 99.75 | 105.47
BEL-TR24SRTUS | 175888 | 2 | 133602 | Valve Act NFS 24V 2-10V terminals Mod | BELIMO AIRCONTROLS (USA), INC | TR24-SR-T US | 105.47 | 97.32 | Y | 105.47 | 99.75 | 105.47
BEL-TR24SRTUS | 175890 | 2 | 133602 | Valve Act NFS 24V 2-10V terminals Mod | BELIMO AIRCONTROLS (USA), INC | TR24-SR-T US | 105.47 | 97.32 | Y | 105.47 | 99.75 | 105.47
BEL-TR24SRTUS | 175891 | 1 | 133602 | Valve Act NFS 24V 2-10V terminals Mod | BELIMO AIRCONTROLS (USA), INC | TR24-SR-T US | 105.47 | 97.99 | Y | 105.47 | 99.75 | 105.47
BEL-TR24SRUS | 10008 | 21 | 133602 | Valve Act Non fail-safe 24V 2-10V Mod | BELIMO AIRCONTROLS (USA), INC | TR24-SR US | 109.74 | 95.0317 | Y | 109.74 | 105.705 | 109.74
BEL-TR24SRUS | 10510 | 15 | 133602 | Valve Act Non fail-safe 24V 2-10V Mod | BELIMO AIRCONTROLS (USA), INC | TR24-SR US | 109.74 | 94.5204 | Y | 109.74 | 105.705 | 109.74
BEL-TR24SRUS | 10770 | 4 | 133602 | Valve Act Non fail-safe 24V 2-10V Mod | BELIMO AIRCONTROLS (USA), INC | TR24-SR US | 109.74 | 101.59 | Y | 109.74 | 105.705 | 109.74
BEL-TR24SRUS | 166560 | 2 | 133602 | Valve Act Non fail-safe 24V 2-10V Mod | BELIMO AIRCONTROLS (USA), INC | TR24-SR US | 109.74 | 101.67 | N | 109.74 | 105.705 | 109.74
BEL-TR24SRUS | 166561 | 2 | 133602 | Valve Act Non fail-safe 24V 2-10V Mod | BELIMO AIRCONTROLS (USA), INC | TR24-SR US | 109.74 | 105.705 | Y | 109.74 | 105.705 | 109.74
BEL-TR24SRUS | 173042 | 0 | 133602 | Valve Act Non fail-safe 24V 2-10V Mod | BELIMO AIRCONTROLS (USA), INC | TR24-SR US | 109.74 | 89.4049 | N | 109.74 | 105.705 | 109.74
BEL-TR24SRUS | 175883 | 15 | 133602 | Valve Act Non fail-safe 24V 2-10V Mod | BELIMO AIRCONTROLS (USA), INC | TR24-SR US | 109.74 | 104.5733 | Y | 109.74 | 105.705 | 109.74
BEL-TR24SRUS | 175891 | 14 | 133602 | Valve Act Non fail-safe 24V 2-10V Mod | BELIMO AIRCONTROLS (USA), INC | TR24-SR US | 109.74 | 105.1605 | Y | 109.74 | 105.705 | 109.74
BEL-UBLK1100 | 166559 | 3 | 133602 | For Erie VM Zone Valves | BELIMO AIRCONTROLS (USA), INC | UBLK1100 | 41.92 | 33.6467 | N | 41.92 | 33.6467 | 41.92
BEL-UFLK3924 | 166559 | 1 | 133602 | Retrofit Kit, 2W 8 Belimo HSU SY2 | BELIMO AIRCONTROLS (USA), INC | UFLK3924 | 279.01 | 279.01 | N | 279.01 | 279.01 | 279.01
BEL-UFLK6906 | 10008 | 1 | 133602 | RetrFt link Belimo BFV | BELIMO AIRCONTROLS (USA), INC | UFLK6906 | 258.72 | 201.32 | N | 258.72 | 201.32 | 258.72
BEL-UFSP0020 | 166559 | 1 | 133602 | RetrFt link 2w Retrofit kit industrial m | BELIMO AIRCONTROLS (USA), INC | UFSP0020 | 394.63 | 357.51 | N | 394.63 | 357.51 | 394.63
BEL-UFSP0022 | 10008 | 1 | 133602 | RetrFt link 2w Retrofit kit industrial m | BELIMO AIRCONTROLS (USA), INC | UFSP0022 | 667.77 | 604.76 | N | 667.77 | 604.76 | 667.77
BEL-UGLK0026 | 166561 | 1 | 133602 | RetrFt link Belimo 2.5"-4" G6/G7Sgl | BELIMO AIRCONTROLS (USA), INC | UGLK0026 | 205.06 | 190.37 | Y | 205.06 | 190.37 | 205.06
BEL-UGLK1000 | 175888 | 2 | 133602 | RetrFt link Siebe VB7 & VB9 GV | BELIMO AIRCONTROLS (USA), INC | UGLK1000 | 245.37 | 236.56 | Y | 245.37 | 236.56 | 245.37
BEL-UGLK1000 | 175890 | 2 | 133602 | RetrFt link Siebe VB7 & VB9 GV | BELIMO AIRCONTROLS (USA), INC | UGLK1000 | 245.37 | 227.75 | Y | 245.37 | 236.56 | 245.37
BEL-UGLK1000S | 175891 | 2 | 133602 | RetrFt link Belimo G2 G3 1/2"-2" NF/AF a | BELIMO AIRCONTROLS (USA), INC | UGLK1000S | 237.63 | 220.54 | Y | 237.63 | 220.54 | 237.63
BEL-UGLK1008 | 166553 | 1 | 133602 | RetrFt link Siebe VB9 Globe Valves | BELIMO AIRCONTROLS (USA), INC | UGLK1008 | 243.5 | 96.12 | N | 243.5 | 115.344 | 243.5
BEL-UGLK1008 | 166561 | 1 | 133602 | RetrFt link Siebe VB9 Globe Valves | BELIMO AIRCONTROLS (USA), INC | UGLK1008 | 243.5 | 115.344 | N | 243.5 | 115.344 | 243.5
BEL-UGLK1070 | 175891 | 0 | 133602 | RetrFt link Siebe VB9 Globe Valves | BELIMO AIRCONTROLS (USA), INC | UGLK1070 | 338.29 | 338.29 | N | 338.29 | 338.29 | 338.29
BEL-UGLK1150 | 175890 | 2 | 133602 | RetrFt link Siebe VB7 & VB9 GV | BELIMO AIRCONTROLS (USA), INC | UGLK1150 | 163.94 | 152.19 | Y | 163.94 | 152.19 | 163.94
BEL-UGLK1150 | 175891 | 1 | 133602 | RetrFt link Siebe VB7 & VB9 GV | BELIMO AIRCONTROLS (USA), INC | UGLK1150 | 163.94 | 148.2589 | Y | 163.94 | 152.19 | 163.94
BEL-UGLK1200 | 175891 | 2 | 133602 | RetrFt link Siemens 591 Globe Valves | BELIMO AIRCONTROLS (USA), INC | UGLK1200 | 245.37 | 222.14 | Y | 245.37 | 222.14 | 245.37
BEL-UGLK1208 | 175891 | 2 | 133602 | RetrFt link Siemens 599 Globe Valves | BELIMO AIRCONTROLS (USA), INC | UGLK1208 | 245.37 | 235.8587 | Y | 245.37 | 235.8587 | 245.37
BEL-UGLK1276 | 166561 | 3 | 133602 | RetrFt link Siemens 591 Globe Valves | BELIMO AIRCONTROLS (USA), INC | UGLK1276 | 341.23 | 199.45 | N | 341.23 | 199.45 | 341.23
BEL-UGLK1402 | 175891 | 1 | 133602 | RetrFt link JCI V-37 39 43 GV | BELIMO AIRCONTROLS (USA), INC | UGLK1402 | 245.37 | 227.75 | N | 245.37 | 227.75 | 245.37
BEL-UGLK1418 | 175891 | 2 | 133602 | RetrFt link JCI VG7-CEGTLT Globe Valves | BELIMO AIRCONTROLS (USA), INC | UGLK1418 | 222.95 | 201.85 | Y | 222.95 | 201.85 | 222.95
BEL-UGLK1420 | 175891 | 1 | 133602 | RetrFt link JCI VG7-PT NT GV | BELIMO AIRCONTROLS (USA), INC | UGLK1420 | 222.95 | 206.93 | Y | 222.95 | 206.93 | 222.95
BEL-UGLK1422 | 175891 | 2 | 133602 | RetrFt link JCI VG7-RT ST GV | BELIMO AIRCONTROLS (USA), INC | UGLK1422 | 245.37 | 227.75 | Y | 245.37 | 227.75 | 245.37
BEL-UGLK1806 | 10008 | 4 | 133602 | RetrFt link Honeywell V5011 13 GV | BELIMO AIRCONTROLS (USA), INC | UGLK1806 | 267.27 | 248.04 | Y | 267.27 | 248.04 | 267.27
BEL-UGLK1806 | 10510 | 7 | 133602 | RetrFt link Honeywell V5011 13 GV | BELIMO AIRCONTROLS (USA), INC | UGLK1806 | 267.27 | 236.0742 | Y | 267.27 | 248.04 | 267.27
BEL-UGLKSSKIT | 166561 | 2 | 133602 | STAINLESS KIT FOR STEAM RETRO-FIT | BELIMO AIRCONTROLS (USA), INC | UGLKSSKIT-BCS | 13.35 | 13.35 | N | 13.35 | 13.35 | 13.35
BEL-UGSL1200 | 166559 | 1 | 133602 | RetrFt link SBT 599 MT/MZ GV with CM and | BELIMO AIRCONTROLS (USA), INC | UGSL1200 | 42.72 | 29.637 | N | 42.72 | 37.4184 | 42.72
BEL-UGSL1200 | 175890 | 2 | 133602 | RetrFt link SBT 599 MT/MZ GV with CM and | BELIMO AIRCONTROLS (USA), INC | UGSL1200 | 42.72 | 37.4184 | Y | 42.72 | 37.4184 | 42.72
BEL-UGVL | 166553 | 1 | 133602 | Univ GV Link LV/SV | BELIMO AIRCONTROLS (USA), INC | UGVL | 138.04 | 118.55 | Y | 138.04 | 133.1 | 138.04
BEL-UGVL | 166559 | 2 | 133602 | Univ GV Link LV/SV | BELIMO AIRCONTROLS (USA), INC | UGVL | 138.04 | 133.1 | Y | 138.04 | 133.1 | 138.04
BEL-UGVLLVB243 | 166559 | 2 | 133602 | Univ GV Link LV/SV NFS 24V On/Off FLT | BELIMO AIRCONTROLS (USA), INC | UGVL+LVB24-3 | 276.61 | 250.71 | Y | 276.61 | 250.71 | 276.61
BEL-UGVLLVKB24MFT | 173042 | 4 | 133602 | Universal Valve Retrofit assembly | BELIMO AIRCONTROLS (USA), INC | UGVL+LVKB24-MFT | 460.84 | 428 | Y | 460.84 | 428 | 460.84
BEL-UGVLLVKB24MFT | 175883 | 4 | 133602 | Universal Valve Retrofit assembly | BELIMO AIRCONTROLS (USA), INC | UGVL+LVKB24-MFT | 460.84 | 428 | N | 460.84 | 428 | 460.84
BEL-UGVLLVKB24SR | 173042 | 1 | 133602 | Univ GV Link LV/SV FS 24V 2-10v mod | BELIMO AIRCONTROLS (USA), INC | UGVL+LVKB24-SR | 426.93 | 396.5 | Y | 426.93 | 396.5 | 426.93
BEL-UGVLLVKX24MFT | 10510 | 1 | 133602 | Univ GV Link LV/SV FS 24V Prog | BELIMO AIRCONTROLS (USA), INC | UGVL+LVKX24-MFT | 461.64 | 428.54 | Y | 461.64 | 428.54 | 461.64
BEL-UGVLLVKX24MFT | 166553 | 1 | 133602 | Univ GV Link LV/SV FS 24V Prog | BELIMO AIRCONTROLS (USA), INC | UGVL+LVKX24-MFT | 461.64 | 415.3838 | Y | 461.64 | 428.54 | 461.64
BEL-UGVLLVKX24MFT | 166557 | 3 | 133602 | Univ GV Link LV/SV FS 24V Prog | BELIMO AIRCONTROLS (USA), INC | UGVL+LVKX24-MFT | 461.64 | 370.325 | N | 461.64 | 428.54 | 461.64
BEL-UGVLLVKX24MFT | 166559 | 1 | 133602 | Univ GV Link LV/SV FS 24V Prog | BELIMO AIRCONTROLS (USA), INC | UGVL+LVKX24-MFT | 461.64 | 396.23 | N | 461.64 | 428.54 | 461.64
BEL-UGVLLVKX24MFT | 166560 | 2 | 133602 | Univ GV Link LV/SV FS 24V Prog | BELIMO AIRCONTROLS (USA), INC | UGVL+LVKX24-MFT | 461.64 | 396.23 | Y | 461.64 | 428.54 | 461.64
BEL-UGVLLVKX24MFT | 166561 | 2 | 133602 | Univ GV Link LV/SV FS 24V Prog | BELIMO AIRCONTROLS (USA), INC | UGVL+LVKX24-MFT | 461.64 | 346.3376 | N | 461.64 | 428.54 | 461.64
BEL-UGVLLVKX24MFT | 173042 | 2 | 133602 | Univ GV Link LV/SV FS 24V Prog | BELIMO AIRCONTROLS (USA), INC | UGVL+LVKX24-MFT | 461.64 | 423.33 | Y | 461.64 | 428.54 | 461.64
BEL-UGVLLVKX24MFT | 175888 | 2 | 133602 | Univ GV Link LV/SV FS 24V Prog | BELIMO AIRCONTROLS (USA), INC | UGVL+LVKX24-MFT | 461.64 | 396.23 | Y | 461.64 | 428.54 | 461.64
BEL-UGVLLVKX24MFT | 175891 | 3 | 133602 | Univ GV Link LV/SV FS 24V Prog | BELIMO AIRCONTROLS (USA), INC | UGVL+LVKX24-MFT | 461.64 | 428.54 | Y | 461.64 | 428.54 | 461.64
BEL-UGVLLVKX24SR | 166557 | 2 | 133602 | Univ GV Link LV/SV FS 24V 2-10v mod | BELIMO AIRCONTROLS (USA), INC | UGVL+LVKX24-SR | 426.93 | 396.5 | N | 426.93 | 396.5 | 426.93
BEL-UGVLLVX243 | 173042 | 2 | 133602 | Univ GV Link LV/SV NFS 24V On/Off FLT | BELIMO AIRCONTROLS (USA), INC | UGVL+LVX24-3 | 276.61 | 237.63 | N | 276.61 | 237.63 | 276.61
BEL-UGVLLVX24MFT | 10008 | 2 | 133602 | Univ GV Link LV/SV NFS 24V Prog | BELIMO AIRCONTROLS (USA), INC | UGVL+LVX24-MFT | 333.22 | 309.45 | Y | 333.22 | 325.2967 | 333.22
BEL-UGVLLVX24MFT | 10510 | 2 | 133602 | Univ GV Link LV/SV NFS 24V Prog | BELIMO AIRCONTROLS (USA), INC | UGVL+LVX24-MFT | 333.22 | 309.45 | Y | 333.22 | 325.2967 | 333.22
BEL-UGVLLVX24MFT | 166553 | 2 | 133602 | Univ GV Link LV/SV NFS 24V Prog | BELIMO AIRCONTROLS (USA), INC | UGVL+LVX24-MFT | 333.22 | 309.45 | Y | 333.22 | 325.2967 | 333.22
BEL-UGVLLVX24MFT | 166559 | 9 | 133602 | Univ GV Link LV/SV NFS 24V Prog | BELIMO AIRCONTROLS (USA), INC | UGVL+LVX24-MFT | 333.22 | 325.2967 | Y | 333.22 | 325.2967 | 333.22
BEL-UGVLLVX24MFT | 166560 | 2 | 133602 | Univ GV Link LV/SV NFS 24V Prog | BELIMO AIRCONTROLS (USA), INC | UGVL+LVX24-MFT | 333.22 | 309.45 | Y | 333.22 | 325.2967 | 333.22
BEL-UGVLLVX24MFT | 166561 | 2 | 133602 | Univ GV Link LV/SV NFS 24V Prog | BELIMO AIRCONTROLS (USA), INC | UGVL+LVX24-MFT | 333.22 | 321.335 | Y | 333.22 | 325.2967 | 333.22
BEL-UGVLLVX24MFT | 173042 | 1 | 133602 | Univ GV Link LV/SV NFS 24V Prog | BELIMO AIRCONTROLS (USA), INC | UGVL+LVX24-MFT | 333.22 | 309.45 | Y | 333.22 | 325.2967 | 333.22
BEL-UGVLSVB24SR | 166557 | 3 | 133602 | Univ GV Link LV/SV NFS 24V 2-10v mod | BELIMO AIRCONTROLS (USA), INC | UGVL+SVB24-SR | 350.3 | 325.21 | Y | 350.3 | 325.21 | 350.3
BEL-UGVLSVB24SR | 166559 | 11 | 133602 | Univ GV Link LV/SV NFS 24V 2-10v mod | BELIMO AIRCONTROLS (USA), INC | UGVL+SVB24-SR | 350.3 | 325.21 | Y | 350.3 | 325.21 | 350.3
BEL-UGVLSVB24SR | 175883 | 1 | 133602 | Univ GV Link LV/SV NFS 24V 2-10v mod | BELIMO AIRCONTROLS (USA), INC | UGVL+SVB24-SR | 350.3 | 325.2 | N | 350.3 | 325.21 | 350.3
BEL-UGVLSVB24SR | 175888 | 2 | 133602 | Univ GV Link LV/SV NFS 24V 2-10v mod | BELIMO AIRCONTROLS (USA), INC | UGVL+SVB24-SR | 350.3 | 324.7094 | Y | 350.3 | 325.21 | 350.3
BEL-UGVLSVKB24MFT | 173042 | 2 | 133602 | Univ GV Link LV/SV FS 24V Prog | BELIMO AIRCONTROLS (USA), INC | UGVL+SVKB24-MFT | 510.24 | 473.66 | Y | 510.24 | 510.24 | 510.24
BEL-UGVLSVKB24MFT | 175883 | 3 | 133602 | Univ GV Link LV/SV FS 24V Prog | BELIMO AIRCONTROLS (USA), INC | UGVL+SVKB24-MFT | 510.24 | 510.24 | Y | 510.24 | 510.24 | 510.24
BEL-UGVLSVKB24SR | 10008 | 1 | 133602 | Univ GV Link LV/SV FS 24V 2-10v mod | BELIMO AIRCONTROLS (USA), INC | UGVL+SVKB24-SR | 476.33 | 442.15 | Y | 476.33 | 476.33 | 476.33
BEL-UGVLSVKB24SR | 166557 | 5 | 133602 | Univ GV Link LV/SV FS 24V 2-10v mod | BELIMO AIRCONTROLS (USA), INC | UGVL+SVKB24-SR | 476.33 | 442.15 | Y | 476.33 | 476.33 | 476.33
BEL-UGVLSVKB24SR | 166559 | 2 | 133602 | Univ GV Link LV/SV FS 24V 2-10v mod | BELIMO AIRCONTROLS (USA), INC | UGVL+SVKB24-SR | 476.33 | 476.33 | Y | 476.33 | 476.33 | 476.33
BEL-UGVLSVKB24SR | 173042 | 1 | 133602 | Univ GV Link LV/SV FS 24V 2-10v mod | BELIMO AIRCONTROLS (USA), INC | UGVL+SVKB24-SR | 476.33 | 431.47 | Y | 476.33 | 476.33 | 476.33
BEL-UGVLSVKB24SR | 175883 | 0 | 133602 | Univ GV Link LV/SV FS 24V 2-10v mod | BELIMO AIRCONTROLS (USA), INC | UGVL+SVKB24-SR | 476.33 | 442.15 | N | 476.33 | 476.33 | 476.33
BEL-UGVLSVKB24SR | 175888 | 2 | 133602 | Univ GV Link LV/SV FS 24V 2-10v mod | BELIMO AIRCONTROLS (USA), INC | UGVL+SVKB24-SR | 476.33 | 442.15 | Y | 476.33 | 476.33 | 476.33
BEL-UGVLSVKB24SR | 175890 | 2 | 133602 | Univ GV Link LV/SV FS 24V 2-10v mod | BELIMO AIRCONTROLS (USA), INC | UGVL+SVKB24-SR | 476.33 | 427.5533 | Y | 476.33 | 476.33 | 476.33
BEL-UGVLSVKX24MFT | 10510 | 8 | 133602 | Univ GV Link LV/SV FS 24V Prog | BELIMO AIRCONTROLS (USA), INC | UGVL+SVKX24-MFT | 510.5 | 473.93 | Y | 510.5 | 486.12 | 510.5
BEL-UGVLSVKX24MFT | 166553 | 3 | 133602 | Univ GV Link LV/SV FS 24V Prog | BELIMO AIRCONTROLS (USA), INC | UGVL+SVKX24-MFT | 510.5 | 473.93 | Y | 510.5 | 486.12 | 510.5
BEL-UGVLSVKX24MFT | 166557 | 1 | 133602 | Univ GV Link LV/SV FS 24V Prog | BELIMO AIRCONTROLS (USA), INC | UGVL+SVKX24-MFT | 510.5 | 462.44 | Y | 510.5 | 486.12 | 510.5
BEL-UGVLSVKX24MFT | 166560 | 2 | 133602 | Univ GV Link LV/SV FS 24V Prog | BELIMO AIRCONTROLS (USA), INC | UGVL+SVKX24-MFT | 510.5 | 436.079 | Y | 510.5 | 486.12 | 510.5
BEL-UGVLSVKX24MFT | 166561 | 3 | 133602 | Univ GV Link LV/SV FS 24V Prog | BELIMO AIRCONTROLS (USA), INC | UGVL+SVKX24-MFT | 510.5 | 486.12 | Y | 510.5 | 486.12 | 510.5
BEL-UGVLSVKX24MFT | 173042 | 0 | 133602 | Univ GV Link LV/SV FS 24V Prog | BELIMO AIRCONTROLS (USA), INC | UGVL+SVKX24-MFT | 510.5 | 457.6712 | N | 510.5 | 486.12 | 510.5
BEL-UGVLSVKX24MFT | 175888 | 4 | 133602 | Univ GV Link LV/SV FS 24V Prog | BELIMO AIRCONTROLS (USA), INC | UGVL+SVKX24-MFT | 510.5 | 462.44 | Y | 510.5 | 486.12 | 510.5
BEL-UGVLSVKX24MFT | 175890 | 2 | 133602 | Univ GV Link LV/SV FS 24V Prog | BELIMO AIRCONTROLS (USA), INC | UGVL+SVKX24-MFT | 510.5 | 468.185 | Y | 510.5 | 486.12 | 510.5
BEL-UGVLSVKX24MFT | 175891 | 5 | 133602 | Univ GV Link LV/SV FS 24V Prog | BELIMO AIRCONTROLS (USA), INC | UGVL+SVKX24-MFT | 510.5 | 473.1897 | Y | 510.5 | 486.12 | 510.5
BEL-UGVLSVX243 | 10008 | 0 | 133602 | Univ GV Link LV/SV NFS 24V On/Off FLT | BELIMO AIRCONTROLS (USA), INC | UGVL+SVX24-3 | 323.6 | 287.2442 | N | 323.6 | 300.38 | 323.6
BEL-UGVLSVX243 | 10510 | 1 | 133602 | Univ GV Link LV/SV NFS 24V On/Off FLT | BELIMO AIRCONTROLS (USA), INC | UGVL+SVX24-3 | 323.6 | 287.2442 | Y | 323.6 | 300.38 | 323.6
BEL-UGVLSVX243 | 166557 | 2 | 133602 | Univ GV Link LV/SV NFS 24V On/Off FLT | BELIMO AIRCONTROLS (USA), INC | UGVL+SVX24-3 | 323.6 | 270.2667 | Y | 323.6 | 300.38 | 323.6
BEL-UGVLSVX243 | 166559 | 2 | 133602 | Univ GV Link LV/SV NFS 24V On/Off FLT | BELIMO AIRCONTROLS (USA), INC | UGVL+SVX24-3 | 323.6 | 300.38 | Y | 323.6 | 300.38 | 323.6
BEL-UGVLSVX243 | 175891 | 2 | 133602 | Univ GV Link LV/SV NFS 24V On/Off FLT | BELIMO AIRCONTROLS (USA), INC | UGVL+SVX24-3 | 323.6 | 216.004 | Y | 323.6 | 300.38 | 323.6
BEL-UGVLSVX24MFT | 10510 | 6 | 133602 | Univ GV Link LV/SV NFS 24V Prog | BELIMO AIRCONTROLS (USA), INC | UGVL+SVX24-MFT | 380.74 | 351.7184 | Y | 380.74 | 370.3506 | 380.74
BEL-UGVLSVX24MFT | 166553 | 3 | 133602 | Univ GV Link LV/SV NFS 24V Prog | BELIMO AIRCONTROLS (USA), INC | UGVL+SVX24-MFT | 380.74 | 350.4785 | Y | 380.74 | 370.3506 | 380.74
BEL-UGVLSVX24MFT | 166557 | 2 | 133602 | Univ GV Link LV/SV NFS 24V Prog | BELIMO AIRCONTROLS (USA), INC | UGVL+SVX24-MFT | 380.74 | 350.66 | Y | 380.74 | 370.3506 | 380.74
BEL-UGVLSVX24MFT | 166559 | 10 | 133602 | Univ GV Link LV/SV NFS 24V Prog | BELIMO AIRCONTROLS (USA), INC | UGVL+SVX24-MFT | 380.74 | 370.3506 | Y | 380.74 | 370.3506 | 380.74
BEL-UGVLSVX24MFT | 166560 | 2 | 133602 | Univ GV Link LV/SV NFS 24V Prog | BELIMO AIRCONTROLS (USA), INC | UGVL+SVX24-MFT | 380.74 | 327.08 | Y | 380.74 | 370.3506 | 380.74
BEL-UGVLSVX24MFT | 166561 | 2 | 133602 | Univ GV Link LV/SV NFS 24V Prog | BELIMO AIRCONTROLS (USA), INC | UGVL+SVX24-MFT | 380.74 | 367.125 | Y | 380.74 | 370.3506 | 380.74
BEL-UGVLSVX24MFT | 175883 | 6 | 133602 | Univ GV Link LV/SV NFS 24V Prog | BELIMO AIRCONTROLS (USA), INC | UGVL+SVX24-MFT | 380.74 | 312.1246 | N | 380.74 | 370.3506 | 380.74
BEL-UGVLSVX24MFT | 175888 | 1 | 133602 | Univ GV Link LV/SV NFS 24V Prog | BELIMO AIRCONTROLS (USA), INC | UGVL+SVX24-MFT | 380.74 | 327.08 | Y | 380.74 | 370.3506 | 380.74
BEL-UGVLSVX24MFT | 175891 | 1 | 133602 | Univ GV Link LV/SV NFS 24V Prog | BELIMO AIRCONTROLS (USA), INC | UGVL+SVX24-MFT | 380.74 | 327.08 | Y | 380.74 | 370.3506 | 380.74
BEL-UGVLSVX24SR | 166553 | 1 | 133602 | Univ GV Link LV/SV NFS 24V 2-10v mod | BELIMO AIRCONTROLS (USA), INC | UGVL+SVX24-SR | 350.3 | 300.64 | N | 350.3 | 300.64 | 350.3
BEL-UNV006 | 10510 | 2 | 133602 | Retro Linkage for HW V5011 & 13, 1/2 | BELIMO AIRCONTROLS (USA), INC | UNV006-BCS | 33.108 | 32.04 | N | 33.108 | 33.108 | 33.108
BEL-UNV006 | 166560 | 2 | 133602 | Retro Linkage for HW V5011 & 13, 1/2 | BELIMO AIRCONTROLS (USA), INC | UNV006-BCS | 33.108 | 33.108 | N | 33.108 | 33.108 | 33.108
BEL-UNV007 | 166560 | 3 | 133602 | LINKAGE KIT FOR V6600 RS VLV | BELIMO AIRCONTROLS (USA), INC | UNV007-BCS | 33.108 | 33.108 | N | 33.108 | 33.108 | 33.108
BEL-UNVCPL | 166559 | 6 | 133602 | linkage coupler | BELIMO AIRCONTROLS (USA), INC | UNVCPL | 7.1897 | 6.94 | N | 7.1897 | 7.1897 | 7.1897
BEL-UNVCPL | 175891 | 3 | 133602 | linkage coupler | BELIMO AIRCONTROLS (USA), INC | UNVCPL | 7.1897 | 7.1897 | N | 7.1897 | 7.1897 | 7.1897
BEL-WAF4 | 10006 | 1 | 133602 | CCV/PICCV valve neck extension kit | BELIMO AIRCONTROLS (USA), INC | WAF-4 | 15.75 | 10.95 | N | 15.75 | 15.2511 | 15.75
BEL-WAF4 | 10008 | 3 | 133602 | CCV/PICCV valve neck extension kit | BELIMO AIRCONTROLS (USA), INC | WAF-4 | 15.75 | 14.69 | Y | 15.75 | 15.2511 | 15.75
BEL-WAF4 | 10510 | 53 | 133602 | CCV/PICCV valve neck extension kit | BELIMO AIRCONTROLS (USA), INC | WAF-4 | 15.75 | 13.6545 | Y | 15.75 | 15.2511 | 15.75
BEL-WAF4 | 10770 | 2 | 133602 | CCV/PICCV valve neck extension kit | BELIMO AIRCONTROLS (USA), INC | WAF-4 | 15.75 | 13.35 | Y | 15.75 | 15.2511 | 15.75
BEL-WAF4 | 166553 | 6 | 133602 | CCV/PICCV valve neck extension kit | BELIMO AIRCONTROLS (USA), INC | WAF-4 | 15.75 | 14.4969 | Y | 15.75 | 15.2511 | 15.75
BEL-WAF4 | 166557 | 7 | 133602 | CCV/PICCV valve neck extension kit | BELIMO AIRCONTROLS (USA), INC | WAF-4 | 15.75 | 14.5759 | Y | 15.75 | 15.2511 | 15.75
BEL-WAF4 | 166559 | 18 | 133602 | CCV/PICCV valve neck extension kit | BELIMO AIRCONTROLS (USA), INC | WAF-4 | 15.75 | 13.8045 | Y | 15.75 | 15.2511 | 15.75
BEL-WAF4 | 166560 | 3 | 133602 | CCV/PICCV valve neck extension kit | BELIMO AIRCONTROLS (USA), INC | WAF-4 | 15.75 | 10.8246 | Y | 15.75 | 15.2511 | 15.75
BEL-WAF4 | 166561 | 6 | 133602 | CCV/PICCV valve neck extension kit | BELIMO AIRCONTROLS (USA), INC | WAF-4 | 15.75 | 14.69 | Y | 15.75 | 15.2511 | 15.75
BEL-WAF4 | 173042 | 14 | 133602 | CCV/PICCV valve neck extension kit | BELIMO AIRCONTROLS (USA), INC | WAF-4 | 15.75 | 15.2511 | Y | 15.75 | 15.2511 | 15.75
BEL-WAF4 | 175883 | 11 | 133602 | CCV/PICCV valve neck extension kit | BELIMO AIRCONTROLS (USA), INC | WAF-4 | 15.75 | 14.3989 | Y | 15.75 | 15.2511 | 15.75
BEL-WAF4 | 175888 | 36 | 133602 | CCV/PICCV valve neck extension kit | BELIMO AIRCONTROLS (USA), INC | WAF-4 | 15.75 | 14.6636 | Y | 15.75 | 15.2511 | 15.75
BEL-WAF4 | 175890 | 16 | 133602 | CCV/PICCV valve neck extension kit | BELIMO AIRCONTROLS (USA), INC | WAF-4 | 15.75 | 14.6702 | Y | 15.75 | 15.2511 | 15.75
BEL-WAF4 | 175891 | 10 | 133602 | CCV/PICCV valve neck extension kit | BELIMO AIRCONTROLS (USA), INC | WAF-4 | 15.75 | 14.9373 | Y | 15.75 | 15.2511 | 15.75
BEL-WAFUS | 10006 | 1 | 133602 | Linkage kit for Old Gen AF Series on CCV | BELIMO AIRCONTROLS (USA), INC | WAF US | 10.15 | 6.94 | N | 10.15 | 9.5406 | 10.15
BEL-WAFUS | 10008 | 2 | 133602 | Linkage kit for Old Gen AF Series on CCV | BELIMO AIRCONTROLS (USA), INC | WAF US | 10.15 | 6.94 | N | 10.15 | 9.5406 | 10.15
BEL-WAFUS | 10510 | 13 | 133602 | Linkage kit for Old Gen AF Series on CCV | BELIMO AIRCONTROLS (USA), INC | WAF US | 10.15 | 9.5406 | Y | 10.15 | 9.5406 | 10.15
BEL-WAFUS | 166553 | 14 | 133602 | Linkage kit for Old Gen AF Series on CCV | BELIMO AIRCONTROLS (USA), INC | WAF US | 10.15 | 6.56 | N | 10.15 | 9.5406 | 10.15
BEL-WAFUS | 166557 | 1 | 133602 | Linkage kit for Old Gen AF Series on CCV | BELIMO AIRCONTROLS (USA), INC | WAF US | 10.15 | 6.41 | N | 10.15 | 9.5406 | 10.15
BEL-WAFUS | 166560 | 2 | 133602 | Linkage kit for Old Gen AF Series on CCV | BELIMO AIRCONTROLS (USA), INC | WAF US | 10.15 | 4.65 | N | 10.15 | 9.5406 | 10.15
BEL-WAFUS | 166561 | 7 | 133602 | Linkage kit for Old Gen AF Series on CCV | BELIMO AIRCONTROLS (USA), INC | WAF US | 10.15 | 9.0309 | N | 10.15 | 9.5406 | 10.15
BEL-WAFUS | 175888 | 4 | 133602 | Linkage kit for Old Gen AF Series on CCV | BELIMO AIRCONTROLS (USA), INC | WAF US | 10.15 | 9.1905 | Y | 10.15 | 9.5406 | 10.15
BEL-WAFUS | 175890 | 1 | 133602 | Linkage kit for Old Gen AF Series on CCV | BELIMO AIRCONTROLS (USA), INC | WAF US | 10.15 | 9.0309 | N | 10.15 | 9.5406 | 10.15
BEL-WAFUS | 175891 | 1 | 133602 | Linkage kit for Old Gen AF Series on CCV | BELIMO AIRCONTROLS (USA), INC | WAF US | 10.15 | 8.81 | Y | 10.15 | 9.5406 | 10.15
BEL-WGVLAVKB243 | 175890 | 2 | 133602 | Warren GV Link FS 24V On/Off FLT | BELIMO AIRCONTROLS (USA), INC | WGVL+AVKB24-3 | 481.13 | 413.05 | Y | 481.13 | 413.05 | 481.13
BEL-WGVLAVKB24MFT | 166557 | 1 | 133602 | Warren GV Link FS 24V Prog | BELIMO AIRCONTROLS (USA), INC | WGVL+AVKB24-MFT | 531.33 | 493.42 | Y | 531.33 | 512.375 | 531.33
BEL-WGVLAVKB24MFT | 175890 | 2 | 133602 | Warren GV Link FS 24V Prog | BELIMO AIRCONTROLS (USA), INC | WGVL+AVKB24-MFT | 531.33 | 512.375 | Y | 531.33 | 512.375 | 531.33
BEL-WGVLAVKX24MFT | 175890 | 2 | 133602 | Warren GV Link FS 24V Prog | BELIMO AIRCONTROLS (USA), INC | WGVL+AVKX24-MFT | 530.53 | 492.62 | Y | 530.53 | 492.62 | 530.53
BEL-WGVLEVB243 | 166557 | 1 | 133602 | Warren GV Link NFS 24V On/Off FLT | BELIMO AIRCONTROLS (USA), INC | WGVL+EVB24-3 | 391.42 | 363.39 | Y | 391.42 | 363.39 | 391.42
BEL-WGVLEVB24MFT | 166559 | 1 | 133602 | Warren GV Link NFS 24V Prog | BELIMO AIRCONTROLS (USA), INC | WGVL+EVB24-MFT | 445.09 | 413.32 | Y | 445.09 | 413.32 | 445.09
BEL-WGVLEVB24MFT | 166561 | 1 | 133602 | Warren GV Link NFS 24V Prog | BELIMO AIRCONTROLS (USA), INC | WGVL+EVB24-MFT | 445.09 | 392.625 | Y | 445.09 | 413.32 | 445.09
BEL-WGVLEVB24SR | 166557 | 1 | 133602 | Warren GV Link NFS 24V 2-10v mod | BELIMO AIRCONTROLS (USA), INC | WGVL+EVB24-SR | 414.12 | 384.48 | Y | 414.12 | 384.48 | 414.12
BEL-WGVLEVX24MFT | 166559 | 1 | 133602 | Warren GV Link NFS 24V Prog | BELIMO AIRCONTROLS (USA), INC | WGVL+EVX24-MFT | 444.82 | 413.05 | Y | 444.82 | 413.05 | 444.82
BEL-WGVLEVX24MFT | 166561 | 1 | 133602 | Warren GV Link NFS 24V Prog | BELIMO AIRCONTROLS (USA), INC | WGVL+EVX24-MFT | 444.82 | 397.6275 | Y | 444.82 | 413.05 | 444.82
BEL-WLF1US | 173042 | 0 | 133602 | Linkage kit for B2 B3 CCVwith LF 12 pcs. | BELIMO AIRCONTROLS (USA), INC | WLF.1 US | 124.96 | 0 | N | 124.96 | 0 | 124.96
BEL-WLFUS | 10006 | 1 | 133602 | CCV/PICCV valve neck extension kit | BELIMO AIRCONTROLS (USA), INC | WLF US | 12.82 | 9.08 | N | 12.82 | 12.746 | 12.82
BEL-WLFUS | 10008 | 28 | 133602 | CCV/PICCV valve neck extension kit | BELIMO AIRCONTROLS (USA), INC | WLF US | 12.82 | 11.5571 | Y | 12.82 | 12.746 | 12.82
BEL-WLFUS | 10510 | 43 | 133602 | CCV/PICCV valve neck extension kit | BELIMO AIRCONTROLS (USA), INC | WLF US | 12.82 | 11.1692 | Y | 12.82 | 12.746 | 12.82
BEL-WLFUS | 10770 | 2 | 133602 | CCV/PICCV valve neck extension kit | BELIMO AIRCONTROLS (USA), INC | WLF US | 12.82 | 11.215 | Y | 12.82 | 12.746 | 12.82
BEL-WLFUS | 166553 | 22 | 133602 | CCV/PICCV valve neck extension kit | BELIMO AIRCONTROLS (USA), INC | WLF US | 12.82 | 11.8973 | Y | 12.82 | 12.746 | 12.82
BEL-WLFUS | 166557 | 4 | 133602 | CCV/PICCV valve neck extension kit | BELIMO AIRCONTROLS (USA), INC | WLF US | 12.82 | 11.7773 | Y | 12.82 | 12.746 | 12.82
BEL-WLFUS | 166559 | 43 | 133602 | CCV/PICCV valve neck extension kit | BELIMO AIRCONTROLS (USA), INC | WLF US | 12.82 | 10.5965 | Y | 12.82 | 12.746 | 12.82
BEL-WLFUS | 166560 | 5 | 133602 | CCV/PICCV valve neck extension kit | BELIMO AIRCONTROLS (USA), INC | WLF US | 12.82 | 10.2214 | Y | 12.82 | 12.746 | 12.82
BEL-WLFUS | 166561 | 11 | 133602 | CCV/PICCV valve neck extension kit | BELIMO AIRCONTROLS (USA), INC | WLF US | 12.82 | 12.746 | Y | 12.82 | 12.746 | 12.82
BEL-WLFUS | 173042 | 27 | 133602 | CCV/PICCV valve neck extension kit | BELIMO AIRCONTROLS (USA), INC | WLF US | 12.82 | 11.8762 | Y | 12.82 | 12.746 | 12.82
BEL-WLFUS | 175883 | 7 | 133602 | CCV/PICCV valve neck extension kit | BELIMO AIRCONTROLS (USA), INC | WLF US | 12.82 | 12.64 | Y | 12.82 | 12.746 | 12.82
BEL-WLFUS | 175888 | 10 | 133602 | CCV/PICCV valve neck extension kit | BELIMO AIRCONTROLS (USA), INC | WLF US | 12.82 | 11.5115 | Y | 12.82 | 12.746 | 12.82
BEL-WLFUS | 175890 | 39 | 133602 | CCV/PICCV valve neck extension kit | BELIMO AIRCONTROLS (USA), INC | WLF US | 12.82 | 11.7657 | Y | 12.82 | 12.746 | 12.82
BEL-WLFUS | 175891 | 15 | 133602 | CCV/PICCV valve neck extension kit | BELIMO AIRCONTROLS (USA), INC | WLF US | 12.82 | 12.4192 | Y | 12.82 | 12.746 | 12.82
BEL-WTF1US | 166553 | 1 | 133602 | LINKAGE B2 B3 CCV PCCIV W/TFB & TFRB | BELIMO AIRCONTROLS (USA), INC | WTF.1 US | 64.08 | 54.48 | N | 64.08 | 54.48 | 64.08
BEL-WTF1US | 166559 | 5 | 133602 | LINKAGE B2 B3 CCV PCCIV W/TFB & TFRB | BELIMO AIRCONTROLS (USA), INC | WTF.1 US | 64.08 | 54.48 | Y | 64.08 | 54.48 | 64.08
BEL-WTF1US | 173042 | 0 | 133602 | LINKAGE B2 B3 CCV PCCIV W/TFB & TFRB | BELIMO AIRCONTROLS (USA), INC | WTF.1 US | 64.08 | 0 | N | 64.08 | 54.48 | 64.08
BEL-WTFUS | 10006 | 4 | 133602 | LINKAGE B2 B3 CCV PCCIV W/TFB & TFRB | BELIMO AIRCONTROLS (USA), INC | WTF US | 5.34 | 5.07 | N | 5.34 | 5.2715 | 5.34
BEL-WTFUS | 10008 | 5 | 133602 | LINKAGE B2 B3 CCV PCCIV W/TFB & TFRB | BELIMO AIRCONTROLS (USA), INC | WTF US | 5.34 | 5.0474 | Y | 5.34 | 5.2715 | 5.34
BEL-WTFUS | 10510 | 38 | 133602 | LINKAGE B2 B3 CCV PCCIV W/TFB & TFRB | BELIMO AIRCONTROLS (USA), INC | WTF US | 5.34 | 4.7971 | Y | 5.34 | 5.2715 | 5.34
BEL-WTFUS | 10770 | 2 | 133602 | LINKAGE B2 B3 CCV PCCIV W/TFB & TFRB | BELIMO AIRCONTROLS (USA), INC | WTF US | 5.34 | 4.54 | Y | 5.34 | 5.2715 | 5.34
BEL-WTFUS | 166553 | 24 | 133602 | LINKAGE B2 B3 CCV PCCIV W/TFB & TFRB | BELIMO AIRCONTROLS (USA), INC | WTF US | 5.34 | 4.8404 | Y | 5.34 | 5.2715 | 5.34
BEL-WTFUS | 166557 | 3 | 133602 | LINKAGE B2 B3 CCV PCCIV W/TFB & TFRB | BELIMO AIRCONTROLS (USA), INC | WTF US | 5.34 | 5.07 | Y | 5.34 | 5.2715 | 5.34
BEL-WTFUS | 166559 | 19 | 133602 | LINKAGE B2 B3 CCV PCCIV W/TFB & TFRB | BELIMO AIRCONTROLS (USA), INC | WTF US | 5.34 | 4.7101 | Y | 5.34 | 5.2715 | 5.34
BEL-WTFUS | 166560 | 4 | 133602 | LINKAGE B2 B3 CCV PCCIV W/TFB & TFRB | BELIMO AIRCONTROLS (USA), INC | WTF US | 5.34 | 4.2459 | Y | 5.34 | 5.2715 | 5.34
BEL-WTFUS | 166561 | 4 | 133602 | LINKAGE B2 B3 CCV PCCIV W/TFB & TFRB | BELIMO AIRCONTROLS (USA), INC | WTF US | 5.34 | 4.779 | Y | 5.34 | 5.2715 | 5.34
BEL-WTFUS | 173042 | 22 | 133602 | LINKAGE B2 B3 CCV PCCIV W/TFB & TFRB | BELIMO AIRCONTROLS (USA), INC | WTF US | 5.34 | 4.81 | Y | 5.34 | 5.2715 | 5.34
BEL-WTFUS | 175883 | 14 | 133602 | LINKAGE B2 B3 CCV PCCIV W/TFB & TFRB | BELIMO AIRCONTROLS (USA), INC | WTF US | 5.34 | 4.9911 | Y | 5.34 | 5.2715 | 5.34
BEL-WTFUS | 175888 | 30 | 133602 | LINKAGE B2 B3 CCV PCCIV W/TFB & TFRB | BELIMO AIRCONTROLS (USA), INC | WTF US | 5.34 | 4.8345 | Y | 5.34 | 5.2715 | 5.34
BEL-WTFUS | 175890 | 6 | 133602 | LINKAGE B2 B3 CCV PCCIV W/TFB & TFRB | BELIMO AIRCONTROLS (USA), INC | WTF US | 5.34 | 5.0088 | Y | 5.34 | 5.2715 | 5.34
BEL-WTFUS | 175891 | 24 | 133602 | LINKAGE B2 B3 CCV PCCIV W/TFB & TFRB | BELIMO AIRCONTROLS (USA), INC | WTF US | 5.34 | 5.2715 | Y | 5.34 | 5.2715 | 5.34
BEL-YB20790 | 173042 | 4 | 133602 | LINK FOR LM ON JON VG 1/2& 3/4 | BELIMO AIRCONTROLS (USA), INC | YB20790 | 65 | 65 | N | 65 | 65 | 65
BEL-Z2050QF | 10008 | 1 | 133602 | 1/2" 2-way Cv 1.4 Zone Valve | BELIMO AIRCONTROLS (USA), INC | Z2050Q-F | 14.95 | 13.6175 | N | 14.95 | 13.88 | 14.95
BEL-Z2050QF | 173042 | 41 | 133602 | 1/2" 2-way Cv 1.4 Zone Valve | BELIMO AIRCONTROLS (USA), INC | Z2050Q-F | 14.95 | 12.82 | Y | 14.95 | 13.88 | 14.95
BEL-Z2050QF | 175883 | 7 | 133602 | 1/2" 2-way Cv 1.4 Zone Valve | BELIMO AIRCONTROLS (USA), INC | Z2050Q-F | 14.95 | 13.88 | N | 14.95 | 13.88 | 14.95
BEL-Z2050QFCQB243 | 175891 | 2 | 133602 | 1/2" 2W Cv 1.4 NFS 24V On/Off FLT | BELIMO AIRCONTROLS (USA), INC | Z2050Q-F+CQB24-3 | 79.57 | 68.89 | N | 79.57 | 68.89 | 79.57
BEL-Z2050QJ | 10008 | 33 | 133602 | 1/2" 2-way Cv 5.9 Zone Valve | BELIMO AIRCONTROLS (USA), INC | Z2050Q-J | 14.95 | 13.88 | Y | 14.95 | 14.95 | 14.95
BEL-Z2050QJ | 166553 | 18 | 133602 | 1/2" 2-way Cv 5.9 Zone Valve | BELIMO AIRCONTROLS (USA), INC | Z2050Q-J | 14.95 | 14.95 | Y | 14.95 | 14.95 | 14.95
BEL-Z2050QJ | 166559 | 25 | 133602 | 1/2" 2-way Cv 5.9 Zone Valve | BELIMO AIRCONTROLS (USA), INC | Z2050Q-J | 14.95 | 14.7949 | Y | 14.95 | 14.95 | 14.95
BEL-Z2050QJ | 166561 | 6 | 133602 | 1/2" 2-way Cv 5.9 Zone Valve | BELIMO AIRCONTROLS (USA), INC | Z2050Q-J | 14.95 | 14.95 | Y | 14.95 | 14.95 | 14.95
BEL-Z2050QJ | 173042 | 16 | 133602 | 1/2" 2-way Cv 5.9 Zone Valve | BELIMO AIRCONTROLS (USA), INC | Z2050Q-J | 14.95 | 13.7808 | Y | 14.95 | 14.95 | 14.95
BEL-Z2050QJ | 175891 | 26 | 133602 | 1/2" 2-way Cv 5.9 Zone Valve | BELIMO AIRCONTROLS (USA), INC | Z2050Q-J | 14.95 | 14.95 | Y | 14.95 | 14.95 | 14.95
BEL-Z2050QJCQB243 | 10510 | 0 | 133602 | 1/2" 2W Cv 5.9 NFS 24V On/Off FLT | BELIMO AIRCONTROLS (USA), INC | Z2050Q-J+CQB24-3 | 79.57 | 73.96 | N | 79.57 | 73.96 | 79.57
BEL-Z2050QJCQB243 | 10770 | 2 | 133602 | 1/2" 2W Cv 5.9 NFS 24V On/Off FLT | BELIMO AIRCONTROLS (USA), INC | Z2050Q-J+CQB24-3 | 79.57 | 68.89 | Y | 79.57 | 73.96 | 79.57
BEL-Z2050QJCQB243 | 166560 | 2 | 133602 | 1/2" 2W Cv 5.9 NFS 24V On/Off FLT | BELIMO AIRCONTROLS (USA), INC | Z2050Q-J+CQB24-3 | 79.57 | 48.33 | N | 79.57 | 73.96 | 79.57
BEL-Z2050QJCQB243 | 175891 | 2 | 133602 | 1/2" 2W Cv 5.9 NFS 24V On/Off FLT | BELIMO AIRCONTROLS (USA), INC | Z2050Q-J+CQB24-3 | 79.57 | 0 | N | 79.57 | 73.96 | 79.57
BEL-Z2050QJCQB24SRL | 10770 | 2 | 133602 | 1/2" 2W Cv 5.9 NFS 24V 2-10V NO Mod | BELIMO AIRCONTROLS (USA), INC | Z2050Q-J+CQB24-SR-L | 112.94 | 97.72 | Y | 112.94 | 104.93 | 112.94
BEL-Z2050QJCQB24SRL | 175891 | 3 | 133602 | 1/2" 2W Cv 5.9 NFS 24V 2-10V NO Mod | BELIMO AIRCONTROLS (USA), INC | Z2050Q-J+CQB24-SR-L | 112.94 | 104.93 | N | 112.94 | 104.93 | 112.94
BEL-Z2050QJCQB24SRR | 10770 | 2 | 133602 | 1/2" 2W Cv 5.9 NFS 24V 2-10V NC Mod | BELIMO AIRCONTROLS (USA), INC | Z2050Q-J+CQB24-SR-R | 112.94 | 97.72 | Y | 112.94 | 97.72 | 112.94
BEL-Z2050QJCQBUP3 | 166560 | 2 | 133602 | 1/2" 2W Cv 5.9 NFS100-240V On/Off FLT | BELIMO AIRCONTROLS (USA), INC | Z2050Q-J+CQBUP-3 | 86.51 | 52.065 | N | 86.51 | 52.065 | 86.51
BEL-Z2050QJCQKB24RR | 166557 | 9 | 133602 | 1/2" 2W Cv 5.9 FS 24V On/Off NC/FC | BELIMO AIRCONTROLS (USA), INC | Z2050Q-J+CQKB24-RR | 85.71 | 77.7 | Y | 85.71 | 77.7 | 85.71
BEL-Z2050QJCQKB24RR | 166560 | 2 | 133602 | 1/2" 2W Cv 5.9 FS 24V On/Off NC/FC | BELIMO AIRCONTROLS (USA), INC | Z2050Q-J+CQKB24-RR | 85.71 | 49.057 | N | 85.71 | 77.7 | 85.71
BEL-Z2050QJCQKB24SRRL | 10510 | 0 | 133602 | 1/2" 2W Cv 5.9 FS 24V 2-10V NC/FO Mod | BELIMO AIRCONTROLS (USA), INC | Z2050Q-J+CQKB24-SR-RL | 130.83 | 121.49 | N | 130.83 | 121.49 | 130.83
BEL-Z2050QJCQKB24SRRR | 166557 | 7 | 133602 | 1/2" 2W Cv 5.9 FS 24V 2-10V NC/FC Mod | BELIMO AIRCONTROLS (USA), INC | Z2050Q-J+CQKB24-SR-RR | 130.83 | 121.07 | Y | 130.83 | 121.07 | 130.83
BEL-Z2050QJCQKB24SRRR | 166560 | 1 | 133602 | 1/2" 2W Cv 5.9 FS 24V 2-10V NC/FC Mod | BELIMO AIRCONTROLS (USA), INC | Z2050Q-J+CQKB24-SR-RR | 130.83 | 71.025 | N | 130.83 | 121.07 | 130.83
BEL-Z2050QPFJ | 10008 | 31 | 133602 | ZoneTight (QCV), 1/2", 2-way, Cv 5.9 | BELIMO AIRCONTROLS (USA), INC | Z2050QPF-J | 16.82 | 16.82 | Y | 16.82 | 16.82 | 16.82
BEL-Z2050QPFJ | 10510 | 3 | 133602 | ZoneTight (QCV), 1/2", 2-way, Cv 5.9 | BELIMO AIRCONTROLS (USA), INC | Z2050QPF-J | 16.82 | 16.82 | N | 16.82 | 16.82 | 16.82
BEL-Z2050QPFJ | 175891 | 37 | 133602 | ZoneTight (QCV), 1/2", 2-way, Cv 5.9 | BELIMO AIRCONTROLS (USA), INC | Z2050QPF-J | 16.82 | 16.82 | Y | 16.82 | 16.82 | 16.82
BEL-Z2050QPTFCQB24SRR | 166557 | 1 | 133602 | 1/2" 2W GPM 4.3NFS 24V 2-10V NC Mod | BELIMO AIRCONTROLS (USA), INC | Z2050QPT-F+CQB24-SR-R | 211.73 | 150.855 | N | 211.73 | 150.855 | 211.73
BEL-Z2050QSF | 10008 | 8 | 133602 | 1/2" 2-way Cv 1.2 Zone Valve | BELIMO AIRCONTROLS (USA), INC | Z2050QS-F | 14.95 | 13.62 | N | 14.95 | 13.62 | 14.95
BEL-Z2050QSFCQB24SRR | 10008 | 6 | 133602 | 1/2" 2W Cv 1.2 NFS 24V 2-10V NC Mod | BELIMO AIRCONTROLS (USA), INC | Z2050QS-F+CQB24-SR-R | 112.94 | 91.2116 | N | 112.94 | 91.2116 | 112.94
BEL-Z2050QSJ | 10008 | 13 | 133602 | 1/2" 2-way Cv 5.9 Zone Valve | BELIMO AIRCONTROLS (USA), INC | Z2050QS-J | 14.95 | 13.2958 | Y | 14.95 | 13.2958 | 14.95
BEL-Z2050QSJ | 10510 | 37 | 133602 | 1/2" 2-way Cv 5.9 Zone Valve | BELIMO AIRCONTROLS (USA), INC | Z2050QS-J | 14.95 | 13.2027 | Y | 14.95 | 13.2958 | 14.95
BEL-Z2050QSJ | 175891 | 11 | 133602 | 1/2" 2-way Cv 5.9 Zone Valve | BELIMO AIRCONTROLS (USA), INC | Z2050QS-J | 14.95 | 12.4505 | Y | 14.95 | 13.2958 | 14.95
BEL-Z2050QSJCQB24SRR | 10008 | 54 | 133602 | 1/2" 2W Cv 5.9 NFS 24V 2-10V NC Mod | BELIMO AIRCONTROLS (USA), INC | Z2050QS-J+CQB24-SR-R | 112.94 | 87.74 | N | 112.94 | 87.74 | 112.94
BEL-Z2075QK | 10008 | 3 | 133602 | 3/4" 2-way Cv 9.8 Zone Valve | BELIMO AIRCONTROLS (USA), INC | Z2075Q-K | 24.83 | 20.7667 | Y | 24.83 | 24.7625 | 24.83
BEL-Z2075QK | 10510 | 0 | 133602 | 3/4" 2-way Cv 9.8 Zone Valve | BELIMO AIRCONTROLS (USA), INC | Z2075Q-K | 24.83 | 21.5776 | Y | 24.83 | 24.7625 | 24.83
BEL-Z2075QK | 166553 | 3 | 133602 | 3/4" 2-way Cv 9.8 Zone Valve | BELIMO AIRCONTROLS (USA), INC | Z2075Q-K | 24.83 | 20.5845 | Y | 24.83 | 24.7625 | 24.83
BEL-Z2075QK | 166557 | 1 | 133602 | 3/4" 2-way Cv 9.8 Zone Valve | BELIMO AIRCONTROLS (USA), INC | Z2075Q-K | 24.83 | 19.5 | N | 24.83 | 24.7625 | 24.83
BEL-Z2075QK | 166559 | 21 | 133602 | 3/4" 2-way Cv 9.8 Zone Valve | BELIMO AIRCONTROLS (USA), INC | Z2075Q-K | 24.83 | 21.522 | Y | 24.83 | 24.7625 | 24.83
BEL-Z2075QK | 166561 | 5 | 133602 | 3/4" 2-way Cv 9.8 Zone Valve | BELIMO AIRCONTROLS (USA), INC | Z2075Q-K | 24.83 | 22.8717 | Y | 24.83 | 24.7625 | 24.83
BEL-Z2075QK | 173042 | 38 | 133602 | 3/4" 2-way Cv 9.8 Zone Valve | BELIMO AIRCONTROLS (USA), INC | Z2075Q-K | 24.83 | 24.7625 | Y | 24.83 | 24.7625 | 24.83
BEL-Z2075QK | 175883 | 2 | 133602 | 3/4" 2-way Cv 9.8 Zone Valve | BELIMO AIRCONTROLS (USA), INC | Z2075Q-K | 24.83 | 22.96 | N | 24.83 | 24.7625 | 24.83
BEL-Z2075QK | 175891 | 3 | 133602 | 3/4" 2-way Cv 9.8 Zone Valve | BELIMO AIRCONTROLS (USA), INC | Z2075Q-K | 24.83 | 24.0962 | Y | 24.83 | 24.7625 | 24.83
BEL-Z2075QKCQB243 | 10770 | 2 | 133602 | 3/4" 2W Cv 9.8 NFS 24V On/Off FLT | BELIMO AIRCONTROLS (USA), INC | Z2075Q-K+CQB24-3 | 88.64 | 76.63 | Y | 88.64 | 76.63 | 88.64
BEL-Z2075QKCQB24SRR | 10008 | 12 | 133602 | 3/4" 2W Cv 9.8 NFS 24V 2-10V NC Mod | BELIMO AIRCONTROLS (USA), INC | Z2075Q-K+CQB24-SR-R | 121.75 | 105.2 | N | 121.75 | 105.2 | 121.75
BEL-Z2075QKCQB24SRR | 175891 | 10 | 133602 | 3/4" 2W Cv 9.8 NFS 24V 2-10V NC Mod | BELIMO AIRCONTROLS (USA), INC | Z2075Q-K+CQB24-SR-R | 121.75 | 70.22 | N | 121.75 | 105.2 | 121.75
BEL-Z2075QKCQBUP3 | 166560 | 2 | 133602 | 3/4" 2W Cv 9.8 NFS100-240V On/Off FLT | BELIMO AIRCONTROLS (USA), INC | Z2075Q-K+CQBUP-3 | 96.12 | 57.405 | N | 96.12 | 57.405 | 96.12
BEL-Z2075QKCQKB24RR | 166557 | 8 | 133602 | 3/4" 2W Cv 9.8 FS 24V On/Off NC/FC | BELIMO AIRCONTROLS (USA), INC | Z2075Q-K+CQKB24-RR | 95.85 | 86.2788 | Y | 95.85 | 86.2788 | 95.85
BEL-Z2075QKCQKB24RR | 166561 | 1 | 133602 | 3/4" 2W Cv 9.8 FS 24V On/Off NC/FC | BELIMO AIRCONTROLS (USA), INC | Z2075Q-K+CQKB24-RR | 95.85 | 82.77 | N | 95.85 | 86.2788 | 95.85
BEL-Z2075QKCQKB24SRRR | 166557 | 5 | 133602 | 3/4" 2W Cv 9.8 FS 24V 2-10V NC/FC Mod | BELIMO AIRCONTROLS (USA), INC | Z2075Q-K+CQKB24-SR-RR | 140.98 | 127.9933 | Y | 140.98 | 127.9933 | 140.98
BEL-Z2075QKCQX24SR | 10770 | 6 | 133602 | 3/4" 2W Cv 9.8 NFS 24V 2-10V Mod | BELIMO AIRCONTROLS (USA), INC | Z2075Q-K+CQX24-SR | 121.75 | 110.27 | Y | 121.75 | 110.27 | 121.75
BEL-Z2075QPFK | 10008 | 6 | 133602 | ZoneTight(QCV), 3/4" press fit 2W Cv 9.8 | BELIMO AIRCONTROLS (USA), INC | Z2075QPF-K | 28.3 | 28.3 | Y | 28.3 | 28.3 | 28.3
BEL-Z2075QPFK | 175891 | 6 | 133602 | ZoneTight(QCV), 3/4" press fit 2W Cv 9.8 | BELIMO AIRCONTROLS (USA), INC | Z2075QPF-K | 28.3 | 28.3 | Y | 28.3 | 28.3 | 28.3
BEL-Z2075QPTG | 173042 | 0 | 133602 | Belimo 3/4"fpt 9cv pres ind valve body | BELIMO AIRCONTROLS (USA), INC | Z2075QPTG | 141.78 | 184.23 | N | 141.78 | 184.23 | 184.23
BEL-Z2075QSK | 10008 | 2 | 133602 | 3/4" 2-way Cv 9.8 Zone Valve | BELIMO AIRCONTROLS (USA), INC | Z2075QS-K | 24.83 | 18.6979 | Y | 24.83 | 20.4076 | 24.83
BEL-Z2075QSK | 10510 | 22 | 133602 | 3/4" 2-way Cv 9.8 Zone Valve | BELIMO AIRCONTROLS (USA), INC | Z2075QS-K | 24.83 | 20.0267 | Y | 24.83 | 20.4076 | 24.83
BEL-Z2075QSK | 175891 | 2 | 133602 | 3/4" 2-way Cv 9.8 Zone Valve | BELIMO AIRCONTROLS (USA), INC | Z2075QS-K | 24.83 | 20.4076 | Y | 24.83 | 20.4076 | 24.83
BEL-Z2075QSKCQB24SRR | 10008 | 19 | 133602 | 3/4" 2W Cv 9.8 NFS 24V 2-10V NC Mod | BELIMO AIRCONTROLS (USA), INC | Z2075QS-K+CQB24-SR-R | 121.75 | 93.7169 | N | 121.75 | 93.7169 | 121.75
BEL-Z2075QSKCQKB24RR | 166557 | 8 | 133602 | 3/4" 2W Cv 9.8 FS 24V On/Off NC/FC | BELIMO AIRCONTROLS (USA), INC | Z2075QS-K+CQKB24-RR | 95.85 | 82.77 | N | 95.85 | 82.77 | 95.85
BEL-Z2100QK | 10008 | 2 | 133602 | 1" 2-way Cv 8.2 Zone Valve | BELIMO AIRCONTROLS (USA), INC | Z2100Q-K | 31.24 | 28.3 | Y | 31.24 | 30.6153 | 31.24
BEL-Z2100QK | 10510 | 3 | 133602 | 1" 2-way Cv 8.2 Zone Valve | BELIMO AIRCONTROLS (USA), INC | Z2100Q-K | 31.24 | 29.1 | Y | 31.24 | 30.6153 | 31.24
BEL-Z2100QK | 166553 | 20 | 133602 | 1" 2-way Cv 8.2 Zone Valve | BELIMO AIRCONTROLS (USA), INC | Z2100Q-K | 31.24 | 29.299 | Y | 31.24 | 30.6153 | 31.24
BEL-Z2100QK | 173042 | 29 | 133602 | 1" 2-way Cv 8.2 Zone Valve | BELIMO AIRCONTROLS (USA), INC | Z2100Q-K | 31.24 | 30.6153 | Y | 31.24 | 30.6153 | 31.24
BEL-Z2100QK | 175890 | 2 | 133602 | 1" 2-way Cv 8.2 Zone Valve | BELIMO AIRCONTROLS (USA), INC | Z2100Q-K | 31.24 | 0 | N | 31.24 | 30.6153 | 31.24
BEL-Z2100QPFK | 10008 | 2 | 133602 | ZoneTight (QCV), 1", 2-way, Cv 8.2 | BELIMO AIRCONTROLS (USA), INC | Z2100QPF-K | 28.3 | 35.51 | Y | 28.3 | 35.51 | 35.51
BEL-Z2100QPFK | 175891 | 3 | 133602 | ZoneTight (QCV), 1", 2-way, Cv 8.2 | BELIMO AIRCONTROLS (USA), INC | Z2100QPF-K | 28.3 | 35.51 | Y | 28.3 | 35.51 | 35.51
BEL-Z2100QSK | 10008 | 1 | 133602 | 1" 2-way Cv 8.2 Zone Valve | BELIMO AIRCONTROLS (USA), INC | Z2100QS-K | 31.24 | 28.3 | N | 31.24 | 28.3 | 31.24
BEL-Z2100QSKCQKX24S | 173042 | 4 | 133602 | 1" 2W Cv 8.2 FS 24V On/Off 1xAUX | BELIMO AIRCONTROLS (USA), INC | Z2100QS-K+CQKX24-S | 130.3 | 0 | N | 130.3 | 0 | 130.3
BEL-Z3050QE | 175883 | 20 | 133602 | 1/2" 3W Cv 1 Zone Valve | BELIMO AIRCONTROLS (USA), INC | Z3050Q-E | 24.83 | 22.96 | N | 24.83 | 22.96 | 24.83
BEL-Z3050QECQB243 | 10770 | 2 | 133602 | 1/2" 3W Cv 1 NFS 24V On/Off FLT | BELIMO AIRCONTROLS (USA), INC | Z3050Q-E+CQB24-3 | 88.64 | 76.63 | Y | 88.64 | 76.63 | 88.64
BEL-Z3050QECQB243 | 166560 | 1 | 133602 | 1/2" 3W Cv 1 NFS 24V On/Off FLT | BELIMO AIRCONTROLS (USA), INC | Z3050Q-E+CQB24-3 | 88.64 | 72.35 | N | 88.64 | 76.63 | 88.64
BEL-Z3050QH | 10008 | 7 | 133602 | 1/2" 3W Cv 2.7 Zone Valve | BELIMO AIRCONTROLS (USA), INC | Z3050Q-H | 24.83 | 22.9444 | Y | 24.83 | 22.96 | 24.83
BEL-Z3050QH | 10510 | 24 | 133602 | 1/2" 3W Cv 2.7 Zone Valve | BELIMO AIRCONTROLS (USA), INC | Z3050Q-H | 24.83 | 20.6022 | Y | 24.83 | 22.96 | 24.83
BEL-Z3050QH | 166553 | 15 | 133602 | 1/2" 3W Cv 2.7 Zone Valve | BELIMO AIRCONTROLS (USA), INC | Z3050Q-H | 24.83 | 22.6872 | Y | 24.83 | 22.96 | 24.83
BEL-Z3050QH | 166559 | 1 | 133602 | 1/2" 3W Cv 2.7 Zone Valve | BELIMO AIRCONTROLS (USA), INC | Z3050Q-H | 24.83 | 22.43 | N | 24.83 | 22.96 | 24.83
BEL-Z3050QH | 166560 | 2 | 133602 | 1/2" 3W Cv 2.7 Zone Valve | BELIMO AIRCONTROLS (USA), INC | Z3050Q-H | 24.83 | 14.95 | N | 24.83 | 22.96 | 24.83
BEL-Z3050QH | 173042 | 5 | 133602 | 1/2" 3W Cv 2.7 Zone Valve | BELIMO AIRCONTROLS (USA), INC | Z3050Q-H | 24.83 | 20.5509 | N | 24.83 | 22.96 | 24.83
BEL-Z3050QH | 175883 | 3 | 133602 | 1/2" 3W Cv 2.7 Zone Valve | BELIMO AIRCONTROLS (USA), INC | Z3050Q-H | 24.83 | 22.96 | N | 24.83 | 22.96 | 24.83
BEL-Z3050QH | 175891 | 0 | 133602 | 1/2" 3W Cv 2.7 Zone Valve | BELIMO AIRCONTROLS (USA), INC | Z3050Q-H | 24.83 | 14.416 | N | 24.83 | 22.96 | 24.83
BEL-Z3050QH1 | 173042 | 1 | 133602 | 1/2" 3W Cv 2.7 Zone Valve | BELIMO AIRCONTROLS (USA), INC | Z3050Q-H.1 | 418.12 | 22 | N | 418.12 | 22 | 418.12
BEL-Z3050QHCQB243 | 10770 | 1 | 133602 | 1/2" 3W Cv 2.7 NFS 24V On/Off FLT | BELIMO AIRCONTROLS (USA), INC | Z3050Q-H+CQB24-3 | 88.64 | 82.24 | Y | 88.64 | 82.24 | 88.64
BEL-Z3050QHCQBUP3 | 166560 | 2 | 133602 | 1/2" 3W Cv 2.7 NFS100-240V On/Off FLT | BELIMO AIRCONTROLS (USA), INC | Z3050Q-H+CQBUP-3 | 96.12 | 57.405 | N | 96.12 | 57.405 | 96.12
BEL-Z3050QHCQKB24RR | 166560 | 2 | 133602 | 1/2" 3W Cv 2.7 FS 24V On/Off NC/FC | BELIMO AIRCONTROLS (USA), INC | Z3050Q-H+CQKB24-RR | 95.85 | 52.065 | N | 95.85 | 52.065 | 95.85
BEL-Z3050QPFH | 10008 | 6 | 133602 | ZoneTight (QCV), 1/2", 3-way, Cv 2.7 | BELIMO AIRCONTROLS (USA), INC | Z3050QPF-H | 0 | 28.3 | Y | 0 | 28.3 | 28.3
BEL-Z3050QSECQB243 | 10770 | 0 | 133602 | 1/2" 3W Cv 1 NFS 24V On/Off FLT | BELIMO AIRCONTROLS (USA), INC | Z3050QS-E+CQB24-3 | 88.64 | 82.24 | N | 88.64 | 82.24 | 88.64
BEL-Z3050QSH | 10008 | 6 | 133602 | 1/2" 3W Cv 2.7 Zone Valve | BELIMO AIRCONTROLS (USA), INC | Z3050QS-H | 24.83 | 20.825 | Y | 24.83 | 22.96 | 24.83
BEL-Z3050QSH | 10510 | 15 | 133602 | 1/2" 3W Cv 2.7 Zone Valve | BELIMO AIRCONTROLS (USA), INC | Z3050QS-H | 24.83 | 21.4971 | Y | 24.83 | 22.96 | 24.83
BEL-Z3050QSH | 175891 | 1 | 133602 | 1/2" 3W Cv 2.7 Zone Valve | BELIMO AIRCONTROLS (USA), INC | Z3050QS-H | 24.83 | 22.96 | Y | 24.83 | 22.96 | 24.83
BEL-Z3050QSHCQKB24LL | 175891 | 8 | 133602 | 1/2" 3W Cv 2.7 FS 24V On/Off NO/FO | BELIMO AIRCONTROLS (USA), INC | Z3050QS-H+CQKB24-LL | 95.85 | 77.964 | N | 95.85 | 77.964 | 95.85
BEL-Z3075QJ | 10008 | 10 | 133602 | 3/4" 3W Cv 4.6 Zone Valve | BELIMO AIRCONTROLS (USA), INC | Z3075Q-J | 33.38 | 32.9018 | Y | 33.38 | 32.9018 | 33.38
BEL-Z3075QJ | 10510 | 45 | 133602 | 3/4" 3W Cv 4.6 Zone Valve | BELIMO AIRCONTROLS (USA), INC | Z3075Q-J | 33.38 | 30.7275 | Y | 33.38 | 32.9018 | 33.38
BEL-Z3075QJ | 166553 | 7 | 133602 | 3/4" 3W Cv 4.6 Zone Valve | BELIMO AIRCONTROLS (USA), INC | Z3075Q-J | 33.38 | 24.351 | Y | 33.38 | 32.9018 | 33.38
BEL-Z3075QJ | 166560 | 2 | 133602 | 3/4" 3W Cv 4.6 Zone Valve | BELIMO AIRCONTROLS (USA), INC | Z3075Q-J | 33.38 | 20.29 | N | 33.38 | 32.9018 | 33.38
BEL-Z3075QJ | 173042 | 0 | 133602 | 3/4" 3W Cv 4.6 Zone Valve | BELIMO AIRCONTROLS (USA), INC | Z3075Q-J | 33.38 | 30.97 | N | 33.38 | 32.9018 | 33.38
BEL-Z3075QJ | 175891 | 2 | 133602 | 3/4" 3W Cv 4.6 Zone Valve | BELIMO AIRCONTROLS (USA), INC | Z3075Q-J | 33.38 | 25.167 | Y | 33.38 | 32.9018 | 33.38
BEL-Z3075QJCQBUP3 | 166560 | 2 | 133602 | 3/4" 3W Cv 4.6 NFS100-240V On/Off FLT | BELIMO AIRCONTROLS (USA), INC | Z3075Q-J+CQBUP-3 | 105.2 | 63.015 | N | 105.2 | 63.015 | 105.2
BEL-Z3075QJCQKB24RR | 166560 | 1 | 133602 | 3/4" 3W Cv 4.6 FS 24V On/Off NC/FC | BELIMO AIRCONTROLS (USA), INC | Z3075Q-J+CQKB24-RR | 105.2 | 58.2025 | N | 105.2 | 58.2025 | 105.2
BEL-Z3075QPFJ | 10008 | 3 | 133602 | ZoneTight (QCV), 3/4", 3-way, Cv 4.6 | BELIMO AIRCONTROLS (USA), INC | Z3075QPF-J | 0 | 37.65 | Y | 0 | 37.65 | 37.65
BEL-Z3075QPFJ | 10510 | 2 | 133602 | ZoneTight (QCV), 3/4", 3-way, Cv 4.6 | BELIMO AIRCONTROLS (USA), INC | Z3075QPF-J | 0 | 37.65 | N | 0 | 37.65 | 37.65
BEL-Z3075QSJ | 10008 | 4 | 133602 | 3/4" 3W Cv 4.6 Zone Valve | BELIMO AIRCONTROLS (USA), INC | Z3075QS-J | 33.38 | 30.97 | Y | 33.38 | 30.97 | 33.38
BEL-Z3075QSJ | 10510 | 31 | 133602 | 3/4" 3W Cv 4.6 Zone Valve | BELIMO AIRCONTROLS (USA), INC | Z3075QS-J | 33.38 | 24.2317 | Y | 33.38 | 30.97 | 33.38
BEL-Z3100QJ | 166553 | 13 | 133602 | 1" 3W Cv 4.4 Zone Valve | BELIMO AIRCONTROLS (USA), INC | Z3100Q-J | 42.19 | 34.1763 | N | 42.19 | 36.58 | 42.19
BEL-Z3100QJ | 166557 | 3 | 133602 | 1" 3W Cv 4.4 Zone Valve | BELIMO AIRCONTROLS (USA), INC | Z3100Q-J | 42.19 | 30.17 | N | 42.19 | 36.58 | 42.19
BEL-Z3100QJ | 173042 | 4 | 133602 | 1" 3W Cv 4.4 Zone Valve | BELIMO AIRCONTROLS (USA), INC | Z3100Q-J | 42.19 | 36.58 | Y | 42.19 | 36.58 | 42.19
BEL-Z3100QJCQX243 | 10770 | 2 | 133602 | 1" 3W Cv 4.4 NFS 24V On/Off FLT | BELIMO AIRCONTROLS (USA), INC | Z3100Q-J+CQX24-3 | 123.09 | 106.53 | Y | 123.09 | 106.53 | 123.09
BEL-ZAF | 10510 | 1 | 133602 | Retrofit clipFor NFA / SFA | BELIMO AIRCONTROLS (USA), INC | Z-AF | 10.41 | 10.41 | Y | 10.41 | 10.41 | 10.41
BEL-ZAF | 173042 | 3 | 133602 | Retrofit clipFor NFA / SFA | BELIMO AIRCONTROLS (USA), INC | Z-AF | 10.41 | 6.94 | N | 10.41 | 10.41 | 10.41
BEL-ZAF | 175883 | 9 | 133602 | Retrofit clipFor NFA / SFA | BELIMO AIRCONTROLS (USA), INC | Z-AF | 10.41 | 9.34 | N | 10.41 | 10.41 | 10.41
BEL-ZAF | 175891 | 8 | 133602 | Retrofit clipFor NFA / SFA | BELIMO AIRCONTROLS (USA), INC | Z-AF | 10.41 | 6.5724 | N | 10.41 | 10.41 | 10.41
BEL-ZCQBFL | 166559 | 2 | 133602 | Manual flow setterFor Belimo ZoneTight | BELIMO AIRCONTROLS (USA), INC | ZCQB-FL | 24.03 | 13.89 | N | 24.03 | 13.89 | 24.03
BEL-ZCQE | 10510 | 2 | 133602 | Spindle extension CQ | BELIMO AIRCONTROLS (USA), INC | ZCQ-E | 10.68 | 9.88 | N | 10.68 | 10.3576 | 10.68
BEL-ZCQE | 166559 | 4 | 133602 | Spindle extension CQ | BELIMO AIRCONTROLS (USA), INC | ZCQ-E | 10.68 | 10.3576 | Y | 10.68 | 10.3576 | 10.68
BEL-ZDBAF2US | 10510 | 4 | 133602 | Angle of rotation limiter for Classic AF | BELIMO AIRCONTROLS (USA), INC | ZDB-AF2 US | 12.55 | 8.256 | Y | 12.55 | 9.9214 | 12.55
BEL-ZDBAF2US | 166561 | 5 | 133602 | Angle of rotation limiter for Classic AF | BELIMO AIRCONTROLS (USA), INC | ZDB-AF2 US | 12.55 | 9.9214 | N | 12.55 | 9.9214 | 12.55
BEL-ZDBAF2US | 175883 | 1 | 133602 | Angle of rotation limiter for Classic AF | BELIMO AIRCONTROLS (USA), INC | ZDB-AF2 US | 12.55 | 8.277 | N | 12.55 | 9.9214 | 12.55
BEL-ZDBAF2US | 175891 | 1 | 133602 | Angle of rotation limiter for Classic AF | BELIMO AIRCONTROLS (USA), INC | ZDB-AF2 US | 12.55 | 4.475 | N | 12.55 | 9.9214 | 12.55
BEL-ZDBGM | 173042 | 5 | 133602 | ANGLE OF ROTATION LI | BELIMO AIRCONTROLS (USA), INC | ZDB-GM | 3.2 | 3.2 | N | 3.2 | 3.2 | 3.2
BEL-ZDBLF | 175888 | 3 | 133602 | Angle of rotation limiter with end stop | BELIMO AIRCONTROLS (USA), INC | ZDB-LF | 6.14 | 3.1954 | N | 6.14 | 3.1954 | 6.14
BEL-ZF15150 | 175891 | 3 | 133602 | Temp Snsr fitting for 1.5" 40 thread | BELIMO AIRCONTROLS (USA), INC | ZF15-150 | 170.08 | 54.2 | N | 170.08 | 54.2 | 170.08
BEL-ZG100 | 10008 | 8 | 133602 | Univ Rt Ang Brkt 17"x11-1/8"x6" | BELIMO AIRCONTROLS (USA), INC | ZG-100 | 40.85 | 37.91 | N | 40.85 | 37.91 | 40.85
BEL-ZG100 | 10510 | 4 | 133602 | Univ Rt Ang Brkt 17"x11-1/8"x6" | BELIMO AIRCONTROLS (USA), INC | ZG-100 | 40.85 | 37.91 | Y | 40.85 | 37.91 | 40.85
BEL-ZG100 | 166559 | 1 | 133602 | Univ Rt Ang Brkt 17"x11-1/8"x6" | BELIMO AIRCONTROLS (USA), INC | ZG-100 | 40.85 | 37.91 | Y | 40.85 | 37.91 | 40.85
BEL-ZG100 | 175883 | 2 | 133602 | Univ Rt Ang Brkt 17"x11-1/8"x6" | BELIMO AIRCONTROLS (USA), INC | ZG-100 | 40.85 | 37.91 | N | 40.85 | 37.91 | 40.85
BEL-ZG100 | 175891 | 4 | 133602 | Univ Rt Ang Brkt 17"x11-1/8"x6" | BELIMO AIRCONTROLS (USA), INC | ZG-100 | 40.85 | 37.91 | Y | 40.85 | 37.91 | 40.85
BEL-ZG101 | 10510 | 1 | 133602 | Univ Rt Ang Brkt 13x11x7-7/16" | BELIMO AIRCONTROLS (USA), INC | ZG-101 | 40.85 | 36.58 | Y | 40.85 | 36.58 | 40.85
BEL-ZG101 | 166559 | 1 | 133602 | Univ Rt Ang Brkt 13x11x7-7/16" | BELIMO AIRCONTROLS (USA), INC | ZG-101 | 40.85 | 35.9567 | N | 40.85 | 36.58 | 40.85
BEL-ZG102 | 10510 | 4 | 133602 | Dual actuator mounting BRKT. | BELIMO AIRCONTROLS (USA), INC | ZG-102 | 40.32 | 32.03 | Y | 40.32 | 37.38 | 40.32
BEL-ZG102 | 166559 | 2 | 133602 | Dual actuator mounting BRKT. | BELIMO AIRCONTROLS (USA), INC | ZG-102 | 40.32 | 34.18 | N | 40.32 | 37.38 | 40.32
BEL-ZG102 | 175883 | 2 | 133602 | Dual actuator mounting BRKT. | BELIMO AIRCONTROLS (USA), INC | ZG-102 | 40.32 | 37.38 | N | 40.32 | 37.38 | 40.32
BEL-ZG103 | 10510 | 8 | 133602 | Univ Rt Ang Brkt 7-1/2x11x2-3/4" | BELIMO AIRCONTROLS (USA), INC | ZG-103 | 30.17 | 24.3 | Y | 30.17 | 24.3 | 30.17
BEL-ZG104 | 10510 | 3 | 133602 | Univ Rt Ang Brkt 13-5/8x7-1/2x4" | BELIMO AIRCONTROLS (USA), INC | ZG-104 | 30.17 | 18.42 | Y | 30.17 | 26.2707 | 30.17
BEL-ZG104 | 166557 | 5 | 133602 | Univ Rt Ang Brkt 13-5/8x7-1/2x4" | BELIMO AIRCONTROLS (USA), INC | ZG-104 | 30.17 | 25.63 | Y | 30.17 | 26.2707 | 30.17
BEL-ZG104 | 166559 | 4 | 133602 | Univ Rt Ang Brkt 13-5/8x7-1/2x4" | BELIMO AIRCONTROLS (USA), INC | ZG-104 | 30.17 | 26.2707 | Y | 30.17 | 26.2707 | 30.17
BEL-ZG104 | 175890 | 12 | 133602 | Univ Rt Ang Brkt 13-5/8x7-1/2x4" | BELIMO AIRCONTROLS (USA), INC | ZG-104 | 30.17 | 24.3 | N | 30.17 | 26.2707 | 30.17
BEL-ZG105 | 10510 | 1 | 133602 | Right angle BRKT for NMB(X). | BELIMO AIRCONTROLS (USA), INC | ZG-105 | 17.09 | 15.75 | Y | 17.09 | 15.75 | 17.09
BEL-ZG108 | 166553 | 2 | 133602 | Mounting Bracket AF/NF Series (NLA)* | BELIMO AIRCONTROLS (USA), INC | ZG-108 | 13.35 | 47.53 | Y | 13.35 | 47.53 | 47.53
BEL-ZG112 | 10510 | 3 | 133602 | LF right angle BRKT 4-1/2x5-1/2x2-1/2 | BELIMO AIRCONTROLS (USA), INC | ZG-112 | 17.09 | 13.8863 | Y | 17.09 | 15.75 | 17.09
BEL-ZG112 | 166561 | 4 | 133602 | LF right angle BRKT 4-1/2x5-1/2x2-1/2 | BELIMO AIRCONTROLS (USA), INC | ZG-112 | 17.09 | 14.42 | N | 17.09 | 15.75 | 17.09
BEL-ZG112 | 175891 | 1 | 133602 | LF right angle BRKT 4-1/2x5-1/2x2-1/2 | BELIMO AIRCONTROLS (USA), INC | ZG-112 | 17.09 | 15.75 | Y | 17.09 | 15.75 | 17.09
BEL-ZG118 | 10510 | 28 | 133602 | AFB(X)/NFB(X) U BRKT 5-7/8x5-1/2x2-19 | BELIMO AIRCONTROLS (USA), INC | ZG-118 | 27.77 | 25.2162 | Y | 27.77 | 25.2162 | 27.77
BEL-ZG118 | 175891 | 11 | 133602 | AFB(X)/NFB(X) U BRKT 5-7/8x5-1/2x2-19 | BELIMO AIRCONTROLS (USA), INC | ZG-118 | 27.77 | 22.6294 | Y | 27.77 | 25.2162 | 27.77
BEL-ZG119 | 166557 | 2 | 133602 | BRKT for AHK/AH/LH linear actuators. | BELIMO AIRCONTROLS (USA), INC | ZG-119 | 25.9 | 19.895 | N | 25.9 | 19.895 | 25.9
BEL-ZG121 | 10008 | 4 | 133602 | ZG-JSL support plate for EFB(X) | BELIMO AIRCONTROLS (USA), INC | ZG-121 | 25.63 | 20.56 | N | 25.63 | 20.56 | 25.63
BEL-ZG121 | 166559 | 1 | 133602 | ZG-JSL support plate for EFB(X) | BELIMO AIRCONTROLS (USA), INC | ZG-121 | 25.63 | 17.62 | N | 25.63 | 20.56 | 25.63
BEL-ZG121 | 173042 | 1 | 133602 | ZG-JSL support plate for EFB(X) | BELIMO AIRCONTROLS (USA), INC | ZG-121 | 25.63 | 15.49 | N | 25.63 | 20.56 | 25.63
BEL-ZGAF108 | 10006 | 3 | 133602 | Classic AF/NF crnkarm adptr kit with ZG- | BELIMO AIRCONTROLS (USA), INC | ZG-AF108 | 53.13 | 40.8673 | N | 53.13 | 49.4 | 53.13
BEL-ZGAF108 | 10510 | 4 | 133602 | Classic AF/NF crnkarm adptr kit with ZG- | BELIMO AIRCONTROLS (USA), INC | ZG-AF108 | 53.13 | 44.6774 | Y | 53.13 | 49.4 | 53.13
BEL-ZGAF108 | 166557 | 1 | 133602 | Classic AF/NF crnkarm adptr kit with ZG- | BELIMO AIRCONTROLS (USA), INC | ZG-AF108 | 53.13 | 40.8673 | N | 53.13 | 49.4 | 53.13
BEL-ZGAF108 | 173042 | 23 | 133602 | Classic AF/NF crnkarm adptr kit with ZG- | BELIMO AIRCONTROLS (USA), INC | ZG-AF108 | 53.13 | 49.4 | Y | 53.13 | 49.4 | 53.13
BEL-ZGAF108 | 175888 | 7 | 133602 | Classic AF/NF crnkarm adptr kit with ZG- | BELIMO AIRCONTROLS (USA), INC | ZG-AF108 | 53.13 | 47.1055 | Y | 53.13 | 49.4 | 53.13
BEL-ZGAF108 | 175890 | 7 | 133602 | Classic AF/NF crnkarm adptr kit with ZG- | BELIMO AIRCONTROLS (USA), INC | ZG-AF108 | 53.13 | 44.4729 | Y | 53.13 | 49.4 | 53.13
BEL-ZGAF108 | 175891 | 4 | 133602 | Classic AF/NF crnkarm adptr kit with ZG- | BELIMO AIRCONTROLS (USA), INC | ZG-AF108 | 53.13 | 47.26 | Y | 53.13 | 49.4 | 53.13
BEL-ZGAFB | 10510 | 9 | 133602 | Mntg kit for for flat and side installat | BELIMO AIRCONTROLS (USA), INC | ZG-AFB | 41.92 | 38.2321 | Y | 41.92 | 38.98 | 41.92
BEL-ZGAFB | 166559 | 5 | 133602 | Mntg kit for for flat and side installat | BELIMO AIRCONTROLS (USA), INC | ZG-AFB | 41.92 | 38.98 | Y | 41.92 | 38.98 | 41.92
BEL-ZGAFB | 173042 | 4 | 133602 | Mntg kit for for flat and side installat | BELIMO AIRCONTROLS (USA), INC | ZG-AFB | 41.92 | 38.18 | Y | 41.92 | 38.98 | 41.92
BEL-ZGAFB | 175883 | 1 | 133602 | Mntg kit for for flat and side installat | BELIMO AIRCONTROLS (USA), INC | ZG-AFB | 41.92 | 38.98 | N | 41.92 | 38.98 | 41.92
BEL-ZGAFB | 175888 | 2 | 133602 | Mntg kit for for flat and side installat | BELIMO AIRCONTROLS (USA), INC | ZG-AFB | 41.92 | 37.38 | Y | 41.92 | 38.98 | 41.92
BEL-ZGAFB | 175891 | 3 | 133602 | Mntg kit for for flat and side installat | BELIMO AIRCONTROLS (USA), INC | ZG-AFB | 41.92 | 35.365 | Y | 41.92 | 38.98 | 41.92
BEL-ZGAFB118 | 10008 | 25 | 133602 | Mounting kitFor foot mount installation | BELIMO AIRCONTROLS (USA), INC | ZG-AFB118 | 40.58 | 37.1763 | Y | 40.58 | 37.65 | 40.58
BEL-ZGAFB118 | 10510 | 10 | 133602 | Mounting kitFor foot mount installation | BELIMO AIRCONTROLS (USA), INC | ZG-AFB118 | 40.58 | 33.3898 | Y | 40.58 | 37.65 | 40.58
BEL-ZGAFB118 | 10770 | 2 | 133602 | Mounting kitFor foot mount installation | BELIMO AIRCONTROLS (USA), INC | ZG-AFB118 | 40.58 | 34.44 | Y | 40.58 | 37.65 | 40.58
BEL-ZGAFB118 | 166553 | 4 | 133602 | Mounting kitFor foot mount installation | BELIMO AIRCONTROLS (USA), INC | ZG-AFB118 | 40.58 | 34.44 | Y | 40.58 | 37.65 | 40.58
BEL-ZGAFB118 | 166557 | 3 | 133602 | Mounting kitFor foot mount installation | BELIMO AIRCONTROLS (USA), INC | ZG-AFB118 | 40.58 | 32.6005 | Y | 40.58 | 37.65 | 40.58
BEL-ZGAFB118 | 166559 | 3 | 133602 | Mounting kitFor foot mount installation | BELIMO AIRCONTROLS (USA), INC | ZG-AFB118 | 40.58 | 37.65 | Y | 40.58 | 37.65 | 40.58
BEL-ZGAFB118 | 166561 | 15 | 133602 | Mounting kitFor foot mount installation | BELIMO AIRCONTROLS (USA), INC | ZG-AFB118 | 40.58 | 32.6005 | Y | 40.58 | 37.65 | 40.58
BEL-ZGAFB118 | 173042 | 2 | 133602 | Mounting kitFor foot mount installation | BELIMO AIRCONTROLS (USA), INC | ZG-AFB118 | 40.58 | 37.65 | Y | 40.58 | 37.65 | 40.58
BEL-ZGAFB118 | 175883 | 12 | 133602 | Mounting kitFor foot mount installation | BELIMO AIRCONTROLS (USA), INC | ZG-AFB118 | 40.58 | 32.634 | Y | 40.58 | 37.65 | 40.58
BEL-ZGAFB118 | 175888 | 19 | 133602 | Mounting kitFor foot mount installation | BELIMO AIRCONTROLS (USA), INC | ZG-AFB118 | 40.58 | 32.9744 | Y | 40.58 | 37.65 | 40.58
BEL-ZGAFB118 | 175890 | 8 | 133602 | Mounting kitFor foot mount installation | BELIMO AIRCONTROLS (USA), INC | ZG-AFB118 | 40.58 | 33.0604 | Y | 40.58 | 37.65 | 40.58
BEL-ZGAFB118 | 175891 | 2 | 133602 | Mounting kitFor foot mount installation | BELIMO AIRCONTROLS (USA), INC | ZG-AFB118 | 40.58 | 37.6277 | Y | 40.58 | 37.65 | 40.58
BEL-ZGAFUS | 175891 | 2 | 133602 | Classic AF/NF crankarm adaptor kit. | BELIMO AIRCONTROLS (USA), INC | ZG-AF US | 50.2 | 45.795 | Y | 50.2 | 45.795 | 50.2
BEL-ZGCCV90 | 166557 | 1 | 133602 | BELIMO WEATHERSHIELD FOR LF,AF,SPRING RE | BELIMO AIRCONTROLS (USA), INC | ZG-CCV-90-BCS | 61.28 | 61.28 | N | 61.28 | 61.28 | 61.28
BEL-ZGDC1 | 10008 | 1 | 133602 | Damper clip for damper blade 3.5" width. | BELIMO AIRCONTROLS (USA), INC | ZG-DC1 | 19.22 | 17.5756 | Y | 19.22 | 17.89 | 19.22
BEL-ZGDC1 | 10510 | 13 | 133602 | Damper clip for damper blade 3.5" width. | BELIMO AIRCONTROLS (USA), INC | ZG-DC1 | 19.22 | 17.628 | Y | 19.22 | 17.89 | 19.22
BEL-ZGDC1 | 166553 | 2 | 133602 | Damper clip for damper blade 3.5" width. | BELIMO AIRCONTROLS (USA), INC | ZG-DC1 | 19.22 | 17.89 | Y | 19.22 | 17.89 | 19.22
BEL-ZGDC1 | 166557 | 4 | 133602 | Damper clip for damper blade 3.5" width. | BELIMO AIRCONTROLS (USA), INC | ZG-DC1 | 19.22 | 17.89 | Y | 19.22 | 17.89 | 19.22
BEL-ZGDC1 | 166559 | 4 | 133602 | Damper clip for damper blade 3.5" width. | BELIMO AIRCONTROLS (USA), INC | ZG-DC1 | 19.22 | 16.29 | Y | 19.22 | 17.89 | 19.22
BEL-ZGDC1 | 166561 | 2 | 133602 | Damper clip for damper blade 3.5" width. | BELIMO AIRCONTROLS (USA), INC | ZG-DC1 | 19.22 | 17.89 | Y | 19.22 | 17.89 | 19.22
BEL-ZGDC1 | 173042 | 4 | 133602 | Damper clip for damper blade 3.5" width. | BELIMO AIRCONTROLS (USA), INC | ZG-DC1 | 19.22 | 17.89 | Y | 19.22 | 17.89 | 19.22
BEL-ZGDC1 | 175888 | 23 | 133602 | Damper clip for damper blade 3.5" width. | BELIMO AIRCONTROLS (USA), INC | ZG-DC1 | 19.22 | 17.1821 | Y | 19.22 | 17.89 | 19.22
BEL-ZGDC1 | 175890 | 4 | 133602 | Damper clip for damper blade 3.5" width. | BELIMO AIRCONTROLS (USA), INC | ZG-DC1 | 19.22 | 17.4427 | Y | 19.22 | 17.89 | 19.22
BEL-ZGDC2 | 10008 | -4 | 133602 | Damper clip for damper blade 6" width. | BELIMO AIRCONTROLS (USA), INC | ZG-DC2 | 21.89 | 20.29 | Y | 21.89 | 21.4799 | 21.89
BEL-ZGDC2 | 10510 | 13 | 133602 | Damper clip for damper blade 6" width. | BELIMO AIRCONTROLS (USA), INC | ZG-DC2 | 21.89 | 21.4799 | Y | 21.89 | 21.4799 | 21.89
BEL-ZGDC2 | 166553 | 2 | 133602 | Damper clip for damper blade 6" width. | BELIMO AIRCONTROLS (USA), INC | ZG-DC2 | 21.89 | 20.29 | Y | 21.89 | 21.4799 | 21.89
BEL-ZGDC2 | 166557 | 4 | 133602 | Damper clip for damper blade 6" width. | BELIMO AIRCONTROLS (USA), INC | ZG-DC2 | 21.89 | 15.5175 | Y | 21.89 | 21.4799 | 21.89
BEL-ZGDC2 | 166559 | 2 | 133602 | Damper clip for damper blade 6" width. | BELIMO AIRCONTROLS (USA), INC | ZG-DC2 | 21.89 | 16.5697 | Y | 21.89 | 21.4799 | 21.89
BEL-ZGDC2 | 166561 | 1 | 133602 | Damper clip for damper blade 6" width. | BELIMO AIRCONTROLS (USA), INC | ZG-DC2 | 21.89 | 19.276 | Y | 21.89 | 21.4799 | 21.89
BEL-ZGDC2 | 173042 | 4 | 133602 | Damper clip for damper blade 6" width. | BELIMO AIRCONTROLS (USA), INC | ZG-DC2 | 21.89 | 20.29 | Y | 21.89 | 21.4799 | 21.89
BEL-ZGDC2 | 175888 | 3 | 133602 | Damper clip for damper blade 6" width. | BELIMO AIRCONTROLS (USA), INC | ZG-DC2 | 21.89 | 15.1668 | N | 21.89 | 21.4799 | 21.89
BEL-ZGDC2 | 175890 | 2 | 133602 | Damper clip for damper blade 6" width. | BELIMO AIRCONTROLS (USA), INC | ZG-DC2 | 21.89 | 15.1668 | Y | 21.89 | 21.4799 | 21.89
BEL-ZGDC2 | 175891 | 3 | 133602 | Damper clip for damper blade 6" width. | BELIMO AIRCONTROLS (USA), INC | ZG-DC2 | 21.89 | 18.4085 | Y | 21.89 | 21.4799 | 21.89
BEL-ZGECON1 | 10510 | 4 | 133602 | Honeywell ECON retrofit kit with MOD | BELIMO AIRCONTROLS (USA), INC | ZG-ECON1 | 45.39 | 45.39 | Y | 45.39 | 45.39 | 45.39
BEL-ZGGMA | 166559 | 2 | 133602 | Mntg kit for for flat installation | BELIMO AIRCONTROLS (USA), INC | ZG-GMA | 45.39 | 40.58 | N | 45.39 | 42.19 | 45.39
BEL-ZGGMA | 175883 | 2 | 133602 | Mntg kit for for flat installation | BELIMO AIRCONTROLS (USA), INC | ZG-GMA | 45.39 | 40.58 | N | 45.39 | 42.19 | 45.39
BEL-ZGGMA | 175891 | 2 | 133602 | Mntg kit for for flat installation | BELIMO AIRCONTROLS (USA), INC | ZG-GMA | 45.39 | 42.19 | Y | 45.39 | 42.19 | 45.39
BEL-ZGGV04 | 166553 | 2 | 133602 | Repack Kit for Belimo G6 G7 GV SS trim | BELIMO AIRCONTROLS (USA), INC | ZG-GV04 | 72.09 | 43.26 | N | 72.09 | 63.85 | 72.09
BEL-ZGGV04 | 166557 | 2 | 133602 | Repack Kit for Belimo G6 G7 GV SS trim | BELIMO AIRCONTROLS (USA), INC | ZG-GV04 | 72.09 | 45.3776 | N | 72.09 | 63.85 | 72.09
BEL-ZGGV04 | 166560 | 2 | 133602 | Repack Kit for Belimo G6 G7 GV SS trim | BELIMO AIRCONTROLS (USA), INC | ZG-GV04 | 72.09 | 43.25 | N | 72.09 | 63.85 | 72.09
BEL-ZGGV04 | 166561 | 5 | 133602 | Repack Kit for Belimo G6 G7 GV SS trim | BELIMO AIRCONTROLS (USA), INC | ZG-GV04 | 72.09 | 63.85 | Y | 72.09 | 63.85 | 72.09
BEL-ZGGV15 | 166559 | 4 | 133602 | Repack Kit for Belimo G6 G7 GV Bronze | BELIMO AIRCONTROLS (USA), INC | ZG-GV15 | 100.66 | 96.0983 | Y | 100.66 | 96.0983 | 100.66
BEL-ZGGV15 | 175891 | 1 | 133602 | Repack Kit for Belimo G6 G7 GV Bronze | BELIMO AIRCONTROLS (USA), INC | ZG-GV15 | 100.66 | 86.4968 | Y | 100.66 | 96.0983 | 100.66
BEL-ZGGV60 | 175891 | 2 | 133602 | Repack KitFor Belimo G2B G2S G3B GV | BELIMO AIRCONTROLS (USA), INC | ZG-GV60 | 54.74 | 54.74 | Y | 54.74 | 54.74 | 54.74
BEL-ZGHNDPR | 166559 | 3 | 133602 | ZG-HND PR Series Actuator Hand Crank | BELIMO AIRCONTROLS (USA), INC | ZG-HND PR | 17.62 | 21.405 | N | 17.62 | 21.405 | 21.405
BEL-ZGJSA1 | 10510 | 9 | 133602 | 1" diameter jackshaft adaptor (11" L). | BELIMO AIRCONTROLS (USA), INC | ZG-JSA-1 | 96.12 | 74.3168 | Y | 96.12 | 74.3168 | 96.12
BEL-ZGJSL | 10510 | 1 | 133602 | Jackshaft Retrofit Linkage | BELIMO AIRCONTROLS (USA), INC | ZG-JSL | 116.68 | 108.4 | Y | 116.68 | 116.68 | 116.68
BEL-ZGJSL | 10770 | 0 | 133602 | Jackshaft Retrofit Linkage | BELIMO AIRCONTROLS (USA), INC | ZG-JSL | 116.68 | 116.68 | N | 116.68 | 116.68 | 116.68
BEL-ZGJSL | 166553 | 5 | 133602 | Jackshaft Retrofit Linkage | BELIMO AIRCONTROLS (USA), INC | ZG-JSL | 116.68 | 115.3 | Y | 116.68 | 116.68 | 116.68
BEL-ZGJSL | 166557 | 3 | 133602 | Jackshaft Retrofit Linkage | BELIMO AIRCONTROLS (USA), INC | ZG-JSL | 116.68 | 116.68 | Y | 116.68 | 116.68 | 116.68
BEL-ZGJSL | 166559 | 4 | 133602 | Jackshaft Retrofit Linkage | BELIMO AIRCONTROLS (USA), INC | ZG-JSL | 116.68 | 108.4 | Y | 116.68 | 116.68 | 116.68
BEL-ZGJSL | 175888 | 2 | 133602 | Jackshaft Retrofit Linkage | BELIMO AIRCONTROLS (USA), INC | ZG-JSL | 116.68 | 108.4 | Y | 116.68 | 116.68 | 116.68
BEL-ZGJSL | 175890 | 1 | 133602 | Jackshaft Retrofit Linkage | BELIMO AIRCONTROLS (USA), INC | ZG-JSL | 116.68 | 108.4 | Y | 116.68 | 116.68 | 116.68
BEL-ZGJSL | 175891 | 2 | 133602 | Jackshaft Retrofit Linkage | BELIMO AIRCONTROLS (USA), INC | ZG-JSL | 116.68 | 108.4 | Y | 116.68 | 116.68 | 116.68
BEL-ZGLF112 | 10008 | 4 | 133602 | LF crnkarm adptr kit (INCLs ZG-112). | BELIMO AIRCONTROLS (USA), INC | ZG-LF112 | 26.7 | 24.58 | Y | 26.7 | 24.7028 | 26.7
BEL-ZGLF112 | 10510 | 17 | 133602 | LF crnkarm adptr kit (INCLs ZG-112). | BELIMO AIRCONTROLS (USA), INC | ZG-LF112 | 26.7 | 24.6332 | Y | 26.7 | 24.7028 | 26.7
BEL-ZGLF112 | 10770 | 2 | 133602 | LF crnkarm adptr kit (INCLs ZG-112). | BELIMO AIRCONTROLS (USA), INC | ZG-LF112 | 26.7 | 22.7 | Y | 26.7 | 24.7028 | 26.7
BEL-ZGLF112 | 166553 | 2 | 133602 | LF crnkarm adptr kit (INCLs ZG-112). | BELIMO AIRCONTROLS (USA), INC | ZG-LF112 | 26.7 | 23.4275 | Y | 26.7 | 24.7028 | 26.7
BEL-ZGLF112 | 166557 | 3 | 133602 | LF crnkarm adptr kit (INCLs ZG-112). | BELIMO AIRCONTROLS (USA), INC | ZG-LF112 | 26.7 | 18.42 | Y | 26.7 | 24.7028 | 26.7
BEL-ZGLF112 | 166559 | 1 | 133602 | LF crnkarm adptr kit (INCLs ZG-112). | BELIMO AIRCONTROLS (USA), INC | ZG-LF112 | 26.7 | 23.765 | Y | 26.7 | 24.7028 | 26.7
BEL-ZGLF112 | 166561 | 3 | 133602 | LF crnkarm adptr kit (INCLs ZG-112). | BELIMO AIRCONTROLS (USA), INC | ZG-LF112 | 26.7 | 22.7 | Y | 26.7 | 24.7028 | 26.7
BEL-ZGLF112 | 173042 | 6 | 133602 | LF crnkarm adptr kit (INCLs ZG-112). | BELIMO AIRCONTROLS (USA), INC | ZG-LF112 | 26.7 | 24.5625 | Y | 26.7 | 24.7028 | 26.7
BEL-ZGLF112 | 175883 | 3 | 133602 | LF crnkarm adptr kit (INCLs ZG-112). | BELIMO AIRCONTROLS (USA), INC | ZG-LF112 | 26.7 | 21.36 | N | 26.7 | 24.7028 | 26.7
BEL-ZGLF112 | 175888 | 6 | 133602 | LF crnkarm adptr kit (INCLs ZG-112). | BELIMO AIRCONTROLS (USA), INC | ZG-LF112 | 26.7 | 23.3479 | Y | 26.7 | 24.7028 | 26.7
BEL-ZGLF112 | 175890 | 6 | 133602 | LF crnkarm adptr kit (INCLs ZG-112). | BELIMO AIRCONTROLS (USA), INC | ZG-LF112 | 26.7 | 24.7028 | Y | 26.7 | 24.7028 | 26.7
BEL-ZGLF112 | 175891 | 4 | 133602 | LF crnkarm adptr kit (INCLs ZG-112). | BELIMO AIRCONTROLS (USA), INC | ZG-LF112 | 26.7 | 24.347 | Y | 26.7 | 24.7028 | 26.7
BEL-ZGLF2 | 10510 | 4 | 133602 | LF crnkarm adptr kit (T BRKT INCLDG) | BELIMO AIRCONTROLS (USA), INC | ZG-LF2 | 30.97 | 30.97 | Y | 30.97 | 30.97 | 30.97
BEL-ZGLF2 | 175883 | 1 | 133602 | LF crnkarm adptr kit (T BRKT INCLDG) | BELIMO AIRCONTROLS (USA), INC | ZG-LF2 | 30.97 | 27.77 | N | 30.97 | 30.97 | 30.97
BEL-ZGLF2 | 175891 | 2 | 133602 | LF crnkarm adptr kit (T BRKT INCLDG) | BELIMO AIRCONTROLS (USA), INC | ZG-LF2 | 30.97 | 30.6657 | Y | 30.97 | 30.97 | 30.97
BEL-ZGLFC114 | 175883 | 1 | 133602 | LF Trane Voyager retrofit kit | BELIMO AIRCONTROLS (USA), INC | ZG-LFC114 | 50.2 | 44.86 | N | 50.2 | 44.86 | 50.2
BEL-ZGLFC114 | 175891 | 2 | 133602 | LF Trane Voyager retrofit kit | BELIMO AIRCONTROLS (USA), INC | ZG-LFC114 | 50.2 | 42.72 | Y | 50.2 | 44.86 | 50.2
BEL-ZGLMSA | 10008 | 17 | 133602 | Shaft ext for 1/2" dia shafts (3" L). | BELIMO AIRCONTROLS (USA), INC | ZG-LMSA | 29.9 | 25.37 | N | 29.9 | 27.77 | 29.9
BEL-ZGLMSA | 10510 | 21 | 133602 | Shaft ext for 1/2" dia shafts (3" L). | BELIMO AIRCONTROLS (USA), INC | ZG-LMSA | 29.9 | 25.7799 | Y | 29.9 | 27.77 | 29.9
BEL-ZGLMSA | 10770 | 1 | 133602 | Shaft ext for 1/2" dia shafts (3" L). | BELIMO AIRCONTROLS (USA), INC | ZG-LMSA | 29.9 | 27.77 | N | 29.9 | 27.77 | 29.9
BEL-ZGLMSA | 166561 | 44 | 133602 | Shaft ext for 1/2" dia shafts (3" L). | BELIMO AIRCONTROLS (USA), INC | ZG-LMSA | 29.9 | 26.6015 | N | 29.9 | 27.77 | 29.9
BEL-ZGLMSA | 175888 | 10 | 133602 | Shaft ext for 1/2" dia shafts (3" L). | BELIMO AIRCONTROLS (USA), INC | ZG-LMSA | 29.9 | 27.5363 | Y | 29.9 | 27.77 | 29.9
BEL-ZGLMSA | 175891 | 6 | 133602 | Shaft ext for 1/2" dia shafts (3" L). | BELIMO AIRCONTROLS (USA), INC | ZG-LMSA | 29.9 | 22.8354 | Y | 29.9 | 27.77 | 29.9
BEL-ZGLMSA1 | 166553 | 2 | 133602 | Shaft ext for 3/8" dia shafts (4" L). | BELIMO AIRCONTROLS (USA), INC | ZG-LMSA-1 | 30.17 | 27.505 | Y | 30.17 | 27.505 | 30.17
BEL-ZGLMSA1 | 175883 | 2 | 133602 | Shaft ext for 3/8" dia shafts (4" L). | BELIMO AIRCONTROLS (USA), INC | ZG-LMSA-1 | 30.17 | 26.97 | N | 30.17 | 27.505 | 30.17
BEL-ZGLMSA1 | 175888 | 3 | 133602 | Shaft ext for 3/8" dia shafts (4" L). | BELIMO AIRCONTROLS (USA), INC | ZG-LMSA-1 | 30.17 | 27.0592 | Y | 30.17 | 27.505 | 30.17
BEL-ZGLMSA1 | 175890 | 3 | 133602 | Shaft ext for 3/8" dia shafts (4" L). | BELIMO AIRCONTROLS (USA), INC | ZG-LMSA-1 | 30.17 | 27.2375 | Y | 30.17 | 27.505 | 30.17
BEL-ZGLMSA125 | 10008 | 22 | 133602 | Shaft ext for 1/2" dia shafts (5" L). | BELIMO AIRCONTROLS (USA), INC | ZG-LMSA-1/2-5 | 34.44 | 31.2382 | Y | 34.44 | 31.2382 | 34.44
BEL-ZGLMSA125 | 10770 | 4 | 133602 | Shaft ext for 1/2" dia shafts (5" L). | BELIMO AIRCONTROLS (USA), INC | ZG-LMSA-1/2-5 | 34.44 | 29.6353 | N | 34.44 | 31.2382 | 34.44
BEL-ZGLMSA125 | 173042 | 2 | 133602 | Shaft ext for 1/2" dia shafts (5" L). | BELIMO AIRCONTROLS (USA), INC | ZG-LMSA-1/2-5 | 34.44 | 28.8333 | Y | 34.44 | 31.2382 | 34.44
BEL-ZGLMSA125 | 175883 | 0 | 133602 | Shaft ext for 1/2" dia shafts (5" L). | BELIMO AIRCONTROLS (USA), INC | ZG-LMSA-1/2-5 | 34.44 | 29.4212 | N | 34.44 | 31.2382 | 34.44
BEL-ZGM4 | 166559 | 2 | 133602 | Refrotfit screws for CCV | BELIMO AIRCONTROLS (USA), INC | ZG-M4 | 4.54 | 4.2017 | N | 4.54 | 4.3103 | 4.54
BEL-ZGM4 | 166561 | 3 | 133602 | Refrotfit screws for CCV | BELIMO AIRCONTROLS (USA), INC | ZG-M4 | 4.54 | 3.74 | Y | 4.54 | 4.3103 | 4.54
BEL-ZGM4 | 173042 | 8 | 133602 | Refrotfit screws for CCV | BELIMO AIRCONTROLS (USA), INC | ZG-M4 | 4.54 | 4.27 | Y | 4.54 | 4.3103 | 4.54
BEL-ZGM4 | 175883 | 19 | 133602 | Refrotfit screws for CCV | BELIMO AIRCONTROLS (USA), INC | ZG-M4 | 4.54 | 4.27 | N | 4.54 | 4.3103 | 4.54
BEL-ZGM4 | 175888 | 20 | 133602 | Refrotfit screws for CCV | BELIMO AIRCONTROLS (USA), INC | ZG-M4 | 4.54 | 4.3103 | Y | 4.54 | 4.3103 | 4.54
BEL-ZGM4 | 175890 | 11 | 133602 | Refrotfit screws for CCV | BELIMO AIRCONTROLS (USA), INC | ZG-M4 | 4.54 | 4.143 | Y | 4.54 | 4.3103 | 4.54
BEL-ZGM4 | 175891 | 6 | 133602 | Refrotfit screws for CCV | BELIMO AIRCONTROLS (USA), INC | ZG-M4 | 4.54 | 4.1956 | Y | 4.54 | 4.3103 | 4.54
BEL-ZGMA | 10510 | 3 | 133602 | Base plate extension for GMA to GM | BELIMO AIRCONTROLS (USA), INC | Z-GMA | 9.08 | 2.14 | N | 9.08 | 8.54 | 9.08
BEL-ZGMA | 166561 | 5 | 133602 | Base plate extension for GMA to GM | BELIMO AIRCONTROLS (USA), INC | Z-GMA | 9.08 | 5.6528 | N | 9.08 | 8.54 | 9.08
BEL-ZGMA | 173042 | 2 | 133602 | Base plate extension for GMA to GM | BELIMO AIRCONTROLS (USA), INC | Z-GMA | 9.08 | 6.68 | N | 9.08 | 8.54 | 9.08
BEL-ZGMA | 175883 | 3 | 133602 | Base plate extension for GMA to GM | BELIMO AIRCONTROLS (USA), INC | Z-GMA | 9.08 | 7.21 | N | 9.08 | 8.54 | 9.08
BEL-ZGMA | 175891 | 4 | 133602 | Base plate extension for GMA to GM | BELIMO AIRCONTROLS (USA), INC | Z-GMA | 9.08 | 8.54 | N | 9.08 | 8.54 | 9.08
BEL-ZGNMA | 10510 | 2 | 133602 | Mntg kit for for flat installation | BELIMO AIRCONTROLS (USA), INC | ZG-NMA | 30.17 | 24.03 | Y | 30.17 | 26.97 | 30.17
BEL-ZGNMA | 166559 | 2 | 133602 | Mntg kit for for flat installation | BELIMO AIRCONTROLS (USA), INC | ZG-NMA | 30.17 | 26.97 | N | 30.17 | 26.97 | 30.17
BEL-ZGNMA | 166560 | 1 | 133602 | Mntg kit for for flat installation | BELIMO AIRCONTROLS (USA), INC | ZG-NMA | 30.17 | 14.9436 | N | 30.17 | 26.97 | 30.17
BEL-ZGNMA | 166561 | 5 | 133602 | Mntg kit for for flat installation | BELIMO AIRCONTROLS (USA), INC | ZG-NMA | 30.17 | 24.302 | Y | 30.17 | 26.97 | 30.17
BEL-ZGNMA | 175883 | 2 | 133602 | Mntg kit for for flat installation | BELIMO AIRCONTROLS (USA), INC | ZG-NMA | 30.17 | 26.97 | N | 30.17 | 26.97 | 30.17
BEL-ZGNMA | 175888 | 3 | 133602 | Mntg kit for for flat installation | BELIMO AIRCONTROLS (USA), INC | ZG-NMA | 30.17 | 25.63 | Y | 30.17 | 26.97 | 30.17
BEL-ZGNMSA1 | 166557 | 4 | 133602 | Shaft ext for 1/2" dia shafts (3.8" L). | BELIMO AIRCONTROLS (USA), INC | ZG-NMSA-1 | 27.23 | 24.3 | N | 27.23 | 24.3 | 27.23
BEL-ZGR01 | 173042 | 2 | 133602 | Resistor to convert a 4-20mA to2-10v | BELIMO AIRCONTROLS (USA), INC | ZG-R01 | 10.41 | 10.41 | Y | 10.41 | 10.41 | 10.41
BEL-ZGR01 | 175888 | 13 | 133602 | Resistor to convert a 4-20mA to2-10v | BELIMO AIRCONTROLS (USA), INC | ZG-R01 | 10.41 | 9.2063 | Y | 10.41 | 10.41 | 10.41
BEL-ZGR01 | 175890 | 26 | 133602 | Resistor to convert a 4-20mA to2-10v | BELIMO AIRCONTROLS (USA), INC | ZG-R01 | 10.41 | 9.4082 | Y | 10.41 | 10.41 | 10.41
BEL-ZGR01 | 175891 | 4 | 133602 | Resistor to convert a 4-20mA to2-10v | BELIMO AIRCONTROLS (USA), INC | ZG-R01 | 10.41 | 8.8273 | Y | 10.41 | 10.41 | 10.41
BEL-ZGR02 | 175883 | 4 | 133602 | Resistor Kit 50% voltage divider | BELIMO AIRCONTROLS (USA), INC | ZG-R02 | 15.49 | 13.88 | N | 15.49 | 13.88 | 15.49
BEL-ZGTF112 | 10008 | 6 | 133602 | TFB(X) crnkarm adptr kit (INCLs ZG-11 | BELIMO AIRCONTROLS (USA), INC | ZG-TF112 | 27.77 | 25.7422 | Y | 27.77 | 25.9 | 27.77
BEL-ZGTF112 | 10510 | 1 | 133602 | TFB(X) crnkarm adptr kit (INCLs ZG-11 | BELIMO AIRCONTROLS (USA), INC | ZG-TF112 | 27.77 | 25.9 | Y | 27.77 | 25.9 | 27.77
BEL-ZGTF112 | 175883 | 9 | 133602 | TFB(X) crnkarm adptr kit (INCLs ZG-11 | BELIMO AIRCONTROLS (USA), INC | ZG-TF112 | 27.77 | 24.83 | N | 27.77 | 25.9 | 27.77
BEL-ZGTF112 | 175888 | 1 | 133602 | TFB(X) crnkarm adptr kit (INCLs ZG-11 | BELIMO AIRCONTROLS (USA), INC | ZG-TF112 | 27.77 | 25.9 | Y | 27.77 | 25.9 | 27.77
BEL-ZGTF112 | 175890 | 3 | 133602 | TFB(X) crnkarm adptr kit (INCLs ZG-11 | BELIMO AIRCONTROLS (USA), INC | ZG-TF112 | 27.77 | 24.83 | Y | 27.77 | 25.9 | 27.77
BEL-ZGTF112 | 175891 | 1 | 133602 | TFB(X) crnkarm adptr kit (INCLs ZG-11 | BELIMO AIRCONTROLS (USA), INC | ZG-TF112 | 27.77 | 25.9 | Y | 27.77 | 25.9 | 27.77
BEL-ZGTF2 | 10510 | 0 | 133602 | TFB(X) crnkarm adptr kit (T brket incl | BELIMO AIRCONTROLS (USA), INC | ZG-TF2 | 23.76 | 21.96 | Y | 23.76 | 21.96 | 23.76
BEL-ZGTF2 | 166557 | 1 | 133602 | TFB(X) crnkarm adptr kit (T brket incl | BELIMO AIRCONTROLS (USA), INC | ZG-TF2 | 23.76 | 15.22 | N | 23.76 | 21.96 | 23.76
BEL-ZIPBTNFC | 166559 | 0 | 133602 | Converter Bluetooth / NFC | BELIMO AIRCONTROLS (USA), INC | ZIP-BT-NFC | 113.48 | 101.46 | N | 113.48 | 101.46 | 113.48
BEL-ZIPBTNFC | 166561 | 0 | 133602 | Converter Bluetooth / NFC | BELIMO AIRCONTROLS (USA), INC | ZIP-BT-NFC | 113.48 | 101.46 | N | 113.48 | 101.46 | 113.48
BEL-ZK1GEN | 166553 | 5 | 133602 | 6-pin for conn to service socket | BELIMO AIRCONTROLS (USA), INC | ZK1-GEN | 51.53 | 47.79 | N | 51.53 | 47.79 | 51.53
BEL-ZK1GEN | 175883 | 1 | 133602 | 6-pin for conn to service socket | BELIMO AIRCONTROLS (USA), INC | ZK1-GEN | 51.53 | 45.92 | N | 51.53 | 47.79 | 51.53
BEL-ZKSA | 166553 | 8 | 133602 | 5/16" shaft clevis for LH. | BELIMO AIRCONTROLS (USA), INC | Z-KSA | 22.43 | 14.95 | N | 22.43 | 14.95 | 22.43
BEL-ZKSC | 166553 | 2 | 133602 | 3/8"-16 shaft clevis for AHK/AH. | BELIMO AIRCONTROLS (USA), INC | Z-KSC | 22.43 | 20.83 | N | 22.43 | 20.83 | 22.43
BEL-ZNMA | 10510 | 3 | 133602 | Base plate extension for NMA to NM | BELIMO AIRCONTROLS (USA), INC | Z-NMA | 9.08 | 3.657 | N | 9.08 | 3.657 | 9.08
BEL-ZONE120NC | 166553 | 1 | 133602 | Valve Actuator FS AC 120 V On/Off | BELIMO AIRCONTROLS (USA), INC | ZONE120NC | 63.01 | 54.74 | N | 63.01 | 57.0002 | 63.01
BEL-ZONE120NC | 166557 | 9 | 133602 | Valve Actuator FS AC 120 V On/Off | BELIMO AIRCONTROLS (USA), INC | ZONE120NC | 63.01 | 57.0002 | N | 63.01 | 57.0002 | 63.01
BEL-ZONE120NC | 166559 | 2 | 133602 | Valve Actuator FS AC 120 V On/Off | BELIMO AIRCONTROLS (USA), INC | ZONE120NC | 63.01 | 54.3348 | Y | 63.01 | 57.0002 | 63.01
BEL-ZONE120NC | 166560 | 1 | 133602 | Valve Actuator FS AC 120 V On/Off | BELIMO AIRCONTROLS (USA), INC | ZONE120NC | 63.01 | 26.967 | N | 63.01 | 57.0002 | 63.01
BEL-ZONE120NC | 173042 | 1 | 133602 | Valve Actuator FS AC 120 V On/Off | BELIMO AIRCONTROLS (USA), INC | ZONE120NC | 63.01 | 53.1355 | N | 63.01 | 57.0002 | 63.01
BEL-ZONE120NO | 166553 | 3 | 133602 | Valve Actuator FS AC 120 V On/Off | BELIMO AIRCONTROLS (USA), INC | ZONE120NO | 63.01 | 24.3567 | N | 63.01 | 54.74 | 63.01
BEL-ZONE120NO | 166557 | 4 | 133602 | Valve Actuator FS AC 120 V On/Off | BELIMO AIRCONTROLS (USA), INC | ZONE120NO | 63.01 | 44.6233 | N | 63.01 | 54.74 | 63.01
BEL-ZONE120NO | 173042 | 4 | 133602 | Valve Actuator FS AC 120 V On/Off | BELIMO AIRCONTROLS (USA), INC | ZONE120NO | 63.01 | 54.74 | Y | 63.01 | 54.74 | 63.01
BEL-ZONE215N25 | 166559 | 1 | 133602 | Zone Valve (ZV) 1/2" 2-way Cv 2.5 | BELIMO AIRCONTROLS (USA), INC | ZONE215N-25 | 33.64 | 22.962 | N | 33.64 | 30.871 | 33.64
BEL-ZONE215N25 | 173042 | 4 | 133602 | Zone Valve (ZV) 1/2" 2-way Cv 2.5 | BELIMO AIRCONTROLS (USA), INC | ZONE215N-25 | 33.64 | 30.871 | Y | 33.64 | 30.871 | 33.64
BEL-ZONE215N35 | 166561 | 1 | 133602 | Zone Valve (ZV) 1/2" 2-way Cv 3.5 | BELIMO AIRCONTROLS (USA), INC | ZONE215N-35 | 33.64 | 26.6651 | N | 33.64 | 26.6651 | 33.64
BEL-ZONE215S10 | 173042 | 2 | 133602 | Zone Valve (ZV) 1/2" 2-way Cv 1 | BELIMO AIRCONTROLS (USA), INC | ZONE215S-10 | 31.24 | 19.76 | N | 31.24 | 19.76 | 31.24
BEL-ZONE215S25 | 166557 | 9 | 133602 | Zone Valve (ZV) 1/2" 2-way Cv 2.5 | BELIMO AIRCONTROLS (USA), INC | ZONE215S-25 | 31.24 | 22.43 | N | 31.24 | 22.43 | 31.24
BEL-ZONE215S35 | 166553 | 3 | 133602 | Zone Valve (ZV) 1/2" 2-way Cv 3.5 | BELIMO AIRCONTROLS (USA), INC | ZONE215S-35 | 31.24 | 18.0409 | N | 31.24 | 26.97 | 31.24
BEL-ZONE215S35 | 166557 | 4 | 133602 | Zone Valve (ZV) 1/2" 2-way Cv 3.5 | BELIMO AIRCONTROLS (USA), INC | ZONE215S-35 | 31.24 | 26.97 | Y | 31.24 | 26.97 | 31.24
BEL-ZONE215S35 | 166559 | 2 | 133602 | Zone Valve (ZV) 1/2" 2-way Cv 3.5 | BELIMO AIRCONTROLS (USA), INC | ZONE215S-35 | 31.24 | 17.62 | Y | 31.24 | 26.97 | 31.24
BEL-ZONE220N35 | 173042 | 5 | 133602 | Zone Valve (ZV) 3/4" 2-way Cv 3.5 | BELIMO AIRCONTROLS (USA), INC | ZONE220N-35 | 42.45 | 38.45 | Y | 42.45 | 38.45 | 42.45
BEL-ZONE220N35ZONE120NC | 175891 | 2 | 133602 | ZV3/4" 2W Cv 3.5 FS 120V On/Off | BELIMO AIRCONTROLS (USA), INC | ZONE220N-35+ZONE120NC | 119.62 | 55.54 | N | 119.62 | 55.54 | 119.62
BEL-ZONE220N50 | 166553 | 1 | 133602 | Zone Valve (ZV) 3/4" 2-way Cv 5 | BELIMO AIRCONTROLS (USA), INC | ZONE220N-50 | 42.45 | 29.1 | N | 42.45 | 39.52 | 42.45
BEL-ZONE220N50 | 166557 | 4 | 133602 | Zone Valve (ZV) 3/4" 2-way Cv 5 | BELIMO AIRCONTROLS (USA), INC | ZONE220N-50 | 42.45 | 29.103 | N | 42.45 | 39.52 | 42.45
BEL-ZONE220N50 | 166559 | 3 | 133602 | Zone Valve (ZV) 3/4" 2-way Cv 5 | BELIMO AIRCONTROLS (USA), INC | ZONE220N-50 | 42.45 | 39.52 | N | 42.45 | 39.52 | 42.45
BEL-ZONE220N50 | 175888 | 3 | 133602 | Zone Valve (ZV) 3/4" 2-way Cv 5 | BELIMO AIRCONTROLS (USA), INC | ZONE220N-50 | 42.45 | 21.8081 | N | 42.45 | 39.52 | 42.45
BEL-ZONE220S50 | 166557 | 4 | 133602 | Zone Valve (ZV) 3/4" 2-way Cv 5 | BELIMO AIRCONTROLS (USA), INC | ZONE220S-50 | 38.18 | 26.17 | N | 38.18 | 29.5264 | 38.18
BEL-ZONE220S50 | 166559 | 2 | 133602 | Zone Valve (ZV) 3/4" 2-way Cv 5 | BELIMO AIRCONTROLS (USA), INC | ZONE220S-50 | 38.18 | 29.5264 | N | 38.18 | 29.5264 | 38.18
BEL-ZONE220S50 | 166560 | 1 | 133602 | Zone Valve (ZV) 3/4" 2-way Cv 5 | BELIMO AIRCONTROLS (USA), INC | ZONE220S-50 | 38.18 | 26.17 | N | 38.18 | 29.5264 | 38.18
BEL-ZONE225N80 | 10008 | 1 | 133602 | Zone Valve (ZV) 1" 2-way Cv 8 | BELIMO AIRCONTROLS (USA), INC | ZONE225N-80 | 73.69 | 44.0028 | N | 73.69 | 60.8733 | 73.69
BEL-ZONE225N80 | 166557 | 12 | 133602 | Zone Valve (ZV) 1" 2-way Cv 8 | BELIMO AIRCONTROLS (USA), INC | ZONE225N-80 | 73.69 | 60.8733 | N | 73.69 | 60.8733 | 73.69
BEL-ZONE225N80ZONE24NC | 166560 | 0 | 133602 | ZV1" 2W Cv 8 FS AC 24V On/Off | BELIMO AIRCONTROLS (USA), INC | ZONE225N-80+ZONE24NC | 152.99 | 0 | N | 152.99 | 0 | 152.99
BEL-ZONE225S80 | 166553 | 3 | 133602 | Zone Valve (ZV) 1" 2-way Cv 8 | BELIMO AIRCONTROLS (USA), INC | ZONE225S-80 | 70.49 | 41.0973 | N | 70.49 | 41.0973 | 70.49
BEL-ZONE225S80 | 166559 | 1 | 133602 | Zone Valve (ZV) 1" 2-way Cv 8 | BELIMO AIRCONTROLS (USA), INC | ZONE225S-80 | 70.49 | 28.1973 | N | 70.49 | 41.0973 | 70.49
BEL-ZONE225S80 | 173042 | 4 | 133602 | Zone Valve (ZV) 1" 2-way Cv 8 | BELIMO AIRCONTROLS (USA), INC | ZONE225S-80 | 70.49 | 29.28 | N | 70.49 | 41.0973 | 70.49
BEL-ZONE230NC | 166557 | 9 | 133602 | Valve Actuator NC, SR, 230v, On/Off | BELIMO AIRCONTROLS (USA), INC | ZONE230NC-BCS | 52.226 | 52.226 | N | 52.226 | 52.226 | 52.226
BEL-ZONE24NC | 10008 | 4 | 133602 | Valve Actuator FS AC 24V On/Off | BELIMO AIRCONTROLS (USA), INC | ZONE24NC | 63.01 | 58.47 | Y | 63.01 | 58.47 | 63.01
BEL-ZONE24NC | 10510 | 5 | 133602 | Valve Actuator FS AC 24V On/Off | BELIMO AIRCONTROLS (USA), INC | ZONE24NC | 63.01 | 58.47 | Y | 63.01 | 58.47 | 63.01
BEL-ZONE24NC | 166559 | 9 | 133602 | Valve Actuator FS AC 24V On/Off | BELIMO AIRCONTROLS (USA), INC | ZONE24NC | 63.01 | 58.4145 | Y | 63.01 | 58.47 | 63.01
BEL-ZONE24NC | 173042 | 5 | 133602 | Valve Actuator FS AC 24V On/Off | BELIMO AIRCONTROLS (USA), INC | ZONE24NC | 63.01 | 58.3491 | Y | 63.01 | 58.47 | 63.01
BEL-ZONE315N35 | 166553 | 1 | 133602 | Zone Valve (ZV) 1/2" 3W Cv 3.5 | BELIMO AIRCONTROLS (USA), INC | ZONE315N-35 | 42.45 | 21.0606 | N | 42.45 | 35.4978 | 42.45
BEL-ZONE315N35 | 166559 | 5 | 133602 | Zone Valve (ZV) 1/2" 3W Cv 3.5 | BELIMO AIRCONTROLS (USA), INC | ZONE315N-35 | 42.45 | 35.4978 | Y | 42.45 | 35.4978 | 42.45
BEL-ZONE315S35ZONE120NC | 175891 | 7 | 133602 | ZV1/2" 3W Cv 3.5 FS 120V On/Off | BELIMO AIRCONTROLS (USA), INC | ZONE315S-35+ZONE120NC | 114.81 | 48.99 | N | 114.81 | 48.99 | 114.81
BEL-ZONE320N35 | 175888 | 1 | 133602 | Zone Valve (ZV) 3/4" 3W Cv 3.5 | BELIMO AIRCONTROLS (USA), INC | ZONE320N-35 | 53.67 | 26.17 | N | 53.67 | 26.17 | 53.67
BEL-ZONE320N50 | 166553 | 4 | 133602 | Zone Valve (ZV) 3/4" 3W Cv 5 | BELIMO AIRCONTROLS (USA), INC | ZONE320N-50 | 53.67 | 25.37 | N | 53.67 | 45.6591 | 53.67
BEL-ZONE320N50 | 166557 | 9 | 133602 | Zone Valve (ZV) 3/4" 3W Cv 5 | BELIMO AIRCONTROLS (USA), INC | ZONE320N-50 | 53.67 | 45.6591 | N | 53.67 | 45.6591 | 53.67
BEL-ZONE320N50 | 166559 | 2 | 133602 | Zone Valve (ZV) 3/4" 3W Cv 5 | BELIMO AIRCONTROLS (USA), INC | ZONE320N-50 | 53.67 | 36.2197 | Y | 53.67 | 45.6591 | 53.67
BEL-ZONE320N50 | 166560 | 4 | 133602 | Zone Valve (ZV) 3/4" 3W Cv 5 | BELIMO AIRCONTROLS (USA), INC | ZONE320N-50 | 53.67 | 23.496 | N | 53.67 | 45.6591 | 53.67
BEL-ZONE320N50 | 173042 | 3 | 133602 | Zone Valve (ZV) 3/4" 3W Cv 5 | BELIMO AIRCONTROLS (USA), INC | ZONE320N-50 | 53.67 | 23.18 | N | 53.67 | 45.6591 | 53.67
BEL-ZONE320S50 | 166557 | 10 | 133602 | Zone Valve (ZV) 3/4" 3W Cv 5 | BELIMO AIRCONTROLS (USA), INC | ZONE320S-50 | 49.93 | 36.0548 | N | 49.93 | 41.1193 | 49.93
BEL-ZONE320S50 | 166559 | 2 | 133602 | Zone Valve (ZV) 3/4" 3W Cv 5 | BELIMO AIRCONTROLS (USA), INC | ZONE320S-50 | 49.93 | 41.1193 | N | 49.93 | 41.1193 | 49.93
BEL-ZONE325N80 | 166557 | 11 | 133602 | Zone Valve (ZV) 1" 3W Cv 8 | BELIMO AIRCONTROLS (USA), INC | ZONE325N-80 | 84.91 | 67.7345 | N | 84.91 | 73.69 | 84.91
BEL-ZONE325N80 | 166559 | 2 | 133602 | Zone Valve (ZV) 1" 3W Cv 8 | BELIMO AIRCONTROLS (USA), INC | ZONE325N-80 | 84.91 | 73.69 | N | 84.91 | 73.69 | 84.91
BEL-ZS100 | 10510 | 2 | 133602 | Weather shield 13x8x6" (LxWxH) | BELIMO AIRCONTROLS (USA), INC | ZS-100 | 75.29 | 69.95 | Y | 75.29 | 69.95 | 75.29
BEL-ZS100 | 166553 | 4 | 133602 | Weather shield 13x8x6" (LxWxH) | BELIMO AIRCONTROLS (USA), INC | ZS-100 | 75.29 | 69.95 | N | 75.29 | 69.95 | 75.29
BEL-ZS100 | 175891 | 1 | 133602 | Weather shield 13x8x6" (LxWxH) | BELIMO AIRCONTROLS (USA), INC | ZS-100 | 75.29 | 56.61 | Y | 75.29 | 69.95 | 75.29
BEL-ZS101 | 173042 | 1 | 133602 | Base PlateFor ZS-100 | BELIMO AIRCONTROLS (USA), INC | ZS-101 | 17.09 | 15.22 | N | 17.09 | 15.75 | 17.09
BEL-ZS101 | 175891 | 1 | 133602 | Base PlateFor ZS-100 | BELIMO AIRCONTROLS (USA), INC | ZS-101 | 17.09 | 15.75 | Y | 17.09 | 15.75 | 17.09
BEL-ZS150 | 10510 | 4 | 133602 | Weather shield 16x8-3/8x4" (LxWxH) | BELIMO AIRCONTROLS (USA), INC | ZS-150 | 83.57 | 81.3675 | Y | 83.57 | 90.49 | 90.49
BEL-ZS150 | 166559 | 1 | 133602 | Weather shield 16x8-3/8x4" (LxWxH) | BELIMO AIRCONTROLS (USA), INC | ZS-150 | 83.57 | 81.4336 | Y | 83.57 | 90.49 | 90.49
BEL-ZS150 | 166561 | 3 | 133602 | Weather shield 16x8-3/8x4" (LxWxH) | BELIMO AIRCONTROLS (USA), INC | ZS-150 | 83.57 | 77.7 | Y | 83.57 | 90.49 | 90.49
BEL-ZS150 | 173042 | 2 | 133602 | Weather shield 16x8-3/8x4" (LxWxH) | BELIMO AIRCONTROLS (USA), INC | ZS-150 | 83.57 | 72.4588 | Y | 83.57 | 90.49 | 90.49
BEL-ZS150 | 175888 | 1 | 133602 | Weather shield 16x8-3/8x4" (LxWxH) | BELIMO AIRCONTROLS (USA), INC | ZS-150 | 83.57 | 77.7 | Y | 83.57 | 90.49 | 90.49
BEL-ZS150 | 175890 | 4 | 133602 | Weather shield 16x8-3/8x4" (LxWxH) | BELIMO AIRCONTROLS (USA), INC | ZS-150 | 83.57 | 78.1924 | Y | 83.57 | 90.49 | 90.49
BEL-ZS150 | 175891 | 1 | 133602 | Weather shield 16x8-3/8x4" (LxWxH) | BELIMO AIRCONTROLS (USA), INC | ZS-150 | 83.57 | 90.49 | Y | 83.57 | 90.49 | 90.49
BEL-ZS260 | 10510 | 2 | 133602 | Explosion Proof Housing 16x10x6.435" | BELIMO AIRCONTROLS (USA), INC | ZS-260 | 1246.36 | 1157.18 | Y | 1246.36 | 1157.18 | 1246.36
BEL-ZSCCV100 | 10008 | 1 | 133602 | Weather Shld B2 B3 CCV with LRB(X) LRQ A | BELIMO AIRCONTROLS (USA), INC | ZS-CCV-100 | 106.27 | 95.05 | Y | 106.27 | 104.774 | 106.27
BEL-ZSCCV100 | 166553 | 3 | 133602 | Weather Shld B2 B3 CCV with LRB(X) LRQ A | BELIMO AIRCONTROLS (USA), INC | ZS-CCV-100 | 106.27 | 93.5727 | Y | 106.27 | 104.774 | 106.27
BEL-ZSCCV100 | 166559 | 5 | 133602 | Weather Shld B2 B3 CCV with LRB(X) LRQ A | BELIMO AIRCONTROLS (USA), INC | ZS-CCV-100 | 106.27 | 104.774 | Y | 106.27 | 104.774 | 106.27
BEL-ZSCCV100 | 166561 | 1 | 133602 | Weather Shld B2 B3 CCV with LRB(X) LRQ A | BELIMO AIRCONTROLS (USA), INC | ZS-CCV-100 | 106.27 | 98.79 | Y | 106.27 | 104.774 | 106.27
BEL-ZSCCV100 | 175890 | 3 | 133602 | Weather Shld B2 B3 CCV with LRB(X) LRQ A | BELIMO AIRCONTROLS (USA), INC | ZS-CCV-100 | 106.27 | 98.79 | Y | 106.27 | 104.774 | 106.27
BEL-ZSCCV110 | 10008 | 0 | 133602 | Weather Shield B2/B3 CCV for AFRB AFRX | BELIMO AIRCONTROLS (USA), INC | ZS-CCV-110 | 106.27 | 98.79 | N | 106.27 | 106.27 | 106.27
BEL-ZSCCV110 | 10510 | 1 | 133602 | Weather Shield B2/B3 CCV for AFRB AFRX | BELIMO AIRCONTROLS (USA), INC | ZS-CCV-110 | 106.27 | 98.79 | Y | 106.27 | 106.27 | 106.27
BEL-ZSCCV110 | 166553 | 2 | 133602 | Weather Shield B2/B3 CCV for AFRB AFRX | BELIMO AIRCONTROLS (USA), INC | ZS-CCV-110 | 106.27 | 106.27 | Y | 106.27 | 106.27 | 106.27
BEL-ZSCCV110 | 175888 | 1 | 133602 | Weather Shield B2/B3 CCV for AFRB AFRX | BELIMO AIRCONTROLS (USA), INC | ZS-CCV-110 | 106.27 | 95.05 | Y | 106.27 | 106.27 | 106.27
BEL-ZSCCV110 | 175890 | 1 | 133602 | Weather Shield B2/B3 CCV for AFRB AFRX | BELIMO AIRCONTROLS (USA), INC | ZS-CCV-110 | 106.27 | 95.05 | Y | 106.27 | 106.27 | 106.27
BEL-ZSCCV90 | 10006 | 2 | 133602 | Weather Shield B2/ B3 CCV for LF | BELIMO AIRCONTROLS (USA), INC | ZS-CCV-90 | 106.27 | 90.25 | N | 106.27 | 102.53 | 106.27
BEL-ZSCCV90 | 10510 | 7 | 133602 | Weather Shield B2/ B3 CCV for LF | BELIMO AIRCONTROLS (USA), INC | ZS-CCV-90 | 106.27 | 91.57 | Y | 106.27 | 102.53 | 106.27
BEL-ZSCCV90 | 166553 | 2 | 133602 | Weather Shield B2/ B3 CCV for LF | BELIMO AIRCONTROLS (USA), INC | ZS-CCV-90 | 106.27 | 98.79 | Y | 106.27 | 102.53 | 106.27
BEL-ZSCCV90 | 166559 | 4 | 133602 | Weather Shield B2/ B3 CCV for LF | BELIMO AIRCONTROLS (USA), INC | ZS-CCV-90 | 106.27 | 102.53 | Y | 106.27 | 102.53 | 106.27
BEL-ZSCCV90 | 166560 | 2 | 133602 | Weather Shield B2/ B3 CCV for LF | BELIMO AIRCONTROLS (USA), INC | ZS-CCV-90 | 106.27 | 98.79 | Y | 106.27 | 102.53 | 106.27
BEL-ZSCCV90 | 166561 | 0 | 133602 | Weather Shield B2/ B3 CCV for LF | BELIMO AIRCONTROLS (USA), INC | ZS-CCV-90 | 106.27 | 90.25 | N | 106.27 | 102.53 | 106.27
BEL-ZSCCV90 | 175888 | 1 | 133602 | Weather Shield B2/ B3 CCV for LF | BELIMO AIRCONTROLS (USA), INC | ZS-CCV-90 | 106.27 | 95.32 | Y | 106.27 | 102.53 | 106.27
BEL-ZSCCV90 | 175890 | 0 | 133602 | Weather Shield B2/ B3 CCV for LF | BELIMO AIRCONTROLS (USA), INC | ZS-CCV-90 | 106.27 | 95.32 | Y | 106.27 | 102.53 | 106.27
BEL-ZSGV001 | 166559 | 2 | 133602 | WeathrShld for LV/SV Series (cover onl | BELIMO AIRCONTROLS (USA), INC | ZS-GV-001 | 237.63 | 212 | Y | 237.63 | 218.405 | 237.63
BEL-ZSGV001 | 175888 | 2 | 133602 | WeathrShld for LV/SV Series (cover onl | BELIMO AIRCONTROLS (USA), INC | ZS-GV-001 | 237.63 | 218.405 | Y | 237.63 | 218.405 | 237.63
BEL-ZSGV002 | 166559 | 2 | 133602 | WeathrShld for EV/RVand AV Series (c | BELIMO AIRCONTROLS (USA), INC | ZS-GV-002 | 251.25 | 207.9736 | Y | 251.25 | 207.9736 | 251.25
BEL-ZSMA | 10510 | 3 | 133602 | Base plate ext for SMA to SM/AM/SM | BELIMO AIRCONTROLS (USA), INC | Z-SMA | 9.08 | 1.87 | N | 9.08 | 5.61 | 9.08
BEL-ZSMA | 166553 | 8 | 133602 | Base plate ext for SMA to SM/AM/SM | BELIMO AIRCONTROLS (USA), INC | Z-SMA | 9.08 | 5.61 | Y | 9.08 | 5.61 | 9.08
BEL-ZST | 10510 | 10 | 133602 | Terminal-strip cover for NEMA 2 rating | BELIMO AIRCONTROLS (USA), INC | ZS-T | 10.95 | 8.89 | Y | 10.95 | 9.88 | 10.95
BEL-ZST | 166553 | 2 | 133602 | Terminal-strip cover for NEMA 2 rating | BELIMO AIRCONTROLS (USA), INC | ZS-T | 10.95 | 9.52 | Y | 10.95 | 9.88 | 10.95
BEL-ZST | 175883 | 1 | 133602 | Terminal-strip cover for NEMA 2 rating | BELIMO AIRCONTROLS (USA), INC | ZS-T | 10.95 | 9.88 | N | 10.95 | 9.88 | 10.95
BEL-ZTHUS | 10006 | 1 | 133602 | Service Tool with ZIP-USB functionFor co | BELIMO AIRCONTROLS (USA), INC | ZTH US | 337.22 | 286.22 | N | 337.22 | 337.22 | 337.22
BEL-ZTHUS | 10008 | 1 | 133602 | Service Tool with ZIP-USB functionFor co | BELIMO AIRCONTROLS (USA), INC | ZTH US | 337.22 | 313.19 | Y | 337.22 | 337.22 | 337.22
BEL-ZTHUS | 10770 | 1 | 133602 | Service Tool with ZIP-USB functionFor co | BELIMO AIRCONTROLS (USA), INC | ZTH US | 337.22 | 313.19 | Y | 337.22 | 337.22 | 337.22
BEL-ZTHUS | 166553 | 3 | 133602 | Service Tool with ZIP-USB functionFor co | BELIMO AIRCONTROLS (USA), INC | ZTH US | 337.22 | 313.19 | Y | 337.22 | 337.22 | 337.22
BEL-ZTHUS | 166557 | 1 | 133602 | Service Tool with ZIP-USB functionFor co | BELIMO AIRCONTROLS (USA), INC | ZTH US | 337.22 | 313.19 | Y | 337.22 | 337.22 | 337.22
BEL-ZTHUS | 166561 | 2 | 133602 | Service Tool with ZIP-USB functionFor co | BELIMO AIRCONTROLS (USA), INC | ZTH US | 337.22 | 313.19 | Y | 337.22 | 337.22 | 337.22
BEL-ZTHUS | 173042 | 2 | 133602 | Service Tool with ZIP-USB functionFor co | BELIMO AIRCONTROLS (USA), INC | ZTH US | 337.22 | 310.9425 | Y | 337.22 | 337.22 | 337.22
BEL-ZTHUS | 175883 | 2 | 133602 | Service Tool with ZIP-USB functionFor co | BELIMO AIRCONTROLS (USA), INC | ZTH US | 337.22 | 313.19 | N | 337.22 | 337.22 | 337.22
BEL-ZTHUS | 175890 | 1 | 133602 | Service Tool with ZIP-USB functionFor co | BELIMO AIRCONTROLS (USA), INC | ZTH US | 337.22 | 304.2 | Y | 337.22 | 337.22 | 337.22
BEL-ZTHUS | 175891 | 1 | 133602 | Service Tool with ZIP-USB functionFor co | BELIMO AIRCONTROLS (USA), INC | ZTH US | 337.22 | 337.22 | Y | 337.22 | 337.22 | 337.22
BEXCH | 10510 | 12 | 187610 | HAZMAT Acetylene cylindercontents MOX | MINNEAPOLIS OXYGEN CO. | B-EXCH | 53.44 | 53.474 | Y | 53.44 | 53.474 | 53.474
BF24TN | 166560 | 3 | 133602 | Fire/Smoke Actuator 160#,SR, On/Off, 24v | BELIMO AIRCONTROLS (USA), INC | BF24-TN | 241.635 | 241.635 | Y | 241.635 | 241.635 | 241.635
BFK083S | 10510 | 3 | 134565 | Alco bi-flo drier 3/8 sweatheat pump app | COPELAND COMFORT CONTROL LP | BFK083S | 18.613 | 18.613 | Y | 18.613 | 18.613 | 18.613
BFK163S | 10510 | 5 | 134565 | Alco bi-flo drier 3/8 sweatheat pump app | COPELAND COMFORT CONTROL LP | BFK163S | 29.885 | 29.885 | Y | 29.885 | 29.885 | 29.885
BFT-442 | 175883 | 15 | 133780 | 1/4 Barb X 1/4 Barb X 1/8 Fpt | DYNACON INC. | BFT-442 | 0 | 1.612 | N | 0 | 1.612 | 1.612
BG1600M00EK1AAC | 175891 | 1 | 133596 | th8000r | BASO GAS PRODUCTS LLC | BG1600M00EK-1AAC | 81.5361 | 81.5361 | N | 81.5361 | 81.5361 | 81.5361
BG1600M00FF1ADC | 175891 | 1 | 133596 | BASO IGNITION CONTROL INTERMIT PILOT | BASO GAS PRODUCTS LLC | BG1600M00FF1ADC | 82.345 | 82.345 | N | 82.345 | 82.345 | 82.345
BG1600M51EF1AAC | 175891 | 4 | 133596 | BASO UNIVERSAL INTERMITTENT PIL IGNITION | BASO GAS PRODUCTS LLC | BG1600M51EF1AAC | 82.59 | 81.6075 | N | 82.59 | 81.6075 | 82.59
BGN8911C | 10510 | 2 | 133596 | Baso Ignition Module forLennox Pulse | BASO GAS PRODUCTS LLC | BGN891-1C | 125.73 | 118.4825 | Y | 125.73 | 118.4825 | 125.73
BGN8911C | 175891 | 1 | 187561 | Baso Ignition Module forLennox Pulse | (DO NOT USE) CGNA/BASO GAS PRODUCTS LLC | BGN891-1C | 125.73 | 94.432 | N | 125.73 | 118.4825 | 125.73
BIMET30E4250250F | 175891 | 1 | 176827 | 3IN E BIMETAL, 2.5IN STEM, 0 TO 250F | ENGINEERED SPECIALTY PRODUCTS INC | BIMET30E4250250F | 32.1 | 32.0983 | N | 32.1 | 32.0983 | 32.1
BIMET30R4250250F | 175891 | 22 | 176827 | 3IN R BIMETAL, 2.5IN STEM, 0 TO 250F | ENGINEERED SPECIALTY PRODUCTS INC | BIMET30R4250250F | 1.8388 | 1.8388 | Y | 1.8388 | 1.8388 | 1.8388
BIMET30R42540120F | 175891 | 5 | 176827 | 3IN R BIMETAL, 2.5IN STEM, -40 TO 120F | ENGINEERED SPECIALTY PRODUCTS INC | BIMET30R42540120F | 27.29 | 27.29 | N | 27.29 | 27.29 | 27.29
BIMET30R4400250F | 175891 | 5 | 176827 | 3IN R BIMETAL, 4IN STEM, 0 TO 250F | ENGINEERED SPECIALTY PRODUCTS INC | BIMET30R4400250F | 9.67 | 9.67 | N | 9.67 | 9.67 | 9.67
BIMET30R44040120F | 175891 | 5 | 176827 | 3IN R BIMETAL, 4IN STEM, -40 TO 120F | ENGINEERED SPECIALTY PRODUCTS INC | BIMET30R44040120F | 9.67 | 9.67 | N | 9.67 | 9.67 | 9.67
BIMET30R44050550F | 175891 | 5 | 176827 | 3IN R BIMETAL, 4IN STEM, 50 TO 550F | ENGINEERED SPECIALTY PRODUCTS INC | BIMET30R44050550F | 27.29 | 27.29 | Y | 27.29 | 27.29 | 27.29
BIMET30R46050500F | 175891 | 3 | 176827 | 6IN R BIMETAL 6IN STEM 50 TO 550F | ENGINEERED SPECIALTY PRODUCTS INC | BIMET30R46050500F | 27.29 | 27.29 | N | 27.29 | 27.29 | 27.29
BIMET30R490150750F | 175891 | 2 | 176827 | 3IN R BIMETAL, 9IN STEM, 150 TO 750F | ENGINEERED SPECIALTY PRODUCTS INC | BIMET30R490150750F | 9.67 | 9.67 | N | 9.67 | 9.67 | 9.67
BIMET50E4250250F | 175891 | 5 | 176827 | 5IN E BIMETAL, 2.5IN STEM, 0 TO 250F | ENGINEERED SPECIALTY PRODUCTS INC | BIMET50E4250250F | 32.14 | 39.11 | N | 32.14 | 39.11 | 39.11
BIMET50E44050550F | 175891 | 4 | 176827 | 5IN E BIMETAL, 4IN STEM, 50 TO 550F | ENGINEERED SPECIALTY PRODUCTS INC | BIMET50E44050550F | 32.14 | 32.14 | N | 32.14 | 32.14 | 32.14
BK35 | 166561 | 6 | 168955 | THERMOWELL ADAPTER KIT | Miljoco (do not use) | BK35 | 17.3 | 17.2976 | N | 17.3 | 17.2976 | 17.3
BKP6 | 166553 | 30 | 169056 | BKP6 6IN LONG 1/2IN ROUND | W.L.Lashley | BKP6 | 5.0405 | 3.7967 | Y | 5.0405 | 3.9927 | 5.0405
BKP6 | 166557 | 28 | 169056 | BKP6 6IN LONG 1/2IN ROUND | W.L.Lashley | BKP6 | 5.0405 | 3.9183 | Y | 5.0405 | 3.9927 | 5.0405
BKP6 | 166559 | 61 | 169056 | BKP6 6IN LONG 1/2IN ROUND | W.L.Lashley | BKP6 | 5.0405 | 3.9927 | Y | 5.0405 | 3.9927 | 5.0405
BKP6 | 166561 | 26 | 169056 | BKP6 6IN LONG 1/2IN ROUND | W.L.Lashley | BKP6 | 5.0405 | 3.7401 | Y | 5.0405 | 3.9927 | 5.0405
BKTBTGK | 10510 | 8 | 134395 | CLEAR THERMO GUARD | SUPCO SEALED UNIT PARTS CO., INC. / NSI | BKT-BTGK | 4.705 | 4.6537 | N | 4.705 | 4.705 | 4.705
BKTBTGK | 175891 | 2 | 134395 | CLEAR THERMO GUARD | SUPCO SEALED UNIT PARTS CO., INC. / NSI | BKT-BTGK | 4.705 | 4.705 | N | 4.705 | 4.705 | 4.705
BL-44 | 175883 | 4 | 133780 | 1/4 Barb X 1/4 Barb 90* Elbow | DYNACON INC. | BL-44 | 0 | 0.68 | N | 0 | 0.68 | 0.68
BL-66 | 175883 | 28 | 133780 | 3/8 Barb X 3/8 Barb 90* Elbow | DYNACON INC. | BL-66 | 0 | 1.954 | N | 0 | 1.954 | 1.954
BLUE BUTT SPLICE CONNECTORS | 175883 | 200 | 134179 | Blue Butt Splice Connectors 14-16 AWG | NEUCO INC. | BLUE BUTT SPLICE CONNECTORS | 0 | 0.05 | N | 0 | 0.05 | 0.05
BLUE FORK SPADE | 175883 | 600 | 134179 | Insulated Fork Spade Wire Connector - Bl | NEUCO INC. | BLUE FORK SPADE | 0 | 0.0258 | N | 0 | 0.0258 | 0.0258
BM060 | 175890 | 2 | 134178 | 50# 90Sec DamperAct;2-10/4-20 | NEPTRONIC | BM060 | 175 | 175 | Y | 175 | 175 | 175
BM060FNC | 175888 | 2 | 134178 | Actuator, 24V, 100, 4/20Ma, 2/10Vdc | NEPTRONIC | BM060FNC | 280 | 280 | Y | 280 | 280 | 280
BM10 | 166553 | 10 | 169035 | 10" Bell Mouth | United Enertech | BM-10 | 18.41 | 18.41 | N | 18.41 | 18.41 | 18.41
BM12 | 166553 | 10 | 169035 | 12" Bell Mouth | United Enertech | BM-12 | 25.11 | 25.11 | N | 25.11 | 25.11 | 25.11
BM14 | 166553 | 5 | 169035 | 14" Bell Mouth | United Enertech | BM-14 | 37.67 | 37.67 | N | 37.67 | 37.67 | 37.67
BM6 | 166553 | 5 | 169035 | 6" Bell Mouth | United Enertech | BM-6 | 14.23 | 14.23 | N | 14.23 | 14.23 | 14.23
BOK083 | 10510 | 4 | 134565 | Alco burnout drier 3/8 flareliquid line | COPELAND COMFORT CONTROL LP | BOK083 | 10.139 | 10.139 | Y | 10.139 | 10.139 | 10.139
BOK163 | 10510 | 4 | 134565 | Alco burnout drier 3/8 flareliquid line | COPELAND COMFORT CONTROL LP | BOK163 | 13.911 | 13.911 | Y | 13.911 | 13.911 | 13.911
BOK163S | 10510 | 2 | 134565 | Alco burnout drier 3/8 sweatliquid line | COPELAND COMFORT CONTROL LP | BOK163S | 15.678 | 15.678 | Y | 15.678 | 15.678 | 15.678
BOK304 | 10510 | 3 | 134565 | Alco burnout drier 1/2 flareliquid line | COPELAND COMFORT CONTROL LP | BOK304 | 25.38 | 25.38 | Y | 25.38 | 25.38 | 25.38
BOK304S | 10510 | 5 | 134565 | Alco burnout drier 1/2 sweatliquid line | COPELAND COMFORT CONTROL LP | BOK304S | 35.28 | 35.28 | Y | 35.28 | 35.28 | 35.28
BOK305 | 10510 | 1 | 134565 | Alco burnout drier 5/8 flareliquid line | COPELAND COMFORT CONTROL LP | BOK305 | 22.252 | 22.252 | N | 22.252 | 22.252 | 22.252
BOK305S | 10510 | 2 | 134565 | Alco burnout drier 5/8 sweatliquid line | COPELAND COMFORT CONTROL LP | BOK305S | 25.587 | 25.587 | Y | 25.587 | 25.587 | 25.587
BP164C | 166559 | 0 | 189990 | 16-4C STR PLENUM WHITE 1000' REEL IN BOX | BEST WIRE & CABLE LLC | BP164C | 435 | 435 | N | 435 | 435 | 435
BP169CS5 | 166553 | 0 | 189990 | 16g 9 Conductor Wire 500' Shielded | BEST WIRE & CABLE LLC | BP169CS5 | 695 | 0 | N | 695 | 0 | 695
BP222CSLCPRP | 166557 | 3 | 189990 | 22-1PR STR OAS LOW CAP | BEST WIRE & CABLE LLC | BP222CS-LC-PRP | 188 | 206 | N | 188 | 206 | 206
BP25NR | 166553 | 18 | 134583 | 1/4" NPT Test Plug Nordel | MILJOCO-WEISS LLC | BP25NR | 4.34 | 4.2264 | Y | 4.34 | 4.34 | 4.34
BP25NR | 166559 | 12 | 134583 | 1/4" NPT Test Plug Nordel | MILJOCO-WEISS LLC | BP25NR | 4.34 | 4.34 | N | 4.34 | 4.34 | 4.34
BP25NR | 166561 | 17 | 134583 | 1/4" NPT Test Plug Nordel | MILJOCO-WEISS LLC | BP25NR | 4.34 | 4.34 | Y | 4.34 | 4.34 | 4.34
BP50LNR | 175891 | 4 | 134583 | 1/2" PETES PLUG LONG SHANK | MILJOCO-WEISS LLC | BP50LNR | 5 | 5 | N | 5 | 5 | 5
BP50NR | 166553 | 25 | 134583 | 1/2"NPT Test Plug Nordel | MILJOCO-WEISS LLC | BP50NR | 7.701 | 7.3711 | Y | 7.701 | 7.701 | 7.701
BP50NR | 166559 | 11 | 134583 | 1/2"NPT Test Plug Nordel | MILJOCO-WEISS LLC | BP50NR | 7.701 | 7.701 | Y | 7.701 | 7.701 | 7.701
BP50NR | 166561 | 19 | 134583 | 1/2"NPT Test Plug Nordel | MILJOCO-WEISS LLC | BP50NR | 7.701 | 7.701 | Y | 7.701 | 7.701 | 7.701
BPAKG | 166559 | 1 | 168924 | Back Panel Adj. Kit - GREY | Integra Enclosures Inc. | BPAKG | 9.1 | 9.1 | N | 9.1 | 9.1 | 9.1
BPF100128 | 10510 | 154 | 187614 | NDL 3/4 x 1/2 HexBushing Black Pipe | NDL INDUSTRIES INC | BPF100-128 | 1.555 | 1.5544 | Y | 1.555 | 1.5544 | 1.555
BPF1001612 | 10510 | 12 | 187614 | NDL 1 x 3/4 HexBushing Black Pipe | NDL INDUSTRIES INC | BPF100-1612 | 1.604 | 1.604 | Y | 1.604 | 1.604 | 1.604
BPF1001612 | 175891 | 1 | 187614 | NDL 1 x 3/4 HexBushing Black Pipe | NDL INDUSTRIES INC | BPF100-1612 | 1.604 | 1.604 | Y | 1.604 | 1.604 | 1.604
BPF1002016 | 10510 | 39 | 187614 | NDL Bushing Hex 1 1/4 x 1Black Malleable | NDL INDUSTRIES INC | BPF100-2016 | 2.07 | 2.0106 | Y | 2.07 | 2.0106 | 2.07
BPF1002016 | 175891 | 1 | 187614 | NDL Bushing Hex 1 1/4 x 1Black Malleable | NDL INDUSTRIES INC | BPF100-2016 | 2.07 | 1.58 | N | 2.07 | 2.0106 | 2.07
BPF1002420 | 10510 | 22 | 187614 | NDL Bushing Hex 1 1/2x11/4Black Malleabl | NDL INDUSTRIES INC | BPF100-2420 | 2.437 | 2.3989 | Y | 2.437 | 2.3989 | 2.437
BPF10042 | 10510 | 148 | 187614 | NDL 1/4 x 1/8Bushing Black Pipe | NDL INDUSTRIES INC | BPF100-42 | 1.66 | 1.5041 | Y | 1.66 | 1.5041 | 1.66
BPF10042 | 175891 | 1 | 187614 | NDL 1/4 x 1/8Bushing Black Pipe | NDL INDUSTRIES INC | BPF100-42 | 1.66 | 0.729 | N | 1.66 | 1.5041 | 1.66
BPF10064 | 10510 | 94 | 187614 | NDL 3/8 x 1/4Bushing Black Pipe | NDL INDUSTRIES INC | BPF100-64 | 1.6712 | 1.6178 | Y | 1.6712 | 1.6178 | 1.6712
BPF10064 | 175891 | 4 | 187614 | NDL 3/8 x 1/4Bushing Black Pipe | NDL INDUSTRIES INC | BPF100-64 | 1.6712 | 1.206 | N | 1.6712 | 1.6178 | 1.6712
BPF10086 | 10510 | 42 | 187614 | NDL1/2 X 3/8Bushing Black Pipe | NDL INDUSTRIES INC | BPF100-86 | 0.603 | 0.365 | Y | 0.603 | 0.603 | 0.603
BPF10086 | 175891 | 2 | 187614 | NDL1/2 X 3/8Bushing Black Pipe | NDL INDUSTRIES INC | BPF100-86 | 0.603 | 0.603 | N | 0.603 | 0.603 | 0.603
BPF10112 | 10510 | 6 | 187614 | NDL 3/4 PlugBlack Pipe | NDL INDUSTRIES INC | BPF101-12 | 0.825 | 0.80717 | Y | 0.825 | 0.80717 | 0.825
BPF10112 | 175891 | 2 | 187614 | NDL 3/4 PlugBlack Pipe | NDL INDUSTRIES INC | BPF101-12 | 0.825 | 0.368 | N | 0.825 | 0.80717 | 0.825
BPF10116 | 10510 | 31 | 187614 | NDL 1 PlugBlack Pipe | NDL INDUSTRIES INC | BPF101-16 | 1.108 | 0.94929 | Y | 1.108 | 0.94929 | 1.108
BPF10116 | 175891 | 2 | 187614 | NDL 1 PlugBlack Pipe | NDL INDUSTRIES INC | BPF101-16 | 1.108 | 0.606 | N | 1.108 | 0.94929 | 1.108
BPF1014 | 10510 | 102 | 187614 | NDL 1/4 PlugBlack Pipe | NDL INDUSTRIES INC | BPF101-4 | 0.5 | 0.5 | Y | 0.5 | 0.5 | 0.5
BPF1016 | 10510 | 37 | 187614 | NDL 3/8 PlugBlack Pipe | NDL INDUSTRIES INC | BPF101-6 | 0.502 | 0.502 | Y | 0.502 | 0.502 | 0.502
BPF1018 | 10510 | 3 | 187614 | NDL 1/2 pipe plugblack pipe fitting | NDL INDUSTRIES INC | BPF101-8 | 0.61 | 0.61 | Y | 0.61 | 0.61 | 0.61
BPF1018 | 175891 | 1 | 187614 | NDL 1/2 pipe plugblack pipe fitting | NDL INDUSTRIES INC | BPF101-8 | 0.61 | 0.27 | Y | 0.61 | 0.61 | 0.61
BPF10412 | 10510 | 20 | 187614 | NDL 3/4 cap black pipefitting | NDL INDUSTRIES INC | BPF104-12 | 1.264 | 1.2468 | Y | 1.264 | 1.2468 | 1.264
BPF10412 | 175891 | 6 | 187614 | NDL 3/4 cap black pipefitting | NDL INDUSTRIES INC | BPF104-12 | 1.264 | 0.793 | Y | 1.264 | 1.2468 | 1.264
BPF10416 | 10510 | 22 | 187614 | NDL 1 cap black pipefitting | NDL INDUSTRIES INC | BPF104-16 | 1.166 | 1.1596 | Y | 1.166 | 1.1596 | 1.166
BPF1042 | 10510 | 48 | 187614 | NDL 1/8 CapBlack Pipe | NDL INDUSTRIES INC | BPF104-2 | 0.765 | 0.765 | Y | 0.765 | 0.765 | 0.765
BPF1042 | 175891 | 5 | 187614 | NDL 1/8 CapBlack Pipe | NDL INDUSTRIES INC | BPF104-2 | 0.765 | 0.765 | Y | 0.765 | 0.765 | 0.765
BPF1044 | 10510 | 60 | 187614 | NDL 1/4 CapBlack Pipe | NDL INDUSTRIES INC | BPF104-4 | 0.762 | 0.76044 | Y | 0.762 | 0.76044 | 0.762
BPF1044 | 175891 | 6 | 187614 | NDL 1/4 CapBlack Pipe | NDL INDUSTRIES INC | BPF104-4 | 0.762 | 0.76 | N | 0.762 | 0.76044 | 0.762
BPF1046 | 10510 | 75 | 187614 | NDL 3/8 CapBlack Pipe | NDL INDUSTRIES INC | BPF104-6 | 1.221 | 1.1344 | Y | 1.221 | 1.1344 | 1.221
BPF1048 | 10510 | 70 | 187614 | NDL 1/2 cap black pipefitting | NDL INDUSTRIES INC | BPF104-8 | 0.949 | 0.91925 | Y | 0.949 | 0.91925 | 0.949
BPF1048 | 175891 | 6 | 187614 | NDL 1/2 cap black pipefitting | NDL INDUSTRIES INC | BPF104-8 | 0.949 | 0.419 | Y | 0.949 | 0.91925 | 0.949
BPF10712 | 10510 | 8 | 187614 | NDL 3/4 union black pipefitting | NDL INDUSTRIES INC | BPF107-12 | 5.103 | 5.103 | Y | 5.103 | 5.103 | 5.103
BPF10716 | 10510 | 16 | 187614 | NDL 1 union black pipefitting | NDL INDUSTRIES INC | BPF107-16 | 6.351 | 5.6574 | Y | 6.351 | 6.351 | 6.351
BPF10716 | 175891 | 3 | 187614 | NDL 1 union black pipefitting | NDL INDUSTRIES INC | BPF107-16 | 6.351 | 6.351 | Y | 6.351 | 6.351 | 6.351
BPF1074 | 10510 | 38 | 187614 | NDL 1/4 UnionBlack Pipe | NDL INDUSTRIES INC | BPF107-4 | 5.56 | 4.8035 | Y | 5.56 | 4.8035 | 5.56
BPF1074 | 175891 | 3 | 187614 | NDL 1/4 UnionBlack Pipe | NDL INDUSTRIES INC | BPF107-4 | 5.56 | 3.281 | N | 5.56 | 4.8035 | 5.56
BPF1076 | 10510 | 14 | 187614 | NDL 3/8 UnionBlack Pipe | NDL INDUSTRIES INC | BPF107-6 | 2.7 | 2.7 | Y | 2.7 | 2.7 | 2.7
BPF1076 | 175891 | 3 | 187614 | NDL 3/8 UnionBlack Pipe | NDL INDUSTRIES INC | BPF107-6 | 2.7 | 2.7 | N | 2.7 | 2.7 | 2.7
BPF1078 | 10510 | 102 | 187614 | NDL 1/2 union black pipefitting | NDL INDUSTRIES INC | BPF107-8 | 4.07 | 4.0711 | Y | 4.07 | 4.0711 | 4.0711
BPF113BSA | 10510 | 40 | 187614 | NDL 1/8 x Close NippleBlack Pipe | NDL INDUSTRIES INC | BPF113BS-A | 0.584 | 0.51164 | Y | 0.584 | 0.51164 | 0.584
BPF113BSA15 | 10510 | 13 | 187614 | NDL 1/8 x 1 1/2Nipple Black Pipe | NDL INDUSTRIES INC | BPF113BS-A15 | 0.662 | 0.63447 | Y | 0.662 | 0.63447 | 0.662
BPF113BSA15 | 175891 | 1 | 187614 | NDL 1/8 x 1 1/2Nipple Black Pipe | NDL INDUSTRIES INC | BPF113BS-A15 | 0.662 | 0.363 | N | 0.662 | 0.63447 | 0.662
BPF113BSB | 10510 | 44 | 187614 | NDL 1/4 CloseNipple Black Pipe | NDL INDUSTRIES INC | BPF113BS-B | 0.738 | 0.71925 | Y | 0.738 | 0.71925 | 0.738
BPF113BSB15 | 10510 | 27 | 187614 | NDL 1/4 X 1 1/2Nipple Black Pipe | NDL INDUSTRIES INC | BPF113BS-B15 | 0.78 | 0.78171 | Y | 0.78 | 0.78171 | 0.78171
BPF113BSB2 | 10510 | 62 | 187614 | NDL1/4 x 2Nipple Black Pipe | NDL INDUSTRIES INC | BPF113BS-B2 | 0.784 | 0.78319 | Y | 0.784 | 0.78319 | 0.784
BPF113BSB2 | 175891 | 1 | 187614 | NDL1/4 x 2Nipple Black Pipe | NDL INDUSTRIES INC | BPF113BS-B2 | 0.784 | 0.611 | N | 0.784 | 0.78319 | 0.784
BPF113BSB25 | 10510 | 40 | 187614 | NDL 1/4 x 2 1/2Nipple Black Pipe | NDL INDUSTRIES INC | BPF113BS-B25 | 0.652 | 0.64995 | Y | 0.652 | 0.64995 | 0.652
BPF113BSB25 | 175891 | 2 | 187614 | NDL 1/4 x 2 1/2Nipple Black Pipe | NDL INDUSTRIES INC | BPF113BS-B25 | 0.652 | 0.573 | N | 0.652 | 0.64995 | 0.652
BPF113BSB3 | 10510 | 23 | 187614 | NDL 1/4 x 3Nipple Black Pipe | NDL INDUSTRIES INC | BPF113BS-B3 | 0.926 | 0.89219 | Y | 0.926 | 0.89219 | 0.926
BPF113BSB35 | 10510 | 26 | 187614 | NDL 1/4 x 3 1/2Nipple Black Pipe | NDL INDUSTRIES INC | BPF113BS-B35 | 1.013 | 0.9859 | Y | 1.013 | 0.9859 | 1.013
BPF113BSB35 | 175891 | 3 | 187614 | NDL 1/4 x 3 1/2Nipple Black Pipe | NDL INDUSTRIES INC | BPF113BS-B35 | 1.013 | 0.669 | N | 1.013 | 0.9859 | 1.013
BPF113BSB4 | 10510 | 18 | 187614 | NDL 1/4 x 4Nipple Black Pipe | NDL INDUSTRIES INC | BPF113BS-B4 | 0.926 | 0.90109 | Y | 0.926 | 0.90109 | 0.926
BPF113BSB4 | 175891 | 4 | 187614 | NDL 1/4 x 4Nipple Black Pipe | NDL INDUSTRIES INC | BPF113BS-B4 | 0.926 | 0.876 | N | 0.926 | 0.90109 | 0.926
BPF113BSC | 10510 | 24 | 187614 | NDL 3/8 x CloseNipple Black Pipe | NDL INDUSTRIES INC | BPF113BS-C | 0.464 | 0.456 | Y | 0.464 | 0.456 | 0.464
BPF113BSC | 175891 | 5 | 187614 | NDL 3/8 x CloseNipple Black Pipe | NDL INDUSTRIES INC | BPF113BS-C | 0.464 | 0.443 | N | 0.464 | 0.456 | 0.464
BPF113BSC15 | 10510 | 36 | 187614 | NDL 3/8 x 1 1/2Nipple Black Pipe | NDL INDUSTRIES INC | BPF113BS-C15 | 0.7835 | 0.7284 | Y | 0.7835 | 0.7284 | 0.7835
BPF113BSC15 | 175891 | 8 | 187614 | NDL 3/8 x 1 1/2Nipple Black Pipe | NDL INDUSTRIES INC | BPF113BS-C15 | 0.7835 | 0.521 | N | 0.7835 | 0.7284 | 0.7835
BPF113BSC2 | 10510 | 21 | 187614 | NDL3/8 x 2Nipple Black Pipe | NDL INDUSTRIES INC | BPF113BS-C2 | 0.627 | 0.61865 | Y | 0.627 | 0.61865 | 0.627
BPF113BSC2 | 175891 | 5 | 187614 | NDL3/8 x 2Nipple Black Pipe | NDL INDUSTRIES INC | BPF113BS-C2 | 0.627 | 0.492 | N | 0.627 | 0.61865 | 0.627
BPF113BSC25 | 10510 | 29 | 187614 | NDL 3/8 x 2 1/2Nipple Black Pipe | NDL INDUSTRIES INC | BPF113BS-C25 | 0.705 | 0.697 | Y | 0.705 | 0.697 | 0.705
BPF113BSC25 | 175891 | 5 | 187614 | NDL 3/8 x 2 1/2Nipple Black Pipe | NDL INDUSTRIES INC | BPF113BS-C25 | 0.705 | 0.632 | Y | 0.705 | 0.697 | 0.705
BPF113BSC3 | 10510 | 39 | 187614 | NDL 3/8 x 3Nipple Black Pipe | NDL INDUSTRIES INC | BPF113BS-C3 | 0.708 | 0.6921 | Y | 0.708 | 0.6921 | 0.708
BPF113BSC3 | 175891 | 6 | 187614 | NDL 3/8 x 3Nipple Black Pipe | NDL INDUSTRIES INC | BPF113BS-C3 | 0.708 | 0.632 | N | 0.708 | 0.6921 | 0.708
BPF113BSC35 | 10510 | 18 | 187614 | NDL 3/8 x 3 1/2Nipple Black Pipe | NDL INDUSTRIES INC | BPF113BS-C35 | 0.8 | 0.7865 | Y | 0.8 | 0.7865 | 0.8
BPF113BSC35 | 175891 | 4 | 187614 | NDL 3/8 x 3 1/2Nipple Black Pipe | NDL INDUSTRIES INC | BPF113BS-C35 | 0.8 | 0.77 | N | 0.8 | 0.7865 | 0.8
BPF113BSC4 | 10510 | 21 | 187614 | NDL 3/8 x 4Nipple Black Pipe | NDL INDUSTRIES INC | BPF113BS-C4 | 0.794 | 0.78855 | Y | 0.794 | 0.78855 | 0.794
BPF113BSC4 | 175891 | 4 | 187614 | NDL 3/8 x 4Nipple Black Pipe | NDL INDUSTRIES INC | BPF113BS-C4 | 0.794 | 0.785 | N | 0.794 | 0.78855 | 0.794
BPF113BSD | 10510 | 23 | 187614 | NDL 1/2 close black pipenipple | NDL INDUSTRIES INC | BPF113BS-D | 0.618 | 0.57267 | Y | 0.618 | 0.57267 | 0.618
BPF113BSD | 175891 | 1 | 187614 | NDL 1/2 close black pipenipple | NDL INDUSTRIES INC | BPF113BS-D | 0.618 | 0.379 | N | 0.618 | 0.57267 | 0.618
BPF113BSD12 | 10510 | 4 | 187614 | NDL 1/2 x 12 black pipenipple | NDL INDUSTRIES INC | BPF113BS-D12 | 1.878 | 1.3 | Y | 1.878 | 1.878 | 1.878
BPF113BSD12 | 175891 | 3 | 187614 | NDL 1/2 x 12 black pipenipple | NDL INDUSTRIES INC | BPF113BS-D12 | 1.878 | 1.878 | Y | 1.878 | 1.878 | 1.878
BPF113BSD15 | 10510 | 27 | 187614 | NDL 1/2 x 1 1/2 black pipenipple | NDL INDUSTRIES INC | BPF113BS-D15 | 0.635 | 0.62993 | Y | 0.635 | 0.62993 | 0.635
BPF113BSD2 | 10510 | 50 | 187614 | NDL 1/2 x 2 black pipenipple | NDL INDUSTRIES INC | BPF113BS-D2 | 0.635 | 0.63309 | Y | 0.635 | 0.63309 | 0.635
BPF113BSD2 | 175891 | 2 | 187614 | NDL 1/2 x 2 black pipenipple | NDL INDUSTRIES INC | BPF113BS-D2 | 0.635 | 0.539 | N | 0.635 | 0.63309 | 0.635
BPF113BSD25 | 10510 | 33 | 187614 | NDL 1/2 x2-1/2 black pipenipple | NDL INDUSTRIES INC | BPF113BS-D25 | 0.73 | 0.6953 | Y | 0.73 | 0.6953 | 0.73
BPF113BSD25 | 175891 | 5 | 187614 | NDL 1/2 x2-1/2 black pipenipple | NDL INDUSTRIES INC | BPF113BS-D25 | 0.73 | 0.462 | N | 0.73 | 0.6953 | 0.73
BPF113BSD3 | 10510 | 14 | 187614 | NDL 1/2 x 3 black pipenipple | NDL INDUSTRIES INC | BPF113BS-D3 | 0.744 | 0.744 | Y | 0.744 | 0.744 | 0.744
BPF113BSD3 | 175891 | 6 | 187614 | NDL 1/2 x 3 black pipenipple | NDL INDUSTRIES INC | BPF113BS-D3 | 0.744 | 0.415 | Y | 0.744 | 0.744 | 0.744
BPF113BSD35 | 10510 | 31 | 187614 | NDL 1/2 x3-1/2 black pipenipple | NDL INDUSTRIES INC | BPF113BS-D35 | 0.579 | 0.5699 | Y | 0.579 | 0.577 | 0.579
BPF113BSD35 | 175891 | 7 | 187614 | NDL 1/2 x3-1/2 black pipenipple | NDL INDUSTRIES INC | BPF113BS-D35 | 0.579 | 0.577 | Y | 0.579 | 0.577 | 0.579
BPF113BSD4 | 10510 | 21 | 187614 | NDL 1/2 x 4 black pipenipple | NDL INDUSTRIES INC | BPF113BS-D4 | 0.891 | 0.891 | Y | 0.891 | 0.891 | 0.891
BPF113BSD4 | 175891 | 2 | 187614 | NDL 1/2 x 4 black pipenipple | NDL INDUSTRIES INC | BPF113BS-D4 | 0.891 | 0.7 | Y | 0.891 | 0.891 | 0.891
BPF113BSD45 | 10510 | 13 | 187614 | NDL 1/2 x4-1/2 black pipenipple | NDL INDUSTRIES INC | BPF113BS-D45 | 0.689 | 0.689 | Y | 0.689 | 0.689 | 0.689
BPF113BSD45 | 175891 | 6 | 187614 | NDL 1/2 x4-1/2 black pipenipple | NDL INDUSTRIES INC | BPF113BS-D45 | 0.689 | 0.687 | Y | 0.689 | 0.689 | 0.689
BPF113BSD5 | 10510 | 46 | 187614 | NDL 1/2 x 5 black pipenipple | NDL INDUSTRIES INC | BPF113BS-D5 | 1.03 | 0.88927 | Y | 1.03 | 0.88927 | 1.03
BPF113BSD5 | 175891 | 5 | 187614 | NDL 1/2 x 5 black pipenipple | NDL INDUSTRIES INC | BPF113BS-D5 | 1.03 | 0.628 | Y | 1.03 | 0.88927 | 1.03
BPF113BSD55 | 10510 | 27 | 187614 | NDL 1/2 x 5-1/2black pipenipple | NDL INDUSTRIES INC | BPF113BS-D55 | 0.689 | 0.615 | Y | 0.689 | 0.689 | 0.689
BPF113BSD55 | 175891 | 3 | 187614 | NDL 1/2 x 5-1/2black pipenipple | NDL INDUSTRIES INC | BPF113BS-D55 | 0.689 | 0.689 | Y | 0.689 | 0.689 | 0.689
BPF113BSD6 | 10510 | 12 | 187614 | NDL 1/2 x 6 black pipenipple | NDL INDUSTRIES INC | BPF113BS-D6 | 0.63 | 0.61 | Y | 0.63 | 0.63 | 0.63
BPF113BSD6 | 175891 | 8 | 187614 | NDL 1/2 x 6 black pipenipple | NDL INDUSTRIES INC | BPF113BS-D6 | 0.63 | 0.63 | Y | 0.63 | 0.63 | 0.63
BPF113BSE | 10510 | 34 | 187614 | NDL 3/4 close black pipenipple | NDL INDUSTRIES INC | BPF113BS-E | 0.71 | 0.70699 | Y | 0.71 | 0.70699 | 0.71
BPF113BSE12 | 10510 | 34 | 187614 | NDL 3/4 x 12 black pipenipple | NDL INDUSTRIES INC | BPF113BS-E12 | 3.2896 | 2.9623 | Y | 3.2896 | 2.9623 | 3.2896
BPF113BSE12 | 175891 | 2 | 187614 | NDL 3/4 x 12 black pipenipple | NDL INDUSTRIES INC | BPF113BS-E12 | 3.2896 | 2.12 | Y | 3.2896 | 2.9623 | 3.2896
BPF113BSE15 | 10510 | 26 | 187614 | NDL 3/4 x1-1/2 black pipenipple | NDL INDUSTRIES INC | BPF113BS-E15 | 0.7809 | 0.77637 | Y | 0.7809 | 0.77637 | 0.7809
BPF113BSE15 | 175891 | 5 | 187614 | NDL 3/4 x1-1/2 black pipenipple | NDL INDUSTRIES INC | BPF113BS-E15 | 0.7809 | 0.77637 | Y | 0.7809 | 0.77637 | 0.7809
BPF113BSE2 | 10510 | 23 | 187614 | NDL 3/4 x 2 black pipenipple | NDL INDUSTRIES INC | BPF113BS-E2 | 0.775 | 0.7702 | Y | 0.775 | 0.7702 | 0.775
BPF113BSE2 | 175891 | 1 | 187614 | NDL 3/4 x 2 black pipenipple | NDL INDUSTRIES INC | BPF113BS-E2 | 0.775 | 0.486 | Y | 0.775 | 0.7702 | 0.775
BPF113BSE25 | 10510 | 26 | 187614 | NDL 3/4 x2-1/2 black pipenipple | NDL INDUSTRIES INC | BPF113BS-E25 | 0.855 | 0.82833 | Y | 0.855 | 0.82833 | 0.855
BPF113BSE3 | 10510 | 15 | 187614 | NDL 3/4 x 3 black pipenipple | NDL INDUSTRIES INC | BPF113BS-E3 | 0.876 | 0.876 | Y | 0.876 | 0.876 | 0.876
BPF113BSE3 | 175891 | 5 | 187614 | NDL 3/4 x 3 black pipenipple | NDL INDUSTRIES INC | BPF113BS-E3 | 0.876 | 0.876 | Y | 0.876 | 0.876 | 0.876
BPF113BSE35 | 10510 | 29 | 187614 | NDL 3/4 x 3-1/2 black pipenipple | NDL INDUSTRIES INC | BPF113BS-E35 | 1.062 | 1.0443 | Y | 1.062 | 1.0443 | 1.062
BPF113BSE4 | 10510 | 23 | 187614 | NDL 3/4 x 4 black pipenipple | NDL INDUSTRIES INC | BPF113BS-E4 | 0.714 | 0.71111 | Y | 0.714 | 0.71111 | 0.714
BPF113BSE4 | 175891 | 3 | 187614 | NDL 3/4 x 4 black pipenipple | NDL INDUSTRIES INC | BPF113BS-E4 | 0.714 | 0.638 | Y | 0.714 | 0.71111 | 0.714
BPF113BSE45 | 10510 | 25 | 187614 | NDL 3/4 x4-1/2 black pipenipple | NDL INDUSTRIES INC | BPF113BS-E45 | 0.88 | 0.84073 | Y | 0.88 | 0.84073 | 0.88
BPF113BSE45 | 175891 | 2 | 187614 | NDL 3/4 x4-1/2 black pipenipple | NDL INDUSTRIES INC | BPF113BS-E45 | 0.88 | 0.607 | Y | 0.88 | 0.84073 | 0.88
BPF113BSE5 | 10510 | 33 | 187614 | NDL 3/4 x 5 black pipenipple | NDL INDUSTRIES INC | BPF113BS-E5 | 1.324 | 1.2484 | Y | 1.324 | 1.2484 | 1.324
BPF113BSE5 | 175891 | 4 | 187614 | NDL 3/4 x 5 black pipenipple | NDL INDUSTRIES INC | BPF113BS-E5 | 1.324 | 0.813 | Y | 1.324 | 1.2484 | 1.324
BPF113BSE55 | 10510 | 21 | 187614 | NDL 3/4 x5-1/2 black pipenipple | NDL INDUSTRIES INC | BPF113BS-E55 | 0.889 | 0.67653 | Y | 0.889 | 0.889 | 0.889
BPF113BSE55 | 175891 | 3 | 187614 | NDL 3/4 x5-1/2 black pipenipple | NDL INDUSTRIES INC | BPF113BS-E55 | 0.889 | 0.889 | Y | 0.889 | 0.889 | 0.889
BPF113BSE6 | 10510 | 15 | 187614 | NDL 3/4 x 6 black pipenipple | NDL INDUSTRIES INC | BPF113BS-E6 | 1.337 | 0.795 | Y | 1.337 | 1.337 | 1.337
BPF113BSE6 | 175891 | 1 | 187614 | NDL 3/4 x 6 black pipenipple | NDL INDUSTRIES INC | BPF113BS-E6 | 1.337 | 1.337 | Y | 1.337 | 1.337 | 1.337
BPF113BSF | 10510 | 12 | 187614 | NDL 1 close black pipenipple | NDL INDUSTRIES INC | BPF113BS-F | 1.02 | 0.97215 | Y | 1.02 | 0.97215 | 1.02
BPF113BSF | 175891 | 5 | 187614 | NDL 1 close black pipenipple | NDL INDUSTRIES INC | BPF113BS-F | 1.02 | 0.902 | Y | 1.02 | 0.97215 | 1.02
BPF113BSF12 | 175891 | 2 | 187614 | NDL 1 x 12 black pipenipple | NDL INDUSTRIES INC | BPF113BS-F12 | 2.944 | 2.944 | N | 2.944 | 2.944 | 2.944
BPF113BSF2 | 10510 | 15 | 187614 | NDL 1 x 2 black pipenipple | NDL INDUSTRIES INC | BPF113BS-F2 | 1.13 | 1.1067 | Y | 1.13 | 1.1067 | 1.13
BPF113BSF2 | 175891 | 5 | 187614 | NDL 1 x 2 black pipenipple | NDL INDUSTRIES INC | BPF113BS-F2 | 1.13 | 0.81 | N | 1.13 | 1.1067 | 1.13
BPF113BSF25 | 10510 | 19 | 187614 | NDL 1 x 2-1/2 black pipenipple | NDL INDUSTRIES INC | BPF113BS-F25 | 1.2027 | 1.1117 | Y | 1.2027 | 1.1117 | 1.2027
BPF113BSF25 | 175891 | 5 | 187614 | NDL 1 x 2-1/2 black pipenipple | NDL INDUSTRIES INC | BPF113BS-F25 | 1.2027 | 0.53 | Y | 1.2027 | 1.1117 | 1.2027
BPF113BSF3 | 10510 | 17 | 187614 | NDL 1 x 3 black pipenipple | NDL INDUSTRIES INC | BPF113BS-F3 | 1.2074 | 1.0711 | Y | 1.2074 | 1.0711 | 1.2074
BPF113BSF3 | 175891 | 5 | 187614 | NDL 1 x 3 black pipenipple | NDL INDUSTRIES INC | BPF113BS-F3 | 1.2074 | 0.575 | Y | 1.2074 | 1.0711 | 1.2074
BPF113BSF35 | 10510 | 10 | 187614 | NDL 1 x 3-1/2 black pipenipple | NDL INDUSTRIES INC | BPF113BS-F35 | 1.059 | 0.78225 | Y | 1.059 | 1.059 | 1.059
BPF113BSF35 | 175891 | 3 | 187614 | NDL 1 x 3-1/2 black pipenipple | NDL INDUSTRIES INC | BPF113BS-F35 | 1.059 | 1.059 | Y | 1.059 | 1.059 | 1.059
BPF113BSF4 | 10510 | 3 | 187614 | NDL 1 x4 black pipenipple | NDL INDUSTRIES INC | BPF113BS-F4 | 0.799 | 0.692 | Y | 0.799 | 0.799 | 0.799
BPF113BSF4 | 175891 | 2 | 187614 | NDL 1 x4 black pipenipple | NDL INDUSTRIES INC | BPF113BS-F4 | 0.799 | 0.799 | Y | 0.799 | 0.799 | 0.799
BPF113BSF45 | 10510 | 27 | 187614 | NDL 1 x4-1/2 black pipenipple | NDL INDUSTRIES INC | BPF113BS-F45 | 1.156 | 1.1457 | Y | 1.156 | 1.1457 | 1.156
BPF113BSF45 | 175891 | 4 | 187614 | NDL 1 x4-1/2 black pipenipple | NDL INDUSTRIES INC | BPF113BS-F45 | 1.156 | 0.85 | Y | 1.156 | 1.1457 | 1.156
BPF113BSF5 | 10510 | 25 | 187614 | NDL 1 x 5 black pipenipple | NDL INDUSTRIES INC | BPF113BS-F5 | 1.76 | 1.7147 | Y | 1.76 | 1.7147 | 1.76
BPF113BSF5 | 175891 | 2 | 187614 | NDL 1 x 5 black pipenipple | NDL INDUSTRIES INC | BPF113BS-F5 | 1.76 | 1.093 | Y | 1.76 | 1.7147 | 1.76
BPF113BSF55 | 10510 | 20 | 187614 | NDL 1 x 5-1/2 black pipenipple | NDL INDUSTRIES INC | BPF113BS-F55 | 1.01 | 0.921 | Y | 1.01 | 1.01 | 1.01
BPF113BSF55 | 175891 | 2 | 187614 | NDL 1 x 5-1/2 black pipenipple | NDL INDUSTRIES INC | BPF113BS-F55 | 1.01 | 1.01 | Y | 1.01 | 1.01 | 1.01
BPF113BSF6 | 10510 | 13 | 187614 | NDL 1 x 6 black pipenipple | NDL INDUSTRIES INC | BPF113BS-F6 | 1.215 | 1.085 | Y | 1.215 | 1.215 | 1.215
BPF113BSF6 | 175891 | 6 | 187614 | NDL 1 x 6 black pipenipple | NDL INDUSTRIES INC | BPF113BS-F6 | 1.215 | 1.215 | Y | 1.215 | 1.215 | 1.215
BPF30912 | 10510 | 22 | 187614 | NDL 3/4 90 deg elbowblack pipe | NDL INDUSTRIES INC | BPF309-12 | 1.15 | 1.0725 | Y | 1.15 | 1.0725 | 1.15
BPF30916 | 10510 | 11 | 187614 | NDL 1 90 deg elbowblack pipe | NDL INDUSTRIES INC | BPF309-16 | 1.44 | 1.3949 | Y | 1.44 | 1.3949 | 1.44
BPF30916 | 175891 | 3 | 187614 | NDL 1 90 deg elbowblack pipe | NDL INDUSTRIES INC | BPF309-16 | 1.44 | 0.962 | Y | 1.44 | 1.3949 | 1.44
BPF3092 | 10510 | 23 | 187614 | NDL1/8 90 Degree Elbowblack pipe | NDL INDUSTRIES INC | BPF309-2 | 0.82 | 0.6228 | Y | 0.82 | 0.82 | 0.82
BPF3092 | 175891 | 2 | 187614 | NDL1/8 90 Degree Elbowblack pipe | NDL INDUSTRIES INC | BPF309-2 | 0.82 | 0.82 | N | 0.82 | 0.82 | 0.82
BPF3094 | 10510 | 8 | 187614 | NDL1/4 90 deg Elbowblack pipie | NDL INDUSTRIES INC | BPF309-4 | 0.884 | 0.884 | Y | 0.884 | 0.884 | 0.884
BPF3094 | 175891 | 1 | 187614 | NDL1/4 90 deg Elbowblack pipie | NDL INDUSTRIES INC | BPF309-4 | 0.884 | 0.662 | N | 0.884 | 0.884 | 0.884
BPF3096 | 10510 | 60 | 187614 | NDL 3/8 90 deg Elbowblack pipe | NDL INDUSTRIES INC | BPF309-6 | 0.676 | 0.54132 | Y | 0.676 | 0.676 | 0.676
BPF3096 | 175891 | 8 | 187614 | NDL 3/8 90 deg Elbowblack pipe | NDL INDUSTRIES INC | BPF309-6 | 0.676 | 0.676 | N | 0.676 | 0.676 | 0.676
BPF3098 | 10510 | 44 | 187614 | NDL 1/2 90 deg elbowblack pipe | NDL INDUSTRIES INC | BPF309-8 | 0.928 | 0.8317 | Y | 0.928 | 0.8317 | 0.928
BPF3102 | 10510 | 55 | 187614 | NDL 90 degree ST Elbow 1/8Black Pipe | NDL INDUSTRIES INC | BPF310-2 | 1.192 | 0.79488 | Y | 1.192 | 1.192 | 1.192
BPF3102 | 175891 | 3 | 187614 | NDL 90 degree ST Elbow 1/8Black Pipe | NDL INDUSTRIES INC | BPF310-2 | 1.192 | 1.192 | N | 1.192 | 1.192 | 1.192
BPF3108 | 10510 | 56 | 187614 | NDL 1/2 90 deg street ellblack pipe | NDL INDUSTRIES INC | BPF310-8 | 1.192 | 0.8009 | Y | 1.192 | 1.192 | 1.192
BPF3108 | 175891 | 2 | 187614 | NDL 1/2 90 deg street ellblack pipe | NDL INDUSTRIES INC | BPF310-8 | 1.192 | 1.192 | Y | 1.192 | 1.192 | 1.192
BPF31112 | 10510 | 44 | 187614 | NDL 3/4 tee black pipefitting | NDL INDUSTRIES INC | BPF311-12 | 1.66 | 1.5096 | Y | 1.66 | 1.5096 | 1.66
BPF31112 | 175891 | 2 | 187614 | NDL 3/4 tee black pipefitting | NDL INDUSTRIES INC | BPF311-12 | 1.66 | 0.739 | N | 1.66 | 1.5096 | 1.66
BPF31116 | 10510 | 22 | 187614 | NDL 1 tee black pipefitting | NDL INDUSTRIES INC | BPF311-16 | 2.866 | 2.7425 | Y | 2.866 | 2.7425 | 2.866
BPF31116 | 175891 | 3 | 187614 | NDL 1 tee black pipefitting | NDL INDUSTRIES INC | BPF311-16 | 2.866 | 1.776 | Y | 2.866 | 2.7425 | 2.866
BPF3114 | 10510 | 56 | 187614 | NDL 1/4 Tee black pipefitting | NDL INDUSTRIES INC | BPF311-4 | 1.857 | 1.835 | Y | 1.857 | 1.835 | 1.857
BPF3114 | 175891 | 3 | 187614 | NDL 1/4 Tee black pipefitting | NDL INDUSTRIES INC | BPF311-4 | 1.857 | 0.811 | N | 1.857 | 1.835 | 1.857
BPF3116 | 10510 | 47 | 187614 | NDL 3/8 tee black pipefitting | NDL INDUSTRIES INC | BPF311-6 | 1.179 | 0.86808 | Y | 1.179 | 1.179 | 1.179
BPF3116 | 175891 | 4 | 187614 | NDL 3/8 tee black pipefitting | NDL INDUSTRIES INC | BPF311-6 | 1.179 | 1.179 | N | 1.179 | 1.179 | 1.179
BPF3118 | 10510 | 12 | 187614 | NDL 1/2 tee black pipefitting | NDL INDUSTRIES INC | BPF311-8 | 1.048 | 1.0286 | Y | 1.048 | 1.0286 | 1.048
BPF3118 | 175891 | 8 | 187614 | NDL 1/2 tee black pipefitting | NDL INDUSTRIES INC | BPF311-8 | 1.048 | 0.858 | Y | 1.048 | 1.0286 | 1.048
BPF98R128 | 10510 | 8 | 187614 | NDL 3/4 x 1/2 reducingcoupling black pip | NDL INDUSTRIES INC | BPF98R-128 | 1.029 | 1.0169 | Y | 1.029 | 1.029 | 1.029
BPF98R128 | 175891 | 8 | 187614 | NDL 3/4 x 1/2 reducingcoupling black pip | NDL INDUSTRIES INC | BPF98R-128 | 1.029 | 1.029 | N | 1.029 | 1.029 | 1.029
BPF98R1612 | 10510 | 4 | 187614 | NDL 1 x 3/4 reducingcoupling black pipe | NDL INDUSTRIES INC | BPF98R-1612 | 1.68 | 1.6474 | Y | 1.68 | 1.6474 | 1.68
BPF98R168 | 10510 | 30 | 187614 | NDL 1 x 1/2reducingcoupling black pipe | NDL INDUSTRIES INC | BPF98R-168 | 1.953 | 1.9313 | Y | 1.953 | 1.9313 | 1.953
BPF98R168 | 175891 | 3 | 187614 | NDL 1 x 1/2reducingcoupling black pipe | NDL INDUSTRIES INC | BPF98R-168 | 1.953 | 1.816 | Y | 1.953 | 1.9313 | 1.953
BPF98R42 | 10510 | 39 | 187614 | NDL1/4 x 1/8Reducing Coupler Black Pipe | NDL INDUSTRIES INC | BPF98R-42 | 0.647 | 0.64107 | Y | 0.647 | 0.647 | 0.647
BPF98R42 | 175891 | 3 | 187614 | NDL1/4 x 1/8Reducing Coupler Black Pipe | NDL INDUSTRIES INC | BPF98R-42 | 0.647 | 0.647 | N | 0.647 | 0.647 | 0.647
BPF98R64 | 10510 | 26 | 187614 | NDL 3/8 x1/4Reducing Black Pipe | NDL INDUSTRIES INC | BPF98R-64 | 0.775 | 0.71171 | Y | 0.775 | 0.775 | 0.775
BPF98R64 | 175891 | 4 | 187614 | NDL 3/8 x1/4Reducing Black Pipe | NDL INDUSTRIES INC | BPF98R-64 | 0.775 | 0.775 | Y | 0.775 | 0.775 | 0.775
BPF98R86 | 10510 | 50 | 187614 | NDL 1/2 x 3/8Reducing Coupling Black Pip | NDL INDUSTRIES INC | BPF98R-86 | 0.923 | 0.92132 | Y | 0.923 | 0.92132 | 0.923
BPF98R86 | 175891 | 5 | 187614 | NDL 1/2 x 3/8Reducing Coupling Black Pip | NDL INDUSTRIES INC | BPF98R-86 | 0.923 | 0.813 | N | 0.923 | 0.92132 | 0.923
BPF9912 | 10510 | 27 | 187614 | NDL 3/4 coupling blackpipe | NDL INDUSTRIES INC | BPF99-12 | 1.545 | 1.5238 | Y | 1.545 | 1.5238 | 1.545
BPF9912 | 175891 | 3 | 187614 | NDL 3/4 coupling blackpipe | NDL INDUSTRIES INC | BPF99-12 | 1.545 | 1.247 | Y | 1.545 | 1.5238 | 1.545
BPF9916 | 10510 | 19 | 187614 | NDL1 coupling blackpipe fitting | NDL INDUSTRIES INC | BPF99-16 | 1.621 | 1.621 | Y | 1.621 | 1.621 | 1.621
BPF9916 | 175891 | 5 | 187614 | NDL1 coupling blackpipe fitting | NDL INDUSTRIES INC | BPF99-16 | 1.621 | 1.317 | Y | 1.621 | 1.621 | 1.621
BPF992 | 10510 | 55 | 187614 | NDL1/8 CouplingBlack Pipe | NDL INDUSTRIES INC | BPF99-2 | 1.148 | 0.85073 | Y | 1.148 | 1.148 | 1.148
BPF992 | 175891 | 3 | 187614 | NDL1/8 CouplingBlack Pipe | NDL INDUSTRIES INC | BPF99-2 | 1.148 | 1.148 | N | 1.148 | 1.148 | 1.148
BPF994 | 10510 | 27 | 187614 | NDL 1/4 CouplingBlack Pipe | NDL INDUSTRIES INC | BPF99-4 | 1.371 | 1.3009 | Y | 1.371 | 1.371 | 1.371
BPF994 | 175891 | 4 | 187614 | NDL 1/4 CouplingBlack Pipe | NDL INDUSTRIES INC | BPF99-4 | 1.371 | 1.371 | N | 1.371 | 1.371 | 1.371
BPF996 | 10510 | 86 | 187614 | NDL 3/8 CouplingBlack Pipe | NDL INDUSTRIES INC | BPF99-6 | 0.972 | 0.71192 | Y | 0.972 | 0.972 | 0.972
BPF996 | 175891 | 8 | 187614 | NDL 3/8 CouplingBlack Pipe | NDL INDUSTRIES INC | BPF99-6 | 0.972 | 0.972 | N | 0.972 | 0.972 | 0.972
BPF998 | 10510 | 50 | 187614 | NDL 1/2 coupling blackpipe fitting | NDL INDUSTRIES INC | BPF99-8 | 1.301 | 1.2268 | Y | 1.301 | 1.2268 | 1.301
BPF998 | 175891 | 3 | 187614 | NDL 1/2 coupling blackpipe fitting | NDL INDUSTRIES INC | BPF99-8 | 1.301 | 1.047 | N | 1.301 | 1.2268 | 1.301
BPURCH | 10510 | 15 | 187610 | HAZMAT Acetylene cylindr 23high MOX | MINNEAPOLIS OXYGEN CO. | B-PURCH | 154.79 | 94.4314 | N | 154.79 | 94.4314 | 154.79
BPURCHM | 175891 | 5 | 187617 | B-PURCH-M | NOT ON FILE | BPURCHM | 69 | 69 | N | 69 | 69 | 69
BPV14 | 10510 | 7 | 134395 | Supco piercing valve 1/4Sealed Unit Part | SUPCO SEALED UNIT PARTS CO., INC. / NSI | BPV14 | 2.054 | 2.0491 | Y | 2.054 | 2.0491 | 2.054
BPV21 | 10510 | 12 | 134395 | Supco piercing valve 2 in 1Sealed Unit P | SUPCO SEALED UNIT PARTS CO., INC. / NSI | BPV21 | 2.612 | 2.612 | Y | 2.612 | 2.612 | 2.612
BPV21 | 175891 | 2 | 134395 | Supco piercing valve 2 in 1Sealed Unit P | SUPCO SEALED UNIT PARTS CO., INC. / NSI | BPV21 | 2.612 | 2.343 | Y | 2.612 | 2.612 | 2.612
BPV31 | 10510 | 14 | 134395 | Supco piercing valve 3 in 1Sealed Unit P | SUPCO SEALED UNIT PARTS CO., INC. / NSI | BPV31 | 2.15 | 2.1483 | Y | 2.15 | 2.1483 | 2.15
BPV31 | 175891 | 2 | 134395 | Supco piercing valve 3 in 1Sealed Unit P | SUPCO SEALED UNIT PARTS CO., INC. / NSI | BPV31 | 2.15 | 1.974 | Y | 2.15 | 2.1483 | 2.15
BPV34 | 10510 | 6 | 134395 | Supco piercing valve 3/4Sealed Unit Part | SUPCO SEALED UNIT PARTS CO., INC. / NSI | BPV34 | 10.471 | 10.471 | Y | 10.471 | 10.471 | 10.471
BPV34 | 175891 | 8 | 134395 | Supco piercing valve 3/4Sealed Unit Part | SUPCO SEALED UNIT PARTS CO., INC. / NSI | BPV34 | 10.471 | 10.431 | Y | 10.471 | 10.471 | 10.471
BPV38 | 10510 | 7 | 134395 | Supco piercing valve 3/8Sealed Unit Part | SUPCO SEALED UNIT PARTS CO., INC. / NSI | BPV38 | 2.417 | 2.417 | Y | 2.417 | 2.417 | 2.417
BPV38 | 175891 | 7 | 134395 | Supco piercing valve 3/8Sealed Unit Part | SUPCO SEALED UNIT PARTS CO., INC. / NSI | BPV38 | 2.417 | 2.376 | Y | 2.417 | 2.417 | 2.417
BR3016X16 | 166561 | 1 | 133895 | Bypass Damper | VENCO PRODUCTS | BR-30 16X16 | 130.79 | 130.79 | N | 130.79 | 130.79 | 130.79
BRKPRO | 10510 | 1 | 134395 | Supco fuse testing kit3 and 5 Amp tester | SUPCO SEALED UNIT PARTS CO., INC. / NSI | BRKPRO | 21.153 | 20.804 | Y | 21.153 | 20.804 | 21.153
BRKPRO | 175891 | 3 | 134395 | Supco fuse testing kit3 and 5 Amp tester | SUPCO SEALED UNIT PARTS CO., INC. / NSI | BRKPRO | 21.153 | 19.027 | Y | 21.153 | 20.804 | 21.153
BSC10T | 10008 | 9 | 133778 | 12-10AWG, Stud Size 10, Block Spade Con | DX ELECTRIC COMPANY | BSC10/T | 11.85 | 11.85 | N | 11.85 | 11.85 | 11.85
BSC8T | 10008 | 5 | 133778 | 12-10AWG, Stud Size 8, Block Spade Conn | DX ELECTRIC COMPANY | BSC8/T | 11.85 | 11.85 | N | 11.85 | 11.85 | 11.85
BSD120 | 10008 | 4 | 134245 | EMERGENCY BOILER SHUTDOWN PB SURFACE MNT | PILLA ELECTRICAL PRODUCTS, INC. | BSD120 | 126.94 | 156.4 | Y | 126.94 | 156.4 | 156.4
BSD120N1 | 10008 | 2 | 134245 | Station, Push Button | PILLA ELECTRICAL PRODUCTS, INC. | BSD120N1 | 121.52 | 139.16 | Y | 121.52 | 139.16 | 139.16
BSOK19AT30H | 10510 | 40 | 133596 | 30" THERMOCOUPLE | BASO GAS PRODUCTS LLC | BSO-K19AT30H | 11.66 | 11.7002 | Y | 11.66 | 11.7002 | 11.7002
BSOK19AT30H | 173042 | 21 | 133596 | 30" THERMOCOUPLE | BASO GAS PRODUCTS LLC | BSO-K19AT30H | 11.66 | 11.6614 | N | 11.66 | 11.7002 | 11.7002
BSOK19AT30H | 175888 | 7 | 133596 | 30" THERMOCOUPLE | BASO GAS PRODUCTS LLC | BSO-K19AT30H | 11.66 | 3.2998 | N | 11.66 | 11.7002 | 11.7002
BSOK19AT36H | 10510 | 2 | 133596 | 36" THERMOCOUPLE | BASO GAS PRODUCTS LLC | BSO-K19AT36H | 10.39 | 9.9718 | Y | 10.39 | 10 | 10.39
BSOK19AT36H | 173042 | 18 | 133596 | 36" THERMOCOUPLE | BASO GAS PRODUCTS LLC | BSO-K19AT36H | 10.39 | 10 | Y | 10.39 | 10 | 10.39
BSOK19AT36H | 175891 | 6 | 133596 | 36" THERMOCOUPLE | BASO GAS PRODUCTS LLC | BSO-K19AT36H | 10.39 | 5.509 | N | 10.39 | 10 | 10.39
BSOK19AT48H | 10510 | 25 | 133596 | 48" THERMOCOUPLE | BASO GAS PRODUCTS LLC | BSO-K19AT48H | 12.03 | 10.3669 | Y | 12.03 | 12.0338 | 12.0338
BSOK19AT48H | 173042 | 11 | 133596 | 48" THERMOCOUPLE | BASO GAS PRODUCTS LLC | BSO-K19AT48H | 12.03 | 12.0338 | N | 12.03 | 12.0338 | 12.0338
BSOK19AT48H | 175891 | 2 | 133596 | 48" THERMOCOUPLE | BASO GAS PRODUCTS LLC | BSO-K19AT48H | 12.03 | 6.16 | Y | 12.03 | 12.0338 | 12.0338
BSOK19AT72H | 10510 | 6 | 133596 | 72" THERMOCOUPLE | BASO GAS PRODUCTS LLC | BSO-K19AT72H | 12.37 | 12.37 | Y | 12.37 | 12.37 | 12.37
BSOK19AT72H | 173042 | 2 | 133596 | 72" THERMOCOUPLE | BASO GAS PRODUCTS LLC | BSO-K19AT72H | 12.37 | 11.872 | N | 12.37 | 12.37 | 12.37
BSOK19AT72H | 175891 | 1 | 133596 | 72" THERMOCOUPLE | BASO GAS PRODUCTS LLC | BSO-K19AT72H | 12.37 | 5.5773 | N | 12.37 | 12.37 | 12.37
BT-444 | 175883 | 15 | 133780 | 1/4 X 1/4 X 1/4 Barb Tee (Pack of 5) | DYNACON INC. | BT-444 | 0 | 0.728 | N | 0 | 0.728 | 0.728
BT-555 | 175883 | 125 | 133780 | 5/32 X 5/32 X 5/32 Barb Tee | DYNACON INC. | BT-555 | 0 | 2.187 | N | 0 | 2.187 | 2.187
BT-664 | 175883 | 51 | 133780 | Barb Tee, 3/8 barb x 3/8 barb x 1/4 barb | DYNACON INC. | BT-664 | 0 | 0.986 | N | 0 | 0.986 | 0.986
BTG54VL | 10510 | 15 | 134395 | Metal stat guard T651,T874SUP stat guard | SUPCO SEALED UNIT PARTS CO., INC. / NSI | BTG-54VL | 8.35 | 7.8967 | Y | 8.35 | 7.8967 | 8.35
BTG54VL | 175891 | 4 | 134395 | Metal stat guard T651,T874SUP stat guard | SUPCO SEALED UNIT PARTS CO., INC. / NSI | BTG-54VL | 8.35 | 7.133 | Y | 8.35 | 7.8967 | 8.35
BTG54VLW | 10510 | 3 | 134395 | Stat guard hinged metalring base | SUPCO SEALED UNIT PARTS CO., INC. / NSI | BTG-54VLW | 10.146 | 9.106 | Y | 10.146 | 9.106 | 10.146
BTG54VLW | 175891 | 2 | 134395 | Stat guard hinged metalring base | SUPCO SEALED UNIT PARTS CO., INC. / NSI | BTG-54VLW | 10.146 | 7.896 | Y | 10.146 | 9.106 | 10.146
BTGEK | 10510 | 8 | 134395 | Thermostat Guard, Robertshaw 190-054 | SUPCO SEALED UNIT PARTS CO., INC. / NSI | BTG-EK | 5.869 | 4.3963 | N | 5.869 | 4.3963 | 5.869
BTGEM | 10510 | 1 | 134078 | Stat guard metal T87solid base | MARS MOTORS & ARMATURES INC | BTG-EM | 11.414 | 11.414 | N | 11.414 | 11.414 | 11.414
BTGKWM | 175891 | 2 | 134078 | Stat guard hinged metalring base | MARS MOTORS & ARMATURES INC | BTG-KWM | 10.397 | 10.397 | Y | 10.397 | 10.397 | 10.397
BTGO | 175891 | 1 | 134078 | Stat guard opaque plasticsol/ring base | MARS MOTORS & ARMATURES INC | BTG-O | 10.354 | 10.354 | Y | 10.354 | 10.354 | 10.354
BTGRK | 10510 | 5 | 134395 | Stat guard clear plasticsol/ring base | SUPCO SEALED UNIT PARTS CO., INC. / NSI | BTG-RK | 4.4737 | 4.4526 | Y | 4.4737 | 4.4526 | 4.4737
BTGRO | 175891 | 2 | 134078 | Stat guard opaque plasticsol/ring base | MARS MOTORS & ARMATURES INC | BTG-RO | 8.081 | 8.081 | Y | 8.081 | 8.081 | 8.081
BTGRWM | 175891 | 1 | 134078 | Stat guard hinged metalsol/ring base | MARS MOTORS & ARMATURES INC | BTG-RWM | 11.333 | 11.333 | Y | 11.333 | 11.333 | 11.333
BTGUK2 | 10510 | 6 | 134395 | Stat guard clear plasticsol/ring base | SUPCO SEALED UNIT PARTS CO., INC. / NSI | BTG-UK2 | 6.762 | 6.248 | Y | 6.762 | 6.248 | 6.762
BTGUK2 | 175891 | 1 | 134395 | Stat guard clear plasticsol/ring base | SUPCO SEALED UNIT PARTS CO., INC. / NSI | BTG-UK2 | 6.762 | 5.09 | Y | 6.762 | 6.248 | 6.762
BTGUM | 175891 | 1 | 134395 | Stat guard metalsol/ring base | SUPCO SEALED UNIT PARTS CO., INC. / NSI | BTG-UM | 7.95 | 6.965 | Y | 7.95 | 6.965 | 7.95
BTGUO2 | 10510 | 3 | 134078 | Stat guard opaque plasticsol/ring base | MARS MOTORS & ARMATURES INC | BTG-UO2 | 11.705 | 11.705 | N | 11.705 | 11.705 | 11.705
BTGUO2 | 175891 | 6 | 134078 | Stat guard opaque plasticsol/ring base | MARS MOTORS & ARMATURES INC | BTG-UO2 | 11.705 | 11.449 | Y | 11.705 | 11.705 | 11.705
BTGUWM | 10510 | 22 | 134395 | Stat guard metalring base | SUPCO SEALED UNIT PARTS CO., INC. / NSI | BTG-UWM | 6.75 | 10.3295 | Y | 6.75 | 10.3295 | 10.3295
BTL11G | 175888 | 1 | 133605 | PILOT LIGHTER | BURKE ENGINEERING CO | BTL11G | 2.41 | 2.41 | N | 2.41 | 2.41 | 2.41
BV25 | 166553 | 17 | 134583 | 1/4" FPT, 450psi / 250F | MILJOCO-WEISS LLC | BV25 | 5.15 | 4.9643 | Y | 5.15 | 5.15 | 5.15
BV25 | 166559 | 14 | 134583 | 1/4" FPT, 450psi / 250F | MILJOCO-WEISS LLC | BV25 | 5.15 | 5.15 | N | 5.15 | 5.15 | 5.15
BV50 | 166559 | 8 | 134583 | 1/2" FPT, 450psi / 250F | MILJOCO-WEISS LLC | BV50 | 7.33 | 7.3333 | N | 7.33 | 7.3333 | 7.3333
BVB2F2M | 175891 | 9 | 176827 | 1/4IN FNPTX1/4IN MNPT BRASS BALL VALVE | ENGINEERED SPECIALTY PRODUCTS INC | BVB2F2M | 2.96 | 2.96 | Y | 2.96 | 2.96 | 2.96
BVT037ZN | 10510 | 33 | 175071 | B-Line vibra clamp 3/8 OD(strut systems) | COOPER BUSSMANN,INC. | BVT037ZN | 1.578 | 1.3879 | Y | 1.578 | 1.578 | 1.578
BVT037ZN | 175891 | 4 | 175071 | B-Line vibra clamp 3/8 OD(strut systems) | COOPER BUSSMANN,INC. | BVT037ZN | 1.578 | 1.578 | Y | 1.578 | 1.578 | 1.578
BVT050ZN | 10510 | 70 | 175071 | B-Line vibra clamp 1/2 OD(strut systems) | COOPER BUSSMANN,INC. | BVT050ZN | 1.746 | 1.677 | Y | 1.746 | 1.677 | 1.746
BVT050ZN | 175891 | 14 | 175071 | B-Line vibra clamp 1/2 OD(strut systems) | COOPER BUSSMANN,INC. | BVT050ZN | 1.746 | 1.406 | Y | 1.746 | 1.677 | 1.746
BVT062ZN | 10510 | 7 | 175071 | B-Line vibra clamp 5/8 OD(strut systems) | COOPER BUSSMANN,INC. | BVT062ZN | 1.861 | 1.8036 | Y | 1.861 | 1.8036 | 1.861
BVT062ZN | 175891 | 18 | 175071 | B-Line vibra clamp 5/8 OD(strut systems) | COOPER BUSSMANN,INC. | BVT062ZN | 1.861 | 1.266 | Y | 1.861 | 1.8036 | 1.861
BVT075ZN | 10510 | 16 | 175071 | B-Line vibra clamp 3/4 OD(strut systems) | COOPER BUSSMANN,INC. | BVT075ZN | 1.877 | 1.8757 | Y | 1.877 | 1.8757 | 1.877
BVT075ZN | 175891 | 14 | 175071 | B-Line vibra clamp 3/4 OD(strut systems) | COOPER BUSSMANN,INC. | BVT075ZN | 1.877 | 1.587 | Y | 1.877 | 1.8757 | 1.877
BVT087ZN | 10510 | 48 | 175071 | B-Line vibra clamp 7/8 OD(strut systems) | COOPER BUSSMANN,INC. | BVT087ZN | 2.08 | 2.61 | N | 2.08 | 2.61 | 2.61
BVT087ZN | 175891 | 6 | 175071 | B-Line vibra clamp 7/8 OD(strut systems) | COOPER BUSSMANN,INC. | BVT087ZN | 2.08 | 2.08 | Y | 2.08 | 2.61 | 2.61
BVT112ZN | 10510 | 3 | 175071 | B-Line vibra clamp 1 1/8 OD(strut system | COOPER BUSSMANN,INC. | BVT112ZN | 2.147 | 2.147 | Y | 2.147 | 2.147 | 2.147
BVT112ZN | 175891 | 11 | 175071 | B-Line vibra clamp 1 1/8 OD(strut system | COOPER BUSSMANN,INC. | BVT112ZN | 2.147 | 1.898 | Y | 2.147 | 2.147 | 2.147
BVT137ZN | 10510 | 24 | 175071 | B-Line vibra clamp 1 3/8 OD(strut system | COOPER BUSSMANN,INC. | BVT137ZN | 3.276 | 3.084 | Y | 3.276 | 3.084 | 3.276
BVT137ZN | 175891 | 16 | 175071 | B-Line vibra clamp 1 3/8 OD(strut system | COOPER BUSSMANN,INC. | BVT137ZN | 3.276 | 2.413 | Y | 3.276 | 3.084 | 3.276
BVT162ZN | 10510 | 16 | 175071 | B-Line vibra clamp 1 5/8 OD(strut system | COOPER BUSSMANN,INC. | BVT162ZN | 4.449 | 3.5096 | Y | 4.449 | 4.449 | 4.449
BVT162ZN | 175891 | 12 | 175071 | B-Line vibra clamp 1 5/8 OD(strut system | COOPER BUSSMANN,INC. | BVT162ZN | 4.449 | 4.449 | Y | 4.449 | 4.449 | 4.449
BVT212ZN | 10510 | 3 | 175071 | B-Line vibra clamp 2 1/8 OD(strut system | COOPER BUSSMANN,INC. | BVT212ZN | 8.849 | 8.849 | N | 8.849 | 8.849 | 8.849
BVT212ZN | 175891 | 5 | 175071 | B-Line vibra clamp 2 1/8 OD(strut system | COOPER BUSSMANN,INC. | BVT212ZN | 8.849 | 6.838 | Y | 8.849 | 8.849 | 8.849
BVT262ZN | 10510 | 30 | 175071 | B-Line vibra clamp 2 5/8 OD(strut system | COOPER BUSSMANN,INC. | BVT262ZN | 8.934 | 8.6776 | Y | 8.934 | 8.934 | 8.934
BVT262ZN | 175891 | 7 | 175071 | B-Line vibra clamp 2 5/8 OD(strut system | COOPER BUSSMANN,INC. | BVT262ZN | 8.934 | 8.934 | Y | 8.934 | 8.934 | 8.934
BW437FCUR | 175883 | 23 | 193713 | BACwall 437 RRTU,AHU,HP,FCU Applications | Strato Automation | BW437FCUR | 0 | 241.92 | N | 0 | 241.92 | 241.92
BWR-BCAT5EPLBLU | 10008 | 1 | 189990 | 24-4PR PLEN CAT5E BLUE 1000FT PB | BEST WIRE & CABLE LLC | BCAT5EPL-BLU | 185.12 | 178 | Y | 185.12 | 178 | 185.12
BWR-BCAT5EPLBLU | 166553 | 5 | 189990 | 24-4PR PLEN CAT5E BLUE 1000FT PB | BEST WIRE & CABLE LLC | BCAT5EPL-BLU | 185.12 | 173.3333 | Y | 185.12 | 178 | 185.12
BWR-BCAT5EPLBLU | 166557 | 3 | 189990 | 24-4PR PLEN CAT5E BLUE 1000FT PB | BEST WIRE & CABLE LLC | BCAT5EPL-BLU | 185.12 | 178 | Y | 185.12 | 178 | 185.12
BWR-BCAT5EPLBLU | 166559 | 2 | 189990 | 24-4PR PLEN CAT5E BLUE 1000FT PB | BEST WIRE & CABLE LLC | BCAT5EPL-BLU | 185.12 | 178 | Y | 185.12 | 178 | 185.12
BWR-BCAT5EPLBLU | 166561 | 1 | 189990 | 24-4PR PLEN CAT5E BLUE 1000FT PB | BEST WIRE & CABLE LLC | BCAT5EPL-BLU | 185.12 | 178 | Y | 185.12 | 178 | 185.12
BWR-BCAT5EPLBLU5 | 10008 | 3 | 189990 | 24-4PR PLEN CAT5E BLUE 500FT PB | BEST WIRE & CABLE LLC | BCAT5EPL-BLU-5 | 92.56 | 84.3333 | Y | 92.56 | 89 | 92.56
BWR-BCAT5EPLBLU5 | 166559 | 2 | 189990 | 24-4PR PLEN CAT5E BLUE 500FT PB | BEST WIRE & CABLE LLC | BCAT5EPL-BLU-5 | 92.56 | 89 | Y | 92.56 | 89 | 92.56
BWR-BCAT5EPLWHT | 166553 | 1 | 189990 | CAT 5E, White Jacket, 1000' | BEST WIRE & CABLE LLC | BCAT5EPL-WHT | 185.12 | 178 | N | 185.12 | 178 | 185.12
BWR-BCAT6PLBLU | 10008 | 2 | 189990 | 23-4PR PLEN CAT6 BLUE 1000FT PB | BEST WIRE & CABLE LLC | BCAT6PL-BLU | 278.72 | 267.997 | Y | 278.72 | 267.997 | 278.72
BWR-BCAT6PLBLU | 166561 | 1 | 189990 | 23-4PR PLEN CAT6 BLUE 1000FT PB | BEST WIRE & CABLE LLC | BCAT6PL-BLU | 278.72 | 263.5 | Y | 278.72 | 267.997 | 278.72
BWR-BCAT6PLBLU5 | 10008 | 4 | 189990 | 23-4PR PLEN CAT6 BLUE 500FT PB | BEST WIRE & CABLE LLC | BCAT6PL-BLU-5 | 139.36 | 129.5 | Y | 139.36 | 129.5 | 139.36
BWR-BP162C | 166553 | 1 | 189990 | 16-2C NS PLEN WHITE 1000FT RIB | BEST WIRE & CABLE LLC | BP162C | 195.52 | 188 | N | 195.52 | 188 | 195.52
BWR-BP162C5 | 166560 | 9 | 189990 | 16-2C NS PLEN WHITE 500FT RIB | BEST WIRE & CABLE LLC | BP162C-5 | 97.76 | 93.2 | Y | 97.76 | 93.2 | 97.76
BWR-BP162CS | 10008 | 3 | 189990 | 16-2C SHLD PLEN WHITE 1000FT RIB | BEST WIRE & CABLE LLC | BP162CS | 220.48 | 211.988 | Y | 220.48 | 212 | 220.48
BWR-BP162CS | 10770 | 2 | 189990 | 16-2C SHLD PLEN WHITE 1000FT RIB | BEST WIRE & CABLE LLC | BP162CS | 220.48 | 212 | Y | 220.48 | 212 | 220.48
BWR-BP162CS | 166553 | 2 | 189990 | 16-2C SHLD PLEN WHITE 1000FT RIB | BEST WIRE & CABLE LLC | BP162CS | 220.48 | 212 | Y | 220.48 | 212 | 220.48
BWR-BP162CS | 166560 | 5 | 189990 | 16-2C SHLD PLEN WHITE 1000FT RIB | BEST WIRE & CABLE LLC | BP162CS | 220.48 | 212 | Y | 220.48 | 212 | 220.48
BWR-BP162CS5 | 10008 | 3 | 189990 | 16-2C SHLD PLEN WHITE 500FT RIB | BEST WIRE & CABLE LLC | BP162CS-5 | 110.24 | 106 | Y | 110.24 | 106 | 110.24
BWR-BP162CS5 | 10770 | 1 | 189990 | 16-2C SHLD PLEN WHITE 500FT RIB | BEST WIRE & CABLE LLC | BP162CS-5 | 110.24 | 106 | Y | 110.24 | 106 | 110.24
BWR-BP162CS5 | 166553 | 5 | 189990 | 16-2C SHLD PLEN WHITE 500FT RIB | BEST WIRE & CABLE LLC | BP162CS-5 | 110.24 | 106 | Y | 110.24 | 106 | 110.24
BWR-BP162CS5 | 166559 | 3 | 189990 | 16-2C SHLD PLEN WHITE 500FT RIB | BEST WIRE & CABLE LLC | BP162CS-5 | 110.24 | 106 | Y | 110.24 | 106 | 110.24
BWR-BP162CS5 | 166560 | 3 | 189990 | 16-2C SHLD PLEN WHITE 500FT RIB | BEST WIRE & CABLE LLC | BP162CS-5 | 110.24 | 106 | Y | 110.24 | 106 | 110.24
BWR-BP162CS5 | 166561 | 6 | 189990 | 16-2C SHLD PLEN WHITE 500FT RIB | BEST WIRE & CABLE LLC | BP162CS-5 | 110.24 | 105.9922 | Y | 110.24 | 106 | 110.24
BWR-BP1810CS-5 | 166559 | 2 | 189990 | 18-10C SHLD PLEN WHITE 500FT RIB | BEST WIRE & CABLE LLC | BP1810CS-5 | 329 | 329 | Y | 329 | 329 | 329
BWR-BP182C | 10008 | 9 | 189990 | 18-2C NS PLEN WHITE 1000FT RIB | BEST WIRE & CABLE LLC | BP182C | 133.12 | 128 | Y | 133.12 | 128 | 133.12
BWR-BP182C | 166553 | 8 | 189990 | 18-2C NS PLEN WHITE 1000FT RIB | BEST WIRE & CABLE LLC | BP182C | 133.12 | 128 | Y | 133.12 | 128 | 133.12
BWR-BP182C | 166557 | 8 | 189990 | 18-2C NS PLEN WHITE 1000FT RIB | BEST WIRE & CABLE LLC | BP182C | 133.12 | 128 | Y | 133.12 | 128 | 133.12
BWR-BP182C | 166559 | 4 | 189990 | 18-2C NS PLEN WHITE 1000FT RIB | BEST WIRE & CABLE LLC | BP182C | 133.12 | 128 | N | 133.12 | 128 | 133.12
BWR-BP182C | 166560 | 5 | 189990 | 18-2C NS PLEN WHITE 1000FT RIB | BEST WIRE & CABLE LLC | BP182C | 133.12 | 128 | Y | 133.12 | 128 | 133.12
BWR-BP182C5 | 10008 | 8 | 189990 | 18-2C NS PLEN WHITE 500FT RIB | BEST WIRE & CABLE LLC | BP182C-5 | 66.56 | 64 | Y | 66.56 | 64 | 66.56
BWR-BP182C5 | 166553 | 16 | 189990 | 18-2C NS PLEN WHITE 500FT RIB | BEST WIRE & CABLE LLC | BP182C-5 | 66.56 | 63.9995 | Y | 66.56 | 64 | 66.56
BWR-BP182C5 | 166559 | 13 | 189990 | 18-2C NS PLEN WHITE 500FT RIB | BEST WIRE & CABLE LLC | BP182C-5 | 66.56 | 63.9999 | Y | 66.56 | 64 | 66.56
BWR-BP182C5 | 166560 | 5 | 189990 | 18-2C NS PLEN WHITE 500FT RIB | BEST WIRE & CABLE LLC | BP182C-5 | 66.56 | 64 | Y | 66.56 | 64 | 66.56
BWR-BP182C5 | 166561 | 19 | 189990 | 18-2C NS PLEN WHITE 500FT RIB | BEST WIRE & CABLE LLC | BP182C-5 | 66.56 | 63.9995 | Y | 66.56 | 64 | 66.56
BWR-BP182C5BLU | 10008 | 4 | 189990 | 18-2C NS PLEN BLUE 500FT RIB | BEST WIRE & CABLE LLC | BP182C-5-BLU | 66.56 | 62.75 | Y | 66.56 | 62.75 | 66.56
BWR-BP182CBLU | 10008 | 2 | 189990 | 18-2C NS PLENUM BLUE 1000' BOX | BEST WIRE & CABLE LLC | BP182C-BLU | 133.12 | 118 | Y | 133.12 | 126 | 133.12
BWR-BP182CBLU | 166560 | 5 | 189990 | 18-2C NS PLENUM BLUE 1000' BOX | BEST WIRE & CABLE LLC | BP182C-BLU | 133.12 | 126 | Y | 133.12 | 126 | 133.12
BWR-BP182CS | 10008 | 7 | 189990 | 18-2C SHLD PLEN WHITE 1000FT RIB | BEST WIRE & CABLE LLC | BP182CS | 149.76 | 144 | Y | 149.76 | 144 | 149.76
BWR-BP182CS | 10770 | 2 | 189990 | 18-2C SHLD PLEN WHITE 1000FT RIB | BEST WIRE & CABLE LLC | BP182CS | 149.76 | 144 | Y | 149.76 | 144 | 149.76
BWR-BP182CS | 166553 | 18 | 189990 | 18-2C SHLD PLEN WHITE 1000FT RIB | BEST WIRE & CABLE LLC | BP182CS | 149.76 | 143.265 | Y | 149.76 | 144 | 149.76
BWR-BP182CS | 166557 | 10 | 189990 | 18-2C SHLD PLEN WHITE 1000FT RIB | BEST WIRE & CABLE LLC | BP182CS | 149.76 | 144 | Y | 149.76 | 144 | 149.76
BWR-BP182CS | 166559 | 4 | 189990 | 18-2C SHLD PLEN WHITE 1000FT RIB | BEST WIRE & CABLE LLC | BP182CS | 149.76 | 144 | Y | 149.76 | 144 | 149.76
BWR-BP182CS5 | 10008 | 4 | 189990 | 18-2C SHLD PLEN WHITE 500FT RIB | BEST WIRE & CABLE LLC | BP182CS-5 | 74.88 | 72 | Y | 74.88 | 72 | 74.88
BWR-BP182CS5 | 10770 | 2 | 189990 | 18-2C SHLD PLEN WHITE 500FT RIB | BEST WIRE & CABLE LLC | BP182CS-5 | 74.88 | 72 | Y | 74.88 | 72 | 74.88
BWR-BP182CS5 | 166553 | 19 | 189990 | 18-2C SHLD PLEN WHITE 500FT RIB | BEST WIRE & CABLE LLC | BP182CS-5 | 74.88 | 71.8779 | Y | 74.88 | 72 | 74.88
BWR-BP182CS5 | 166559 | 19 | 189990 | 18-2C SHLD PLEN WHITE 500FT RIB | BEST WIRE & CABLE LLC | BP182CS-5 | 74.88 | 72 | Y | 74.88 | 72 | 74.88
BWR-BP182CS5 | 166560 | 15 | 189990 | 18-2C SHLD PLEN WHITE 500FT RIB | BEST WIRE & CABLE LLC | BP182CS-5 | 74.88 | 71.9992 | Y | 74.88 | 72 | 74.88
BWR-BP182CS5 | 166561 | 8 | 189990 | 18-2C SHLD PLEN WHITE 500FT RIB | BEST WIRE & CABLE LLC | BP182CS-5 | 74.88 | 72 | Y | 74.88 | 72 | 74.88
BWR-BP182CS5 | 173042 | 3 | 189990 | 18-2C SHLD PLEN WHITE 500FT RIB | BEST WIRE & CABLE LLC | BP182CS-5 | 74.88 | 72 | Y | 74.88 | 72 | 74.88
BWR-BP182CS5ORN | 166559 | 2 | 189990 | 18/2 Shielded Orange Jacket | BEST WIRE & CABLE LLC | BWR-BP182CS5ORN | 72 | 72 | Y | 72 | 72 | 72
BWR-BP182CSMCPRP | 166553 | 1 | 189990 | 18-2C STR OAS MIDCAP PLENUM PURPLE 1000 | BEST WIRE & CABLE LLC | BP182CS-MC-PRP | 257.92 | 248 | Y | 257.92 | 248 | 257.92
BWR-BP182CSMCPRP | 166561 | 2 | 189990 | 18-2C STR OAS MIDCAP PLENUM PURPLE 1000 | BEST WIRE & CABLE LLC | BP182CS-MC-PRP | 257.92 | 248 | Y | 257.92 | 248 | 257.92
BWR-BP182CSMCYO | 166553 | 2 | 189990 | 18/2C TC SHLD RS485 YLW/ORG 1000 WH RIB | BEST WIRE & CABLE LLC | BP182CSMCYO | 0 | 268 | N | 0 | 268 | 268
BWR-BP182CSORN | 10008 | 1 | 189990 | 18-2C SHLD PLEN ORANGE 1000FT RIB | BEST WIRE & CABLE LLC | BP182CS-ORN | 149.76 | 141.6667 | Y | 149.76 | 141.6667 | 149.76
BWR-BP182CSPRP | 10008 | 2 | 189990 | 18-2C SHLD PLEN PURPLE 1000FT RIB | BEST WIRE & CABLE LLC | BP182CS-PRP | 149.76 | 137 | Y | 149.76 | 137 | 149.76
BWR-BP182F | 10008 | 6 | 189990 | 18-2 Fire alarm plenum cable, Red jacket | BEST WIRE & CABLE LLC | BP182F | 128 | 128 | Y | 128 | 128 | 128
BWR-BP183C | 10008 | 3 | 189990 | 18-3C NS PLEN WHITE 1000FT RIB | BEST WIRE & CABLE LLC | BP183C | 189.28 | 182 | Y | 189.28 | 182 | 189.28
BWR-BP183C | 166553 | 2 | 189990 | 18-3C NS PLEN WHITE 1000FT RIB | BEST WIRE & CABLE LLC | BP183C | 189.28 | 182 | N | 189.28 | 182 | 189.28
BWR-BP183C5 | 10008 | 6 | 189990 | 18-3C NS PLEN WHITE 500FT RIB | BEST WIRE & CABLE LLC | BP183C-5 | 94.64 | 90.9167 | Y | 94.64 | 90.9167 | 94.64
BWR-BP183CPRP | 166557 | 1 | 189990 | 18-3C NS PLEN PURPLE 1000FT RIB | BEST WIRE & CABLE LLC | BP183C-PRP | 182 | 175 | N | 182 | 175 | 182
BWR-BP183CPRP | 166561 | 2 | 189990 | 18-3C NS PLEN PURPLE 1000FT RIB | BEST WIRE & CABLE LLC | BP183C-PRP | 182 | 175 | Y | 182 | 175 | 182
BWR-BP183CS | 10008 | 4 | 189990 | 18-3C SHLD PLEN WHITE 1000FT RIB | BEST WIRE & CABLE LLC | BP183CS | 214.24 | 206 | Y | 214.24 | 206 | 214.24
BWR-BP183CS | 10770 | 2 | 189990 | 18-3C SHLD PLEN WHITE 1000FT RIB | BEST WIRE & CABLE LLC | BP183CS | 214.24 | 206 | Y | 214.24 | 206 | 214.24
BWR-BP183CS | 166557 | 3 | 189990 | 18-3C SHLD PLEN WHITE 1000FT RIB | BEST WIRE & CABLE LLC | BP183CS | 214.24 | 194 | N | 214.24 | 206 | 214.24
BWR-BP183CS5 | 10008 | 4 | 189990 | 18-3C SHLD PLEN WHITE 500FT RIB | BEST WIRE & CABLE LLC | BP183CS-5 | 107.12 | 103 | Y | 107.12 | 103 | 107.12
BWR-BP183CS5 | 10770 | 2 | 189990 | 18-3C SHLD PLEN WHITE 500FT RIB | BEST WIRE & CABLE LLC | BP183CS-5 | 107.12 | 103 | Y | 107.12 | 103 | 107.12
BWR-BP183CS5 | 166553 | 3 | 189990 | 18-3C SHLD PLEN WHITE 500FT RIB | BEST WIRE & CABLE LLC | BP183CS-5 | 107.12 | 102.625 | Y | 107.12 | 103 | 107.12
BWR-BP183CS5 | 166557 | 3 | 189990 | 18-3C SHLD PLEN WHITE 500FT RIB | BEST WIRE & CABLE LLC | BP183CS-5 | 107.12 | 103 | Y | 107.12 | 103 | 107.12
BWR-BP183CS5 | 166559 | 11 | 189990 | 18-3C SHLD PLEN WHITE 500FT RIB | BEST WIRE & CABLE LLC | BP183CS-5 | 107.12 | 103 | Y | 107.12 | 103 | 107.12
BWR-BP183CS5 | 166560 | 12 | 189990 | 18-3C SHLD PLEN WHITE 500FT RIB | BEST WIRE & CABLE LLC | BP183CS-5 | 107.12 | 103 | Y | 107.12 | 103 | 107.12
BWR-BP183CS5 | 166561 | 4 | 189990 | 18-3C SHLD PLEN WHITE 500FT RIB | BEST WIRE & CABLE LLC | BP183CS-5 | 107.12 | 102.9994 | Y | 107.12 | 103 | 107.12
BWR-BP183CS5 | 173042 | 2 | 189990 | 18-3C SHLD PLEN WHITE 500FT RIB | BEST WIRE & CABLE LLC | BP183CS-5 | 107.12 | 103 | Y | 107.12 | 103 | 107.12
BWR-BP184C | 10008 | 2 | 189990 | 18-4C NS PLEN WHITE 1000FT RIB | BEST WIRE & CABLE LLC | BP184C | 232.96 | 224 | Y | 232.96 | 224 | 232.96
BWR-BP184C5 | 10008 | 3 | 189990 | 18-4C NS PLEN WHITE 500FT RIB | BEST WIRE & CABLE LLC | BP184C-5 | 116.48 | 112 | Y | 116.48 | 112 | 116.48
BWR-BP184C5 | 166553 | 15 | 189990 | 18-4C NS PLEN WHITE 500FT RIB | BEST WIRE & CABLE LLC | BP184C-5 | 116.48 | 110.8024 | Y | 116.48 | 112 | 116.48
BWR-BP184C5 | 166557 | 5 | 189990 | 18-4C NS PLEN WHITE 500FT RIB | BEST WIRE & CABLE LLC | BP184C-5 | 116.48 | 112 | Y | 116.48 | 112 | 116.48
BWR-BP184C5 | 166559 | 5 | 189990 | 18-4C NS PLEN WHITE 500FT RIB | BEST WIRE & CABLE LLC | BP184C-5 | 116.48 | 112 | Y | 116.48 | 112 | 116.48
BWR-BP184C5 | 166561 | 14 | 189990 | 18-4C NS PLEN WHITE 500FT RIB | BEST WIRE & CABLE LLC | BP184C-5 | 116.48 | 111.9953 | Y | 116.48 | 112 | 116.48
BWR-BP184C5YEL | 166557 | 3 | 189990 | 18-4C STR Plenum yellow 500' reel in bo | BEST WIRE & CABLE LLC | BP184C-5-YEL | 118.56 | 114 | Y | 118.56 | 114 | 118.56
BWR-BP184CS | 10008 | 6 | 189990 | 18-4C SHLD PLEN WHITE 1000FT RIB | BEST WIRE & CABLE LLC | BP184CS | 257.92 | 248 | Y | 257.92 | 248 | 257.92
BWR-BP184CS | 10770 | 2 | 189990 | 18-4C SHLD PLEN WHITE 1000FT RIB | BEST WIRE & CABLE LLC | BP184CS | 257.92 | 248 | Y | 257.92 | 248 | 257.92
BWR-BP184CS | 166553 | 5 | 189990 | 18-4C SHLD PLEN WHITE 1000FT RIB | BEST WIRE & CABLE LLC | BP184CS | 257.92 | 248 | Y | 257.92 | 248 | 257.92
BWR-BP184CS5 | 10008 | 7 | 189990 | 18-4C SHLD PLEN WHITE 500FT RIB | BEST WIRE & CABLE LLC | BP184CS-5 | 128.96 | 124 | Y | 128.96 | 124 | 128.96
BWR-BP184CS5 | 10770 | 2 | 189990 | 18-4C SHLD PLEN WHITE 500FT RIB | BEST WIRE & CABLE LLC | BP184CS-5 | 128.96 | 124 | Y | 128.96 | 124 | 128.96
BWR-BP184CS5 | 166553 | 11 | 189990 | 18-4C SHLD PLEN WHITE 500FT RIB | BEST WIRE & CABLE LLC | BP184CS-5 | 128.96 | 123.9982 | Y | 128.96 | 124 | 128.96
BWR-BP184CS5 | 166557 | 4 | 189990 | 18-4C SHLD PLEN WHITE 500FT RIB | BEST WIRE & CABLE LLC | BP184CS-5 | 128.96 | 124 | Y | 128.96 | 124 | 128.96
BWR-BP184CS5 | 166559 | 14 | 189990 | 18-4C SHLD PLEN WHITE 500FT RIB | BEST WIRE & CABLE LLC | BP184CS-5 | 128.96 | 124 | Y | 128.96 | 124 | 128.96
BWR-BP184CS5 | 166560 | 7 | 189990 | 18-4C SHLD PLEN WHITE 500FT RIB | BEST WIRE & CABLE LLC | BP184CS-5 | 128.96 | 124 | Y | 128.96 | 124 | 128.96
BWR-BP184CS5 | 166561 | 13 | 189990 | 18-4C SHLD PLEN WHITE 500FT RIB | BEST WIRE & CABLE LLC | BP184CS-5 | 128.96 | 124 | Y | 128.96 | 124 | 128.96
BWR-BP184CS5 | 173042 | 7 | 189990 | 18-4C SHLD PLEN WHITE 500FT RIB | BEST WIRE & CABLE LLC | BP184CS-5 | 128.96 | 124 | Y | 128.96 | 124 | 128.96
BWR-BP186C | 10008 | 1 | 189990 | 18-6C NS PLEN WHITE 1000FT RIB | BEST WIRE & CABLE LLC | BP186C | 361.92 | 348 | Y | 361.92 | 348 | 361.92
BWR-BP186C5 | 10008 | 2 | 189990 | 18-6C NS PLEN WHITE 500FT RIB | BEST WIRE & CABLE LLC | BP186C-5 | 180.96 | 174 | Y | 180.96 | 174 | 180.96
BWR-BP186C5 | 166557 | 4 | 189990 | 18-6C NS PLEN WHITE 500FT RIB | BEST WIRE & CABLE LLC | BP186C-5 | 180.96 | 174 | Y | 180.96 | 174 | 180.96
BWR-BP186C5 | 166559 | 2 | 189990 | 18-6C NS PLEN WHITE 500FT RIB | BEST WIRE & CABLE LLC | BP186C-5 | 180.96 | 174 | Y | 180.96 | 174 | 180.96
BWR-BP186C5 | 166561 | 14 | 189990 | 18-6C NS PLEN WHITE 500FT RIB | BEST WIRE & CABLE LLC | BP186C-5 | 180.96 | 168.4412 | Y | 180.96 | 174 | 180.96
BWR-BP186CS | 10008 | 3 | 189990 | 18-6C SHLD PLEN WHITE 1000FT RIB | BEST WIRE & CABLE LLC | BP186CS | 391.04 | 374.6667 | Y | 391.04 | 376 | 391.04
BWR-BP186CS | 166557 | 2 | 189990 | 18-6C SHLD PLEN WHITE 1000FT RIB | BEST WIRE & CABLE LLC | BP186CS | 391.04 | 376 | N | 391.04 | 376 | 391.04
BWR-BP186CS | 173042 | 1 | 189990 | 18-6C SHLD PLEN WHITE 1000FT RIB | BEST WIRE & CABLE LLC | BP186CS | 391.04 | 376 | N | 391.04 | 376 | 391.04
BWR-BP186CS5 | 10008 | 4 | 189990 | 18-6C SHLD PLEN WHITE 500FT RIB | BEST WIRE & CABLE LLC | BP186CS-5 | 195.52 | 188 | Y | 195.52 | 188 | 195.52
BWR-BP186CS5 | 166553 | 4 | 189990 | 18-6C SHLD PLEN WHITE 500FT RIB | BEST WIRE & CABLE LLC | BP186CS-5 | 195.52 | 188 | Y | 195.52 | 188 | 195.52
BWR-BP186CS5 | 166557 | 5 | 189990 | 18-6C SHLD PLEN WHITE 500FT RIB | BEST WIRE & CABLE LLC | BP186CS-5 | 195.52 | 188 | Y | 195.52 | 188 | 195.52
BWR-BP186CS5 | 166559 | 4 | 189990 | 18-6C SHLD PLEN WHITE 500FT RIB | BEST WIRE & CABLE LLC | BP186CS-5 | 195.52 | 188 | Y | 195.52 | 188 | 195.52
BWR-BP186CS5 | 166560 | 10 | 189990 | 18-6C SHLD PLEN WHITE 500FT RIB | BEST WIRE & CABLE LLC | BP186CS-5 | 195.52 | 188 | Y | 195.52 | 188 | 195.52
BWR-BP186CS5 | 166561 | 13 | 189990 | 18-6C SHLD PLEN WHITE 500FT RIB | BEST WIRE & CABLE LLC | BP186CS-5 | 195.52 | 186.4375 | Y | 195.52 | 188 | 195.52
BWR-BP186CS5 | 173042 | 1 | 189990 | 18-6C SHLD PLEN WHITE 500FT RIB | BEST WIRE & CABLE LLC | BP186CS-5 | 195.52 | 0 | N | 195.52 | 188 | 195.52
BWR-BP188C | 10008 | 4 | 189990 | 18-8C NS PLEN WHITE 1000FT RIB | BEST WIRE & CABLE LLC | BP188C | 465.92 | 448 | Y | 465.92 | 448 | 465.92
BWR-BP188C5 | 10008 | 4 | 189990 | 18-8C NS PLEN WHITE 500FT RIB | BEST WIRE & CABLE LLC | BP188C-5 | 232.96 | 223.9531 | Y | 232.96 | 224 | 232.96
BWR-BP188C5 | 166553 | 4 | 189990 | 18-8C NS PLEN WHITE 500FT RIB | BEST WIRE & CABLE LLC | BP188C-5 | 232.96 | 224 | Y | 232.96 | 224 | 232.96
BWR-BP188C5 | 166557 | 3 | 189990 | 18-8C NS PLEN WHITE 500FT RIB | BEST WIRE & CABLE LLC | BP188C-5 | 232.96 | 224 | Y | 232.96 | 224 | 232.96
BWR-BP188C5 | 166559 | 4 | 189990 | 18-8C NS PLEN WHITE 500FT RIB | BEST WIRE & CABLE LLC | BP188C-5 | 232.96 | 223.9796 | Y | 232.96 | 224 | 232.96
BWR-BP188C5 | 166561 | 14 | 189990 | 18-8C NS PLEN WHITE 500FT RIB | BEST WIRE & CABLE LLC | BP188C-5 | 232.96 | 223.5121 | Y | 232.96 | 224 | 232.96
BWR-BP188CS | 10008 | -137 | 189990 | 18-8C SHLD PLEN WHITE 1000FT RIB | BEST WIRE & CABLE LLC | BP188CS | 522.08 | 502 | Y | 522.08 | 502 | 522.08
BWR-BP188CS | 10770 | 2 | 189990 | 18-8C SHLD PLEN WHITE 1000FT RIB | BEST WIRE & CABLE LLC | BP188CS | 522.08 | 502 | Y | 522.08 | 502 | 522.08
BWR-BP188CS5 | 10008 | 6 | 189990 | 18-8C SHLD PLEN WHITE 500FT RIB | BEST WIRE & CABLE LLC | BP188CS-5 | 261.04 | 247.7778 | Y | 261.04 | 251 | 261.04
BWR-BP188CS5 | 10770 | 2 | 189990 | 18-8C SHLD PLEN WHITE 500FT RIB | BEST WIRE & CABLE LLC | BP188CS-5 | 261.04 | 251 | Y | 261.04 | 251 | 261.04
BWR-BP188CS5 | 166553 | 7 | 189990 | 18-8C SHLD PLEN WHITE 500FT RIB | BEST WIRE & CABLE LLC | BP188CS-5 | 261.04 | 251 | Y | 261.04 | 251 | 261.04
BWR-BP188CS5 | 166557 | 5 | 189990 | 18-8C SHLD PLEN WHITE 500FT RIB | BEST WIRE & CABLE LLC | BP188CS-5 | 261.04 | 251 | Y | 261.04 | 251 | 261.04
BWR-BP188CS5 | 166559 | 10 | 189990 | 18-8C SHLD PLEN WHITE 500FT RIB | BEST WIRE & CABLE LLC | BP188CS-5 | 261.04 | 251 | Y | 261.04 | 251 | 261.04
BWR-BP188CS5 | 166560 | 7 | 189990 | 18-8C SHLD PLEN WHITE 500FT RIB | BEST WIRE & CABLE LLC | BP188CS-5 | 261.04 | 248.68 | Y | 261.04 | 251 | 261.04
BWR-BP188CS5 | 166561 | 9 | 189990 | 18-8C SHLD PLEN WHITE 500FT RIB | BEST WIRE & CABLE LLC | BP188CS-5 | 261.04 | 250.959 | Y | 261.04 | 251 | 261.04
BWR-BP188CS5 | 173042 | 2 | 189990 | 18-8C SHLD PLEN WHITE 500FT RIB | BEST WIRE & CABLE LLC | BP188CS-5 | 261.04 | 251 | Y | 261.04 | 251 | 261.04
BWR-BP222C | 166553 | 3 | 189990 | 22-2C NS PLEN WHITE 1000FT RIB | BEST WIRE & CABLE LLC | BP222C | 74.88 | 68 | Y | 74.88 | 71.7778 | 74.88
BWR-BP222C | 166561 | 4 | 189990 | 22-2C NS PLEN WHITE 1000FT RIB | BEST WIRE & CABLE LLC | BP222C | 74.88 | 71.7778 | Y | 74.88 | 71.7778 | 74.88
BWR-BP222CBLU | 10008 | 3 | 189990 | 22-2C NS PLEN BLUE 1000FT RIB | BEST WIRE & CABLE LLC | BP222C-BLU | 74.88 | 68 | N | 74.88 | 68 | 74.88
BWR-BP222CBLU | 166561 | 3 | 189990 | 22-2C NS PLEN BLUE 1000FT RIB | BEST WIRE & CABLE LLC | BP222C-BLU | 74.88 | 68 | Y | 74.88 | 68 | 74.88
BWR-BP222CLONBLU | 10006 | 3 | 189990 | 22-2C NS PLEN LON BLUE WHT STRIP 1KFT RB | BEST WIRE & CABLE LLC | BP222C-LON-BLU | 143.52 | 136.8825 | Y | 143.52 | 138 | 143.52
BWR-BP222CLONBLU | 10008 | 11 | 189990 | 22-2C NS PLEN LON BLUE WHT STRIP 1KFT RB | BEST WIRE & CABLE LLC | BP222C-LON-BLU | 143.52 | 137.9264 | Y | 143.52 | 138 | 143.52
BWR-BP222CLONBLU | 166553 | 3 | 189990 | 22-2C NS PLEN LON BLUE WHT STRIP 1KFT RB | BEST WIRE & CABLE LLC | BP222C-LON-BLU | 143.52 | 138 | Y | 143.52 | 138 | 143.52
BWR-BP222CLONBLU | 166557 | 4 | 189990 | 22-2C NS PLEN LON BLUE WHT STRIP 1KFT RB | BEST WIRE & CABLE LLC | BP222C-LON-BLU | 143.52 | 138 | N | 143.52 | 138 | 143.52
BWR-BP222CLONYEL | 10008 | 1 | 189990 | 22-2C NS PLEN LON YELLOW 1000FT RIB | BEST WIRE & CABLE LLC | BP222C-LON-YEL | 143.52 | 134 | Y | 143.52 | 134 | 143.52
BWR-BP222CS182CWHTGRN | 10008 | 3 | 189990 | 22/1PR STR OAS +18/1PR | BEST WIRE & CABLE LLC | BP222CS+182C-WHT/GRN | 410 | 410 | Y | 410 | 410 | 410
BWR-BP222CSARCGRN | 166561 | 2 | 189990 | 22-1PR SHLD PLEN TIN GRN ARC 156 1KFT RB | BEST WIRE & CABLE LLC | BP222CS-ARC-GRN | 203.84 | 195.1111 | Y | 203.84 | 195.1111 | 203.84
BWR-BP222CSGRN | 166559 | 3 | 189990 | 22-2C SHLD PLEN GREEN 1000FT RIB | BEST WIRE & CABLE LLC | BP-222CS-GRN | 88 | 88 | Y | 88 | 88 | 88
BWR-BP222CSLCORN | 166559 | 2 | 189990 | 22-1PR SHLD PLEN LOW CAP ORANGE 1KFT RB | BEST WIRE & CABLE LLC | BP222CS-LC-ORN | 203.84 | 196 | Y | 203.84 | 196 | 203.84
BWR-BP222CSLCORN | 166561 | 5 | 189990 | 22-1PR SHLD PLEN LOW CAP ORANGE 1KFT RB | BEST WIRE & CABLE LLC | BP222CS-LC-ORN | 203.84 | 196 | Y | 203.84 | 196 | 203.84
BWR-BP222CSLCRAS | 10008 | 2 | 189990 | 22-1PR STR OAS LOW CAP | BEST WIRE & CABLE LLC | BP222CS-LC-RAS | 203.84 | 196 | Y | 203.84 | 196 | 203.84
BWR-BP222CSLCWHT | 166553 | 2 | 189990 | 22-1PR STR OAS TC LOW CAP PLENUM WHITE 1 | BEST WIRE & CABLE LLC | BP222CS-LC-WHT | 203.84 | 196 | N | 203.84 | 196 | 203.84
BWR-BP222CSLCWHT | 166561 | 1 | 189990 | 22-1PR STR OAS TC LOW CAP PLENUM WHITE 1 | BEST WIRE & CABLE LLC | BP222CS-LC-WHT | 203.84 | 196 | Y | 203.84 | 196 | 203.84
BWR-BP222CSORN | 10008 | 2 | 189990 | 22-2C SHLD PLEN ORANGE 1000FT RIB | BEST WIRE & CABLE LLC | BP222CS-ORN | 91.52 | 88 | Y | 91.52 | 88 | 91.52
BWR-BP222CSORN | 166557 | 2 | 189990 | 22-2C SHLD PLEN ORANGE 1000FT RIB | BEST WIRE & CABLE LLC | BP222CS-ORN | 91.52 | 88 | Y | 91.52 | 88 | 91.52
BWR-BP222CSORN | 166559 | 11 | 189990 | 22-2C SHLD PLEN ORANGE 1000FT RIB | BEST WIRE & CABLE LLC | BP222CS-ORN | 91.52 | 88 | Y | 91.52 | 88 | 91.52
BWR-BP222CSORN | 166561 | 8 | 189990 | 22-2C SHLD PLEN ORANGE 1000FT RIB | BEST WIRE & CABLE LLC | BP222CS-ORN | 91.52 | 88 | Y | 91.52 | 88 | 91.52
BWR-BP222CSYEL | 10008 | 4 | 189990 | 22-2C SHLD PLEN YELLOW 1000FT RIB | BEST WIRE & CABLE LLC | BP222CS-YEL | 91.52 | 88 | Y | 91.52 | 88 | 91.52
BWR-BP222CSYEL | 166559 | 2 | 189990 | 22-2C SHLD PLEN YELLOW 1000FT RIB | BEST WIRE & CABLE LLC | BP222CS-YEL | 91.52 | 88 | Y | 91.52 | 88 | 91.52
BWR-BP222CSYEL | 166561 | 1 | 189990 | 22-2C SHLD PLEN YELLOW 1000FT RIB | BEST WIRE & CABLE LLC | BP222CS-YEL | 91.52 | 88 | Y | 91.52 | 88 | 91.52
BWR-BP223CSBLU | 10008 | 4 | 189990 | 22-3C SHLD PLEN BLUE (JCI FC) 1KFT RIB | BEST WIRE & CABLE LLC | BP223CS-BLU | 126.88 | 121.2 | Y | 126.88 | 122 | 126.88
BWR-BP223CSBLU | 10770 | 2 | 189990 | 22-3C SHLD PLEN BLUE (JCI FC) 1KFT RIB | BEST WIRE & CABLE LLC | BP223CS-BLU | 126.88 | 122 | Y | 126.88 | 122 | 126.88
BWR-BP223CSBLU | 166553 | 5 | 189990 | 22-3C SHLD PLEN BLUE (JCI FC) 1KFT RIB | BEST WIRE & CABLE LLC | BP223CS-BLU | 126.88 | 121.9973 | Y | 126.88 | 122 | 126.88
BWR-BP223CSBLU | 166557 | 4 | 189990 | 22-3C SHLD PLEN BLUE (JCI FC) 1KFT RIB | BEST WIRE & CABLE LLC | BP223CS-BLU | 126.88 | 122 | Y | 126.88 | 122 | 126.88
BWR-BP223CSBLU | 166559 | 10 | 189990 | 22-3C SHLD PLEN BLUE (JCI FC) 1KFT RIB | BEST WIRE & CABLE LLC | BP223CS-BLU | 126.88 | 122 | Y | 126.88 | 122 | 126.88
BWR-BP223CSBLU | 166560 | 8 | 189990 | 22-3C SHLD PLEN BLUE (JCI FC) 1KFT RIB | BEST WIRE & CABLE LLC | BP223CS-BLU | 126.88 | 122 | Y | 126.88 | 122 | 126.88
BWR-BP223CSBLU | 166561 | 3 | 189990 | 22-3C SHLD PLEN BLUE (JCI FC) 1KFT RIB | BEST WIRE & CABLE LLC | BP223CS-BLU | 126.88 | 122 | Y | 126.88 | 122 | 126.88
BWR-BP223CSLCORN | 166553 | 4 | 189990 | 22-3C SHLD PLEN LOW CAP ORANGE1000FT RIB | BEST WIRE & CABLE LLC | BP223CS-LC-ORN | 394.16 | 379 | Y | 394.16 | 379 | 394.16
BWR-BP223CSLCORN | 166561 | 5 | 189990 | 22-3C SHLD PLEN LOW CAP ORANGE1000FT RIB | BEST WIRE & CABLE LLC | BP223CS-LC-ORN | 394.16 | 379 | Y | 394.16 | 379 | 394.16
BWR-BP223CSLCORN | 173042 | 3 | 189990 | 22-3C SHLD PLEN LOW CAP ORANGE1000FT RIB | BEST WIRE & CABLE LLC | BP223CS-LC-ORN | 394.16 | 379 | Y | 394.16 | 379 | 394.16
BWR-BP224C | 10008 | 4 | 189990 | 22-4C NS PLEN WHITE 1000FT RIB | BEST WIRE & CABLE LLC | BP224C | 128.96 | 124 | Y | 128.96 | 124 | 128.96
BWR-BP224C | 166561 | 4 | 189990 | 22-4C NS PLEN WHITE 1000FT RIB | BEST WIRE & CABLE LLC | BP224C | 128.96 | 124 | Y | 128.96 | 124 | 128.96
BWR-BP224CSBRN | 166559 | 1 | 189990 | 22-2 PR SHLD PLEN BROWN (JCI SA) 1KFT RB | BEST WIRE & CABLE LLC | BP224CS-BRN | 196.56 | 188.9841 | Y | 196.56 | 188.9841 | 196.56
BWR-BP224CSBRN | 166560 | 7 | 189990 | 22-2 PR SHLD PLEN BROWN (JCI SA) 1KFT RB | BEST WIRE & CABLE LLC | BP224CS-BRN | 196.56 | 185.8 | Y | 196.56 | 188.9841 | 196.56
BWR-BP224CSBRN | 166561 | 2 | 189990 | 22-2 PR SHLD PLEN BROWN (JCI SA) 1KFT RB | BEST WIRE & CABLE LLC | BP224CS-BRN | 196.56 | 186.3333 | Y | 196.56 | 188.9841 | 196.56
BWR-BP242CSLCORN | 10008 | 8 | 189990 | 24-1PR SHLD LOW CAP ORANGE 1000FT RIB | BEST WIRE & CABLE LLC | BP242CS-LC-ORN | 178.88 | 171.9757 | Y | 178.88 | 171.9757 | 178.88
BWR-BP242CSLCORN5 | 10008 | 1 | 189990 | 24-1PR STR OAS LOW CAP ORANGE CMP 500' | BEST WIRE & CABLE LLC | BP242CS-LC-ORN-5 | 89.44 | 86 | Y | 89.44 | 86 | 89.44
BWR-BP243CSLC0RNBLU | 10008 | 4 | 189990 | 24-1.5PR STR OAS | BEST WIRE & CABLE LLC | BP243CS-LC-ORN/BLU | 262.08 | 252 | Y | 262.08 | 252 | 262.08
BWR-BP243CSLCORNBLU | 10008 | 4 | 189990 | Siemens Comm Wire 24-3 shielded | BEST WIRE & CABLE LLC | BP243CS-LC0ORN/BLU | 252 | 252 | N | 252 | 258 | 258
BWR-BP243CSLCORNBLU | 166557 | 4 | 189990 | Siemens Comm Wire 24-3 shielded | BEST WIRE & CABLE LLC | BP243CS-LC0ORN/BLU | 0 | 258 | N | 252 | 258 | 258
BX-6 | 175883 | 7 | 133780 | 3/8 Barb Plug | DYNACON INC. | BX-6 | 0 | 0.023 | N | 0 | 0.023 | 0.023
BX42 | 10510 | 3 | 134078 | V-belt 45 coggedBX type belt | MARS MOTORS & ARMATURES INC | BX42 | 18.207 | 18.207 | Y | 18.207 | 18.207 | 18.207
BX45 | 173042 | 400 | 134138 | BRASS PLUG 5/32- 1/4 | MINE & INDUSTRIAL EQUIPMENT CO | BX-45 | 0.494 | 0.494 | N | 0.494 | 0.494 | 0.494
BX45 | 175883 | 60 | 134138 | BRASS PLUG 5/32- 1/4 | MINE & INDUSTRIAL EQUIPMENT CO | BX-45 | 0.494 | 0.0193 | N | 0.494 | 0.494 | 0.494
BX48 | 10510 | 3 | 134078 | V-belt 51 coggedBX type belt | MARS MOTORS & ARMATURES INC | BX48 | 20.333 | 18.2287 | Y | 20.333 | 18.2287 | 20.333
BX50 | 10510 | 4 | 134078 | V-Belt 53 cogged5L530 | MARS MOTORS & ARMATURES INC | BX50 | 18.52 | 16.9119 | Y | 18.52 | 16.9119 | 18.52
BX51 | 10510 | 8 | 134078 | V-belt 54 coggedBX type belt | MARS MOTORS & ARMATURES INC | BX51 | 14.794 | 13.8347 | Y | 14.794 | 13.8347 | 14.794
BX62 | 10510 | 3 | 134078 | V-belt 65 coggedBX type belt | MARS MOTORS & ARMATURES INC | 74632 | 16.29 | 17.7427 | Y | 16.29 | 17.7427 | 17.7427
BX68 | 10510 | 3 | 134078 | V-belt 71 coggedBX type belt | MARS MOTORS & ARMATURES INC | BX68 | 14.985 | 14.61 | Y | 14.985 | 14.61 | 14.985
BX70 | 10510 | 8 | 133507 | TRI POWER V BELT | MOTION INDUSTRIES, INC. | BX70 | 13.78 | 13.7244 | Y | 13.78 | 13.7244 | 13.78
BX75 | 10510 | 5 | 134078 | V-belt 78 coggedBX type belt | MARS MOTORS & ARMATURES INC | BX75 | 17.808 | 17.343 | Y | 17.808 | 17.343 | 17.808
BX81 | 10510 | 2 | 134078 | V-belt 84 coggedBX type belt | MARS MOTORS & ARMATURES INC | BX81 | 18.512 | 24.0055 | Y | 18.512 | 24.0055 | 24.0055
BZ50 | 10008 | 2 | 134516 | Universal Power Pack | WATT STOPPER | BZ-50 | 31.74 | 31.74 | Y | 31.74 | 31.74 | 31.74
C06SA6 | 10510 | 2 | 133766 | Dongan 6,000V 240V Primarygas burner ign | DONGAN ELECTRIC MFG CO | C06-SA6 | 125.4 | 125.4 | Y | 125.4 | 125.4 | 125.4
C125DA | 175883 | 55 | 176718 | QUADRANT DOUBLE ACTING ACTUATOR | CONTROL SOLUTIONS INC | C125DA | 60 | 60 | N | 60 | 60 | 60
C12A | 10510 | 1 | 133849 | Fluke soft case10 series | FLUKE ELECTRONICS CORPORATION | C12A | 33.74 | 33.74 | Y | 33.74 | 33.74 | 33.74
C12A | 175891 | 2 | 133849 | Fluke soft case10 series | FLUKE ELECTRONICS CORPORATION | C12A | 33.74 | 31.865 | Y | 33.74 | 33.74 | 33.74
C140706 | 175891 | 16 | 177101 | 3/4IN SIGHT GLASS NUT | APOLLO VALVES | C140706 | 5.62 | 5.6245 | N | 5.62 | 5.6245 | 5.6245
C140806 | 10510 | 58 | 177052 | Sight glass nut | AALBERTS IPS AMERICAS,INC | C-1408-06 | 5.065 | 5.0485 | Y | 5.065 | 5.0485 | 5.065
C140806 | 175891 | 126 | 134179 | Sight glass nut | NEUCO INC. | C-1408-06 | 5.065 | 5.0424 | Y | 5.065 | 5.0485 | 5.065
C161FJD1C | 10510 | 2 | 133596 | Baso DSI ignition controlfor Carrier | BASO GAS PRODUCTS LLC | C161FJD-1C | 90.965 | 90.965 | Y | 90.965 | 90.965 | 90.965
C161FJD1C | 175891 | 1 | 187561 | Baso DSI ignition controlfor Carrier | (DO NOT USE) CGNA/BASO GAS PRODUCTS LLC | C161FJD-1C | 90.965 | 65.842 | Y | 90.965 | 90.965 | 90.965
C161KKD1C | 10510 | 12 | 133596 | Baso DSI ignition controlfor Lennox | BASO GAS PRODUCTS LLC | C161KKD-1C | 98.937 | 94.6885 | Y | 98.937 | 94.6885 | 98.937
C161KKD1C | 175891 | 1 | 187561 | Baso DSI ignition controlfor Lennox | (DO NOT USE) CGNA/BASO GAS PRODUCTS LLC | C161KKD-1C | 98.937 | 71.129 | Y | 98.937 | 94.6885 | 98.937
C163C | 10008 | 1 | 176364 | Combustion Analyzer kit with carry case | UEI INC | C163C | 649.97 | 662.97 | Y | 649.97 | 662.97 | 662.97
C211 | 175891 | 1 | 134179 | SPST 1/4" barb connection Pressure Switc | NEUCO INC. | C211 | 33.89 | 33.89 | N | 33.89 | 33.89 | 33.89
C233 | 10008 | 172 | 134219 | C-233 1/4C UNION | PARKER HANNIFIN | C-233 | 0.55 | 0.55492 | N | 0.55 | 0.55492 | 0.55492
C235 | 175888 | 40 | 134342 | 3/8" COMPRESSION UNION | SCHNEIDER ELECTRIC BUILDINGS AMERICAS, INC | C-235 | 1.43 | 1.43 | N | 1.43 | 1.43 | 1.43
C25 | 10510 | 9 | 133849 | Fluke soft case20 series | FLUKE ELECTRONICS CORPORATION | C25 | 41.6583 | 41.346 | Y | 41.6583 | 43.31 | 43.31
C25 | 175891 | 5 | 133849 | Fluke soft case20 series | FLUKE ELECTRONICS CORPORATION | C25 | 41.6583 | 43.31 | Y | 41.6583 | 43.31 | 43.31
C278 | 10008 | 2 | 134452 | C278 AC CURRENT TRANSDUCER | TIME MARK CORPORATION | C278 | 99.6 | 99.6 | N | 99.6 | 99.6 | 99.6
C2RD | 166561 | 2 | 172914 | Classic II Red Warthog Sharpener | Warthog USA | C2RD | 52.16 | 52.16 | N | 52.16 | 52.16 | 52.16
C2SC | 166561 | 5 | 172914 | Classic II Diamond Hone Set 325 Grit | Warthog USA | C2SC | 23.5938 | 23.5938 | N | 23.5938 | 23.5938 | 23.5938
C2SMF | 166561 | 3 | 172914 | Warthog V-Sharpe A4 Med/ Fine | Warthog USA | C2SMF | 35.07 | 35.07 | N | 35.07 | 35.07 | 35.07
C33 | 10510 | 6 | 133849 | *SOFT CASE VINYL BLACK/YELLOW | FLUKE ELECTRONICS CORPORATION | C33 | 41.28 | 41.0008 | Y | 41.28 | 41.0008 | 41.28
C33 | 175891 | 2 | 133849 | *SOFT CASE VINYL BLACK/YELLOW | FLUKE ELECTRONICS CORPORATION | C33 | 41.28 | 40.84 | Y | 41.28 | 41.0008 | 41.28
C384 | 10008 | 217 | 134219 | 1/4" INSERT | PARKER HANNIFIN | C-384 | 0.19 | 0.1874 | N | 0.19 | 0.1874 | 0.19
C437D2011 | 10510 | 1 | 187591 | Honeywell micro gas pressureswitch 1/2-5 | (DO NOT USE) HONEYWELL INC. (FSG) | C437D2011 | 155.72 | 155.72 | Y | 155.72 | 155.72 | 155.72
C450CCN-3C | 175883 | 1 | 134012 | Control Module 2 Stage; Cntrl Mod W/lcd | JOHNSON CONTROLS NORTH AMERICAN PRODUCTS (JCI) | C450CCN-3C | 0 | 87.49 | N | 0 | 87.49 | 87.49
C450CPW100 | 175888 | 9 | 134012 | HYBRID CONTROLLER | JOHNSON CONTROLS NORTH AMERICAN PRODUCTS (JCI) | C450CPW-100 | 75.6843 | 75.6843 | N | 75.6843 | 75.6843 | 75.6843
C450SPN-1C | 175883 | 1 | 134012 | Expansion Module 1 Ao; Ao Op Exp Mod Pro | JOHNSON CONTROLS NORTH AMERICAN PRODUCTS (JCI) | C450SPN-1C | 0 | 40.17 | N | 0 | 40.17 | 40.17
C50 | 10510 | 4 | 133849 | Fluke soft casefor 21,22,23,50 series | FLUKE ELECTRONICS CORPORATION | C50 | 38.055 | 36.931 | Y | 38.055 | 36.931 | 38.055
C50 | 175891 | 2 | 133849 | Fluke soft casefor 21,22,23,50 series | FLUKE ELECTRONICS CORPORATION | C50 | 38.055 | 36.1733 | Y | 38.055 | 36.931 | 38.055
C52261 | 175891 | 1 | 134179 | Body Gasket for 816 Series Inverted Buck | NEUCO INC. | C5226-1 | 66.74 | 66.74 | N | 66.74 | 66.74 | 66.74
C610U1C | 10510 | 7 | 133596 | UNIV.Intermit. 0pp 25tfi 24v | BASO GAS PRODUCTS LLC | C610U1C | 91.299 | 90.66 | Y | 91.299 | 90.66 | 91.299
C610U1C | 175891 | 2 | 134179 | UNIV.Intermit. 0pp 25tfi 24v | NEUCO INC. | C610U1C | 91.299 | 77.515 | Y | 91.299 | 90.66 | 91.299
C661AHA1C | 10510 | 12 | 133596 | Ignition Module | BASO GAS PRODUCTS LLC | C661AHA-1C | 98.607 | 98.4 | Y | 98.607 | 98.4 | 98.607
C661AHA1C | 175891 | 3 | 133596 | Ignition Module | BASO GAS PRODUCTS LLC | C661AHA-1C | 98.607 | 75.519 | Y | 98.607 | 98.4 | 98.607
C661PGA1C | 10510 | 4 | 133596 | Baso IPI ignition module forLennox | BASO GAS PRODUCTS LLC | C661PGA-1C | 74.085 | 73.936 | Y | 74.085 | 73.936 | 74.085
C661PGA1C | 175891 | 1 | 187561 | Baso IPI ignition module forLennox | (DO NOT USE) CGNA/BASO GAS PRODUCTS LLC | C661PGA-1C | 74.085 | 73.333 | N | 74.085 | 73.936 | 74.085
C670JGA1C | 10510 | 6 | 133596 | Baso IPI ignition modulewith flame rollo | BASO GAS PRODUCTS LLC | C670JGA-1C | 100.568 | 99.2912 | Y | 100.568 | 99.2912 | 100.568
C7031B1033 | 166559 | 1 | 133921 | 20K 6" DUCT SENSOR | HONEYWELL INTERNATIONAL ECC US (HOFS) | C7031B1033 | 19 | 19 | N | 19 | 19 | 19
C7046D1008U | 10510 | 1 | 133921 | DISCHARGE TEMPERATURE, 8" ELEMENT, PT100 | HONEYWELL INTERNATIONAL ECC US (HOFS) | C7046D1008/U | 56.0075 | 48.364 | Y | 56.0075 | 51.6278 | 56.0075
C7046D1008U | 166561 | 1 | 133358 | DISCHARGE TEMPERATURE, 8" ELEMENT, PT100 | ADEMCO, INC. (Resideo) | C7046D1008/U | 41.184 | 35.36 | N | 56.0075 | 51.6278 | 56.0075
C7046D1008U | 175888 | 4 | 133921 | DISCHARGE TEMPERATURE, 8" ELEMENT, PT100 | HONEYWELL INTERNATIONAL ECC US (HOFS) | C7046D1008/U | 56.0075 | 51.6278 | Y | 56.0075 | 51.6278 | 56.0075
C7046D1008U | 175890 | 2 | 133921 | DISCHARGE TEMPERATURE, 8" ELEMENT, PT100 | HONEYWELL INTERNATIONAL ECC US (HOFS) | C7046D1008/U | 56.0075 | 51.0972 | Y | 56.0075 | 51.6278 | 56.0075
C7046D1008U | 175891 | 3 | 133921 | DISCHARGE TEMPERATURE, 8" ELEMENT, PT100 | HONEYWELL INTERNATIONAL ECC US (HOFS) | C7046D1008/U | 56.0075 | 51.2167 | Y | 56.0075 | 51.6278 | 56.0075
CA | 10510 | 2 | 187620 | Parker 3X4 valve body3/8 x 1/2 SAE 04050 | PARKER HANNIFIN | C-A | 31.18 | 29.2175 | Y | 31.18 | 31.18 | 31.18
CA | 175891 | 1 | 187620 | Parker 3X4 valve body3/8 x 1/2 SAE 04050 | PARKER HANNIFIN | C-A | 31.18 | 31.18 | Y | 31.18 | 31.18 | 31.18
CA140 | 175891 | 1 | 133727 | CROWN IGNITER W/COMPRESS FITNG | CROWN ENGINEERING CORP | CA140 | 28.26 | 28.26 | Y | 28.26 | 28.26 | 28.26
CA154 | 175891 | 5 | 133727 | CROWN IGNITER | CROWN ENGINEERING CORP | CA154 | 28.27 | 28.2742 | N | 28.27 | 28.2742 | 28.2742
CA200 | 10510 | 4 | 133727 | IGNITOR | CROWN ENGINEERING CORP | CA200 | 36.021 | 35.4164 | Y | 36.021 | 35.4164 | 36.021
CA200 | 175891 | 2 | 133727 | IGNITOR | CROWN ENGINEERING CORP | CA200 | 36.021 | 33.475 | Y | 36.021 | 35.4164 | 36.021
CA333 | 175891 | 4 | 134179 | Crown Igniter/Ip-19 W/ 7 15/16" Tip | NEUCO INC. | CA333 | 45.0275 | 45.0275 | N | 45.0275 | 45.0275 | 45.0275
CA341 | 175891 | 2 | 133727 | 5.875 SI W/O .375"TIP IGNITOR | CROWN ENGINEERING CORP | CA341 | 31.87 | 35.13 | Y | 31.87 | 35.13 | 35.13
CA391 | 175891 | 1 | 133727 | CROWN FLAME ROD | CROWN ENGINEERING CORP | CA391 | 43.84 | 44.9625 | Y | 43.84 | 44.9625 | 44.9625
CA410 | 175891 | 1 | 176397 | FRONT MT AUX 1NO | ELECTRO-CONTROL SUPPLY | CA4-10 | 63.8121 | 63.812 | Y | 63.8121 | 63.812 | 63.8121
CA422E | 166557 | 5 | 133344 | 2NO/2NC AUX BLOCK FRONT MOUNT | ABB INC. | CA422E | 12.7705 | 8.99 | Y | 12.7705 | 12.7705 | 12.7705
CA422E | 166561 | 10 | 133344 | 2NO/2NC AUX BLOCK FRONT MOUNT | ABB INC. | CA422E | 12.7705 | 12.7705 | Y | 12.7705 | 12.7705 | 12.7705
CA422M | 166561 | 9 | 133344 | 2NO/2NC AUX BLOCK FRONT MOUNT | ABB INC. | CA422M | 12.6049 | 12.6049 | Y | 12.6049 | 12.6049 | 12.6049
CA432 | 10510 | 9 | 133727 | Crown FRS-4-4 flamerod | CROWN ENGINEERING CORP | CA432 | 21.63 | 21.63 | Y | 21.63 | 21.63 | 21.63
CA434 | 175891 | 3 | 133727 | FRS-4-6 FLAME ROD | CROWN ENGINEERING CORP | CA434 | 24.5432 | 24.0793 | Y | 24.5432 | 24.0793 | 24.5432
CA435 | 10510 | 15 | 133727 | FLAME ROD 1/4 NPT 7 1/2 | CROWN ENGINEERING CORP | CA435 | 29.8887 | 29.368 | Y | 29.8887 | 29.8887 | 29.8887
CA435 | 175891 | 1 | 133727 | FLAME ROD 1/4 NPT 7 1/2 | CROWN ENGINEERING CORP | CA435 | 29.8887 | 29.8887 | Y | 29.8887 | 29.8887 | 29.8887
CA436 | 10510 | 26 | 133727 | FLAME ROD 1/4" NPT 12 | CROWN ENGINEERING CORP | CA436 | 35.667 | 33.7884 | Y | 35.667 | 33.7884 | 35.667
CA436 | 175891 | 10 | 133727 | FLAME ROD 1/4" NPT 12 | CROWN ENGINEERING CORP | CA436 | 35.667 | 33.4623 | Y | 35.667 | 33.7884 | 35.667
CA470 | 10510 | 19 | 133727 | CROWN SPARK PLUG, AUBURN I-3 | CROWN ENGINEERING CORP | CA470 | 19.3805 | 18.3892 | Y | 19.3805 | 18.6132 | 19.3805
CA470 | 175891 | 3 | 133727 | CROWN SPARK PLUG, AUBURN I-3 | CROWN ENGINEERING CORP | CA470 | 19.3805 | 18.6132 | Y | 19.3805 | 18.6132 | 19.3805
CA477 | 10510 | 39 | 133727 | Crown Auburn ignition assy4.2 overall I- | CROWN ENGINEERING CORP | CA477 | 25.86 | 25.0903 | Y | 25.86 | 25.0903 | 25.86
CA503 | 175891 | 2 | 133727 | CROWN ELECTRODE AUBURN I-143 | CROWN ENGINEERING CORP | CA503 | 25.25 | 25.25 | N | 25.25 | 25.25 | 25.25
CA505 | 10510 | 34 | 133727 | igniter | CROWN ENGINEERING CORP | CA505 | 22.0594 | 20.1693 | Y | 22.0594 | 22.78 | 22.78
CA505 | 173042 | 4 | 133727 | igniter | CROWN ENGINEERING CORP | CA505 | 22.0594 | 22.78 | Y | 22.0594 | 22.78 | 22.78
CA505 | 175891 | 9 | 133727 | igniter | CROWN ENGINEERING CORP | CA505 | 22.0594 | 21.6518 | Y | 22.0594 | 22.78 | 22.78
CA7371024 | 10008 | 4 | 134385 | 3-POLE CONTACTOR, 24V, 25HP, | SPRECHER AND SCHUH, INC. | CA7-37-10-24 | 64.31 | 64.31 | Y | 64.31 | 64.31 | 64.31
CA7431024 | 10008 | 5 | 134385 | 3 Pole Contactor, 24V, 30HP, 460HZ, Non | SPRECHER AND SCHUH, INC. | CA7-43-10-24 | 73.33 | 73.33 | Y | 73.33 | 73.33 | 73.33
CAA | 10510 | 2 | 187620 | Parker 2X4 valve body1/4 x 1/2 SAE 04050 | PARKER HANNIFIN | C-AA | 31.18 | 31.18 | Y | 31.18 | 31.18 | 31.18
CAA | 175891 | 3 | 187620 | Parker 2X4 valve body1/4 x 1/2 SAE 04050 | PARKER HANNIFIN | C-AA | 31.18 | 24.82 | Y | 31.18 | 31.18 | 31.18
CABLE FUSE HOLDER | 175883 | 6 | 134179 | 5x20mm fuse holder with cable | NEUCO INC. | CABLE FUSE HOLDER | 0 | 0.7 | N | 0 | 0.7 | 0.7
CAEBH2C | 166553 | 1 | 148259 | BIT HOLDER,1/4" HEX DRIVE | Apex Tool Group, LLC | CAEBH2C | 6.45 | 6.45 | N | 6.45 | 6.45 | 6.45
CAEBH2C | 166557 | 4 | 148259 | BIT HOLDER,1/4" HEX DRIVE | Apex Tool Group, LLC | CAEBH2C | 6.45 | 4.06 | N | 6.45 | 6.45 | 6.45
CAEBH2C | 166561 | 1 | 148259 | BIT HOLDER,1/4" HEX DRIVE | Apex Tool Group, LLC | CAEBH2C | 6.45 | 4.06 | N | 6.45 | 6.45 | 6.45
CAL1911 | 166561 | 2 | 133344 | aux contacto 6A 1NO-1NC | ABB INC. | CAL1911 | 7.9 | 11.37 | N | 7.9 | 11.37 | 11.37
CAL411 | 166561 | 5 | 133344 | 1NO/1NC AUX BLOCK SIDE MOUNT | ABB INC. | CAL411 | 22.35 | 12.0275 | Y | 22.35 | 12.0275 | 22.35
CAL511 | 166561 | 15 | 133344 | 1NO/1NC AUX BLOCK SIDE MOUNT | ABB INC. | CAL511 | 18.01 | 18.0075 | Y | 18.01 | 18.0075 | 18.01
CAP305440R | 166561 | 3 | 134179 | Oval capacitor 30/5 440vac | NEUCO INC. | CAP-30/5/440R | 5.77 | 5.77 | N | 5.77 | 5.77 | 5.77
CAPW14 | 166553 | 1 | 148259 | PIPE WRENCH,ALUMINUM,14" | Apex Tool Group, LLC | CAPW14 | 28.87 | 28 | N | 28.87 | 28.87 | 28.87
CAPW14 | 166557 | 1 | 148259 | PIPE WRENCH,ALUMINUM,14" | Apex Tool Group, LLC | CAPW14 | 28.87 | 28.87 | N | 28.87 | 28.87 | 28.87
CAPW14 | 166561 | 1 | 148259 | PIPE WRENCH,ALUMINUM,14" | Apex Tool Group, LLC | CAPW14 | 28.87 | 28.87 | N | 28.87 | 28.87 | 28.87
CAPW18 | 166553 | 3 | 148259 | PIPE WRENCH,ALUMINUM,18" | Apex Tool Group, LLC | CAPW18 | 45.12 | 45 | N | 45.12 | 45 | 45.12
CAT6A CONNECTOR | 175883 | 250 | 134179 | Cat6a RJ45 Connector | NEUCO INC. | CAT6A CONNECTOR | 0 | 0.87797 | N | 0 | 0.87797 | 0.87797
CAT85K2 | 10770 | 1 | 133856 | Combustion Analyzer HC w/Printer | FIELDPIECE INSTRUMENTS, INC. | CAT85K2 | 1352.59 | 1346.85 | N | 1352.59 | 1352.59 | 1352.59
CAT85K2 | 175883 | 1 | 133856 | Combustion Analyzer HC w/Printer | FIELDPIECE INSTRUMENTS, INC. | CAT85K2 | 1352.59 | 1352.59 | N | 1352.59 | 1352.59 | 1352.59
CAVAD2R3 | 166561 | 2 | 148259 | ADPTR,VORTEX,1/4",3/8",1/2" ON RAIL | Apex Tool Group, LLC | CAVAD2R-3 | 6.68 | 6.68 | N | 6.68 | 6.68 | 6.68
CAVBXMIR5 | 166553 | 4 | 148259 | 5 Pc. Bolt Extractor and Driver Set | Apex Tool Group, LLC | CAVBXMIR-5 | 11.14 | 11.14 | N | 11.14 | 11.14 | 11.14
CAVBXR5 | 166553 | 4 | 148259 | 5 Pc. Bolt Extractor & Driver Set | Apex Tool Group, LLC | CAVBXR-5 | 14.55 | 11.14 | N | 14.55 | 14.55 | 14.55
CAVBXR5 | 166557 | 4 | 148259 | 5 Pc. Bolt Extractor & Driver Set | Apex Tool Group, LLC | CAVBXR-5 | 14.55 | 14.55 | N | 14.55 | 14.55 | 14.55
CBL222PSAPLN | 175891 | 4000 | 134012 | 22-2P SA BUS PLN | JOHNSON CONTROLS NORTH AMERICAN PRODUCTS (JCI) | CBL-22/2P-SAPLN | 0.4 | 0.22004 | N | 0.4 | 0.22004 | 0.4
CBT7924AB40G7 | 175890 | 1 | 176391 | S&S STARTER 24V W/HOA | EQUIPTEX INDUSTRIAL PRODUCTS CORP-PF | CBT7924AB40G7 | 215.94 | 215.9363 | N | 215.94 | 215.9363 | 215.94
CC1G | 10510 | 307 | 175091 | CAPILLARY MOUNTING CLIP-PLAST | KNS INSTRUMENTS INC. | CC1G | 0.816 | 0.98786 | Y | 0.816 | 0.98786 | 0.98786
CC1G | 175891 | 24 | 134039 | CAPILLARY MOUNTING CLIP-PLAST | KELE & ASSOCIATES | CC1G | 0.816 | 0.748 | N | 0.816 | 0.98786 | 0.98786
CC750115 | 175883 | 5 | 134179 | ICM FAN SPEED CONTROL | NEUCO INC. | CC750115 | 159.54 | 159.54 | N | 159.54 | 159.54 | 159.54
CCH1 | 10510 | 1 | 187622 | Raychem crankcase heater120V | nVENT THERMAL LLC | CCH-1 | 50.0924 | 50.0924 | N | 50.0924 | 50.0924 | 50.0924
CCH2 | 10510 | 4 | 187622 | Raychem crankcase heater208/240V | nVENT THERMAL LLC | CCH-2 | 57.94 | 53.0948 | Y | 57.94 | 53.0948 | 57.94
CCH2 | 175891 | 1 | 187622 | Raychem crankcase heater208/240V | nVENT THERMAL LLC | CCH-2 | 57.94 | 51.752 | Y | 57.94 | 53.0948 | 57.94
CCMR002 | 166557 | 8 | 168940 | FUSE 600V TD CLASS CC 2A RoHS | Littelfuse, Inc. | CCMR002 | 7.862 | 7.862 | N | 7.862 | 7.862 | 7.862
CCMR003 | 166557 | 5 | 134078 | FUSE 600V TD CLASS CC 3A RoHS | MARS MOTORS & ARMATURES INC | CCMR003 | 7.832 | 7.832 | Y | 7.832 | 7.832 | 7.832
CCMR030 | 166561 | 1 | 168940 | FUSE 600V TD CLASS CC 30A RoHS | Littelfuse, Inc. | CCMR030 | 0 | 11.99 | N | 0 | 11.99 | 11.99
CCP8V | 10006 | 2 | 148259 | PLIER,2-IN-1 COMBO,LINESMAN/WIRE,CRESC | Apex Tool Group, LLC | CCP8V | 22.88 | 21.46 | N | 22.88 | 22.88 | 22.88
CCP8V | 166553 | 4 | 148259 | PLIER,2-IN-1 COMBO,LINESMAN/WIRE,CRESC | Apex Tool Group, LLC | CCP8V | 22.88 | 22.88 | N | 22.88 | 22.88 | 22.88
CCP8V | 166561 | 5 | 148259 | PLIER,2-IN-1 COMBO,LINESMAN/WIRE,CRESC | Apex Tool Group, LLC | CCP8V | 22.88 | 21.94 | N | 22.88 | 22.88 | 22.88
CCS-BAS485TER | 175891 | 53 | 168876 | ACTIVE EIA-485 TERMINATOR | Contemporary Control Systems | BAS-485-TER | 220.5 | 30.1784 | Y | 220.5 | 30.1784 | 220.5
CCS-BASGLXM1 | 166557 | 2 | 168876 | BASgatewayLX Modbus to BACnet Gateway D | Contemporary Control Systems | BASGLX-M1 | 304.5 | 304.5 | Y | 304.5 | 304.5 | 304.5
CCS-BASRTB | 10008 | 4 | 168876 | BASrouter BACnet/IP to MS/TP to Etherne | Contemporary Control Systems | BASRT-B | 242.9 | 227.5 | Y | 242.9 | 242.9 | 242.9
CCS-BASRTB | 166553 | 2 | 168876 | BASrouter BACnet/IP to MS/TP to Etherne | Contemporary Control Systems | BASRT-B | 242.9 | 242.9 | Y | 242.9 | 242.9 | 242.9
CCS-BASRTB | 166557 | 0 | 168876 | BASrouter BACnet/IP to MS/TP to Etherne | Contemporary Control Systems | BASRT-B | 242.9 | 235.1213 | Y | 242.9 | 242.9 | 242.9
CCS-BASRTB | 166559 | 5 | 168876 | BASrouter BACnet/IP to MS/TP to Etherne | Contemporary Control Systems | BASRT-B | 242.9 | 242.9 | Y | 242.9 | 242.9 | 242.9
CCS-BASRTB | 166560 | 6 | 168876 | BASrouter BACnet/IP to MS/TP to Etherne | Contemporary Control Systems | BASRT-B | 242.9 | 227.5 | Y | 242.9 | 242.9 | 242.9
CCS-BASRTB | 166561 | 4 | 168876 | BASrouter BACnet/IP to MS/TP to Etherne | Contemporary Control Systems | BASRT-B | 242.9 | 233.4 | Y | 242.9 | 242.9 | 242.9
CCS-BASRTB | 173042 | 8 | 168876 | BASrouter BACnet/IP to MS/TP to Etherne | Contemporary Control Systems | BASRT-B | 242.9 | 242.9 | Y | 242.9 | 242.9 | 242.9
CCS-BASRTB | 175883 | 9 | 168876 | BASrouter BACnet/IP to MS/TP to Etherne | Contemporary Control Systems | BASRT-B | 242.9 | 227.4736 | Y | 242.9 | 242.9 | 242.9
CCS-BASRTB | 175888 | 2 | 168876 | BASrouter BACnet/IP to MS/TP to Etherne | Contemporary Control Systems | BASRT-B | 242.9 | 242.9 | Y | 242.9 | 242.9 | 242.9
CCS-BASRTBU | 10510 | 0 | 168876 | BASrouter BACnet/IP to MS/TP to Etherne | Contemporary Control Systems | BASRT-B-U | 248.5 | 265.3 | Y | 248.5 | 265.3 | 265.3
CCS-BASRTBU | 10770 | 0 | 168876 | BASrouter BACnet/IP to MS/TP to Etherne | Contemporary Control Systems | BASRT-B-U | 248.5 | 265.3 | N | 248.5 | 265.3 | 265.3
CCS-BASRTPB | 10008 | 2 | 168876 | BASrouter Portable BACnet/IP to MS/TP t | Contemporary Control Systems | BASRTP-B | 242.9 | 242.9 | Y | 242.9 | 242.9 | 242.9
CCS-BASRTPB | 10510 | 2 | 168876 | BASrouter Portable BACnet/IP to MS/TP t | Contemporary Control Systems | BASRTP-B | 242.9 | 236.74 | Y | 242.9 | 242.9 | 242.9
CCS-BASRTPB | 166553 | 1 | 168876 | BASrouter Portable BACnet/IP to MS/TP t | Contemporary Control Systems | BASRTP-B | 242.9 | 214.9 | Y | 242.9 | 242.9 | 242.9
CCS-BASRTPB | 166557 | 4 | 168876 | BASrouter Portable BACnet/IP to MS/TP t | Contemporary Control Systems | BASRTP-B | 242.9 | 224.275 | Y | 242.9 | 242.9 | 242.9
CCS-BASRTPB | 166559 | 2 | 168876 | BASrouter Portable BACnet/IP to MS/TP t | Contemporary Control Systems | BASRTP-B | 242.9 | 229.8613 | Y | 242.9 | 242.9 | 242.9
CCS-BASRTPB | 173042 | 1 | 168876 | BASrouter Portable BACnet/IP to MS/TP t | Contemporary Control Systems | BASRTP-B | 242.9 | 224.275 | N | 242.9 | 242.9 | 242.9
CCS-BAST221CHBW2 | 166559 | 0 | 168876 | BACnet/IP Thermostat 2-Heat, 2-Cool, 1- | Contemporary Control Systems | BAST-221CH-BW2 | 166.4 | 185 | N | 166.4 | 185 | 185
CCS-BAST221CHBW2 | 166561 | 1 | 168876 | BACnet/IP Thermostat 2-Heat, 2-Cool, 1- | Contemporary Control Systems | BAST-221CH-BW2 | 166.4 | 185 | N | 166.4 | 185 | 185
CCS-EIBA5100T | 166557 | 1 | 168876 | 5-Port 10/100Mbps Panel Mount BAS Switc | Contemporary Control Systems | EIBA5-100T | 92.25 | 84 | N | 92.25 | 84 | 92.25
CCS-EIBA5100TR | 173042 | 4 | 168876 | 5-Port 10/100Mbps DIN-rail Mount BAS Sw | Contemporary Control Systems | EIBA5-100T/R | 92.25 | 85.5 | Y | 92.25 | 85.5 | 92.25
CCS-EIMK100TFCS | 175883 | 1 | 168876 | Skorpion 100BASE-TX/100BASE-FX SM SC-Fi | Contemporary Control Systems | EIMK-100T/FCS | 220.5 | 174.3 | N | 220.5 | 174.3 | 220.5
CCS-EIPRE | 10770 | 0 | 168876 | Skorpion 10/100Mbps IP Router | Contemporary Control Systems | EIPR-E | 253.4 | 253.4 | N | 253.4 | 253.4 | 253.4
CCS-EISK5100T | 10770 | 0 | 168876 | Skorpion 5-Port 10/100Mbps Switch | Contemporary Control Systems | EISK5-100T | 92.25 | 92.25 | N | 92.25 | 92.25 | 92.25
CCS-EISK5100T | 166557 | 7 | 168876 | Skorpion 5-Port 10/100Mbps Switch | Contemporary Control Systems | EISK5-100T | 92.25 | 85.35 | Y | 92.25 | 92.25 | 92.25
CCS-EISK5100T | 166559 | 1 | 168876 | Skorpion 5-Port 10/100Mbps Switch | Contemporary Control Systems | EISK5-100T | 92.25 | 84 | N | 92.25 | 92.25 | 92.25
CCS-EISK5100T | 173042 | 6 | 168876 | Skorpion 5-Port 10/100Mbps Switch | Contemporary Control Systems | EISK5-100T | 92.25 | 90.2425 | Y | 92.25 | 92.25 | 92.25
CCS-EISK5100T | 175883 | 6 | 168876 | Skorpion 5-Port 10/100Mbps Switch | Contemporary Control Systems | EISK5-100T | 92.25 | 85.8 | Y | 92.25 | 92.25 | 92.25
CCS-EISK5100T | 175888 | 4 | 168876 | Skorpion 5-Port 10/100Mbps Switch | Contemporary Control Systems | EISK5-100T | 92.25 | 91.9019 | Y | 92.25 | 92.25 | 92.25
CCS-EISK5100T | 175891 | 1 | 168876 | Skorpion 5-Port 10/100Mbps Switch | Contemporary Control Systems | EISK5-100T | 92.25 | 88.25 | Y | 92.25 | 92.25 | 92.25
CCS-EISK5GT | 10006 | 5 | 168876 | Skorpion 5-Port GigE Switch | Contemporary Control Systems | EISK5-GT | 139.5 | 128.25 | Y | 139.5 | 130.5 | 139.5
CCS-EISK5GT | 173042 | 4 | 168876 | Skorpion 5-Port GigE Switch | Contemporary Control Systems | EISK5-GT | 139.5 | 130.5 | Y | 139.5 | 130.5 | 139.5
CCS-EISK8100T | 166557 | 5 | 168876 | Skorpion 8-Port 10/100Mbps Switch | Contemporary Control Systems | EISK8-100T | 139.5 | 130.5 | Y | 139.5 | 137.52 | 139.5
CCS-EISK8100T | 175883 | 10 | 168876 | Skorpion 8-Port 10/100Mbps Switch | Contemporary Control Systems | EISK8-100T | 139.5 | 137.52 | Y | 139.5 | 137.52 | 139.5
CCS-EISW8100T | 175883 | 1 | 168876 | 8-Port 10/100Mbps Wide-Temp Ethernet Sw | Contemporary Control Systems | EISW8-100T | 147.75 | 141.75 | N | 147.75 | 141.75 | 147.75
CCT729AWALB | 166553 | 11 | 133921 | CCT729A Pneu gauge adpt (Walbro) | HONEYWELL INTERNATIONAL ECC US (HOFS) | CCT729AWALB | 8.25 | 8.1431 | Y | 8.25 | 8.2489 | 8.25
CCT729AWALB | 166559 | 129 | 133921 | CCT729A Pneu gauge adpt (Walbro) | HONEYWELL INTERNATIONAL ECC US (HOFS) | CCT729AWALB | 8.25 | 8.2489 | Y | 8.25 | 8.2489 | 8.25
CCT729AWALB | 166561 | 31 | 133921 | CCT729A Pneu gauge adpt (Walbro) | HONEYWELL INTERNATIONAL ECC US (HOFS) | CCT729AWALB | 8.25 | 8.1499 | Y | 8.25 | 8.2489 | 8.25
CD-4 | 175883 | 108 | 133780 | Delrin; for 1/4 OD poly tubing | DYNACON INC. | CD-4 | 0 | 0.235 | N | 0 | 0.235 | 0.235
CD305X440R | 166561 | 8 | 134395 | 30/5 Round Capacitor 370/440 | SUPCO SEALED UNIT PARTS CO., INC. / NSI | CD30+5X440R | 3.26 | 3.26 | N | 3.26 | 3.26 | 3.26
CD3098A856 | 166557 | 1 | 168955 | 3" SOLAR DIGITAL 6" STEM -58f/302f | Miljoco (do not use) | CD3098A85-6 | 85 | 85 | N | 85 | 85 | 85
CD405X440R | 166561 | 3 | 134395 | 40 5 Mfd Dual Capacitor-Round-440v | SUPCO SEALED UNIT PARTS CO., INC. / NSI | CD40+5X440R | 2.9 | 2.9 | N | 2.9 | 2.9 | 2.9
CD505X440R | 166561 | 1 | 134395 | 50 5 mfd Dual Capacitor-440V-Round | SUPCO SEALED UNIT PARTS CO., INC. / NSI | CD50+5X440R | 0 | 0 | N | 0 | 0 | 0
CD6034X14 | 173042 | 1 | 134324 | 34"x14" damper w/ seals & act bracket | RUSKIN MANUFACTURING | CD60 34X14 | 239.61 | 239.61 | N | 239.61 | 239.61 | 239.61
CD605X440R | 166561 | 2 | 134395 | 60 5 mfd Dual Capacitior-440V-Round | SUPCO SEALED UNIT PARTS CO., INC. / NSI | CD60+5X440R | 3.75 | 3.75 | N | 3.75 | 3.75 | 3.75
CDRS1510B | 10510 | 2 | 134324 | Ruskin 10 round sealdamper with bracket | RUSKIN MANUFACTURING | CDRS15-10B | 120.47 | 118.145 | Y | 120.47 | 120.47 | 120.47
CDRS1510B | 175891 | 1 | 134324 | Ruskin 10 round sealdamper with bracket | RUSKIN MANUFACTURING | CDRS15-10B | 120.47 | 120.47 | Y | 120.47 | 120.47 | 120.47
CDRS1512B | 10510 | 2 | 134324 | Ruskin 12 round sealdamper with bracket | RUSKIN MANUFACTURING | CDRS15-12B | 122.64 | 120.67 | Y | 122.64 | 122.64 | 122.64
CDRS1512B | 166561 | 1 | 134324 | Ruskin 12 round sealdamper with bracket | RUSKIN MANUFACTURING | CDRS15-12B | 122.64 | 122.64 | N | 122.64 | 122.64 | 122.64
CDRS1514B | 10510 | 2 | 134324 | Ruskin 14 round sealdamper with bracket | RUSKIN MANUFACTURING | CDRS15-14B | 127.5175 | 122.15 | Y | 127.5175 | 122.15 | 127.5175
CDRS1516B | 10510 | 2 | 134324 | Ruskin 16 round sealdamper with bracket | RUSKIN MANUFACTURING | CDRS15-16B | 151.67 | 151.67 | Y | 151.67 | 151.67 | 151.67
CDRS156B | 10510 | 3 | 134324 | Ruskin 6 round sealdamper with bracket | RUSKIN MANUFACTURING | CDRS15-6B | 111.945 | 108.15 | Y | 111.945 | 108.15 | 111.945
CDRS158B | 10510 | 1 | 134324 | Ruskin 8 round sealdamper with bracket | RUSKIN MANUFACTURING | CDRS15-8B | 116.11 | 109.88 | Y | 116.11 | 109.88 | 116.11
CDX96085 | 166560 | 3 | 168955 | CDX960-85 TSTAT DIG. SOLAR 6" stem | Miljoco (do not use) | CDX96085 | 33.0225 | 33.0225 | N | 33.0225 | 33.0225 | 33.0225
CEA | 10510 | 3 | 187620 | Parker 3X4 valve body3/8 x 1/2 SAE 04050 | PARKER HANNIFIN | CE-A | 47.783 | 42.439 | Y | 47.783 | 42.439 | 47.783
CEA | 175891 | 1 | 187620 | Parker 3X4 valve body3/8 x 1/2 SAE 04050 | PARKER HANNIFIN | CE-A | 47.783 | 31.632 | Y | 47.783 | 42.439 | 47.783
CEAA | 10510 | 4 | 187620 | Parker 2X4 valve body1/4 x 1/2 SAE 04050 | PARKER HANNIFIN | CE-AA | 28.277 | 28.0335 | Y | 28.277 | 28.277 | 28.277
CEAA | 175891 | 1 | 187620 | Parker 2X4 valve body1/4 x 1/2 SAE 04050 | PARKER HANNIFIN | CE-AA | 28.277 | 28.277 | Y | 28.277 | 28.277 | 28.277
CEB | 10510 | 3 | 187620 | Parker 3X4 valve body3/8 x 1/2 SAE 04050 | PARKER HANNIFIN | CE-B | 42.676 | 39.4333 | Y | 42.676 | 39.4333 | 42.676
CEB | 175891 | 1 | 187620 | Parker 3X4 valve body3/8 x 1/2 SAE 04050 | PARKER HANNIFIN | CE-B | 42.676 | 28.52 | Y | 42.676 | 39.4333 | 42.676
CEBVW3X4 | 10510 | 4 | 187620 | Parker angle valve 3/8 x 1/2SAE R22 0403 | PARKER HANNIFIN | CE-B-VW-3X4 | 75.537 | 75.537 | Y | 75.537 | 75.537 | 75.537
CEBVW3X4 | 175891 | 2 | 187620 | Parker angle valve 3/8 x 1/2SAE R22 0403 | PARKER HANNIFIN | CE-B-VW-3X4 | 75.537 | 48.184 | N | 75.537 | 75.537 | 75.537
CEC | 10510 | 2 | 187620 | Parker 3X4 valve body3/8 x 1/2 SAE 04050 | PARKER HANNIFIN | CE-C | 40.73 | 37.825 | Y | 40.73 | 37.825 | 40.73
CEC | 175891 | 1 | 187620 | Parker 3X4 valve body3/8 x 1/2 SAE 04050 | PARKER HANNIFIN | CE-C | 40.73 | 28.885 | Y | 40.73 | 37.825 | 40.73
CECVW3X4 | 10510 | 1 | 187620 | Parker angle valve 3/8 x 1/2SAE R22 3-5 | PARKER HANNIFIN | CE-C-VW-3X4 | 57.09 | 56.67 | Y | 57.09 | 56.67 | 57.09
CECVW3X4 | 175891 | 1 | 187620 | Parker angle valve 3/8 x 1/2SAE R22 3-5 | PARKER HANNIFIN | CE-C-VW-3X4 | 57.09 | 49.03 | N | 57.09 | 56.67 | 57.09
CF640 | 10510 | 39 | 187567 | 3/16 breakaway nut & sleeve3/8 hex 0.641 | ANDERSON FORRESTER | CF640 | 0.516 | 0.516 | Y | 0.516 | 0.516 | 0.516
CF641 | 10510 | 76 | 187567 | 1/4 breakaway nut & sleeve7/16 hex 0.656 | ANDERSON FORRESTER | CF641 | 0.709 | 0.709 | Y | 0.709 | 0.709 | 0.709
CF641 | 175891 | 11 | 187567 | 1/4 breakaway nut & sleeve7/16 hex 0.656 | ANDERSON FORRESTER | CF641 | 0.709 | 0.706 | Y | 0.709 | 0.709 | 0.709
CF643 | 10510 | 59 | 187567 | 1/4 breakaway nut & sleeve7/16 hex 1.125 | ANDERSON FORRESTER | CF643 | 1.5 | 1.5 | Y | 1.5 | 1.5 | 1.5
CF647 | 10510 | 20 | 187567 | 1/8 breakaway nut & sleeve7/16 hex 1.156 | ANDERSON FORRESTER | CF647 | 2.182 | 2.1582 | Y | 2.182 | 2.1582 | 2.182
CF647 | 175891 | 4 | 187567 | 1/8 breakaway nut & sleeve7/16 hex 1.156 | ANDERSON FORRESTER | CF647 | 2.182 | 1.45 | Y | 2.182 | 2.1582 | 2.182
CGS4PCSET | 166553 | 5 | 148259 | 4PC CO-MOLDED HDL W/DMND TIP Screwdriver | Apex Tool Group, LLC | CGS4PCSET | 21.28 | 21.28 | N | 21.28 | 21.28 | 21.28
CGS4PCSET | 166557 | 2 | 148259 | 4PC CO-MOLDED HDL W/DMND TIP Screwdriver | Apex Tool Group, LLC | CGS4PCSET | 21.28 | 17.69 | N | 21.28 | 21.28 | 21.28
CGS4PCSET | 166559 | 1 | 148259 | 4PC CO-MOLDED HDL W/DMND TIP Screwdriver | Apex Tool Group, LLC | CGS4PCSET | 21.28 | 17.69 | N | 21.28 | 21.28 | 21.28
CGS4PCSET | 166561 | 4 | 148259 | 4PC CO-MOLDED HDL W/DMND TIP Screwdriver | Apex Tool Group, LLC | CGS4PCSET | 21.28 | 17.69 | N | 21.28 | 21.28 | 21.28
CHFRAM22 | 166561 | 3 | 148259 | 22 OZ. WOOD MILLED-FACE FRAMING HAMMER | Apex Tool Group, LLC | CHFRAM22 | 18.02 | 18.02 | N | 18.02 | 18.02 | 18.02
CHS-24AW | 10010 | 30 | 130041 | Strobe / Horn, Indoor, 4-Wire | Potter Electric Signal Co. LLC | CHS-24AW | 39.49 | 39.6844 | Y | 39.49 | 39.6844 | 39.6844
CHS-24AW-WP | 10010 | 3 | 130041 | Strobe / Horn, Outdoor, 4-Wire | Potter Electric Signal Co. LLC | CHS-24-AW-WP | 55.5 | 55.5 | N | 55.5 | 55.5 | 55.5
CHS-24AW-WP | 173042 | 0 | 130041 | Strobe / Horn, Outdoor, 4-Wire | Potter Electric Signal Co. LLC | CHS-24-AW-WP | 55.5 | 55.5 | N | 55.5 | 55.5 | 55.5
CHS-24BW | 10010 | 2 | 130041 | Strobe / Horn, Indoor, 4-Wire | Potter Electric Signal Co. LLC | CHS-24BW | 39.5 | 39.5 | N | 39.5 | 39.5 | 39.5
CHS-24BW-WP | 10770 | 1 | 130041 | Strobe / Horn, Outdoor, 4-Wire | Potter Electric Signal Co. LLC | CHS-24BW-WP | 55.5 | 55.5 | N | 55.5 | 55.5 | 55.5
CHS-24RW | 10010 | 26 | 130041 | Strobe / Horn, Indoor, 4-Wire | Potter Electric Signal Co. LLC | CHS-24RW | 39.5 | 39.5 | Y | 39.5 | 39.5 | 39.5
CI-4 | 175883 | 328 | 133780 | Brass; for 1/4 OD poly tubing | DYNACON INC. | CI-4 | 0 | 0.11 | N | 0 | 0.11 | 0.11
CI24 | 10008 | 5 | 134012 | Occupancy Sensor | JOHNSON CONTROLS NORTH AMERICAN PRODUCTS (JCI) | CI-24 | 104.72 | 108.611 | Y | 104.72 | 108.611 | 108.611
CI24 | 175891 | 1 | 134012 | Occupancy Sensor | JOHNSON CONTROLS NORTH AMERICAN PRODUCTS (JCI) | CI-24 | 104.72 | 108.611 | Y | 104.72 | 108.611 | 108.611
CIMRVU4A0009FAA | 175891 | 2 | 176584 | YASKAWA 5HP 480VAC 3PHASE VFD | YASKAWA ELECTRIC AMERICA, INC (YASK) | CIMRVU4A0009FAA | 466.57 | 466.57 | N | 466.57 | 466.57 | 466.57
CIPER30-1 | 10008 | 0 | 133410 | Assembled Panel | APPLIED UTAH INC. | CIPER30-1 | 0 | 1389.9819 | N | 0 | 1389.9819 | 1389.9819
CKITVMD3BF120A | 166560 | 25 | 134496 | 120V, 3 Pole, Overide, Led and Base | VERIS INDUSTRIES LLC. | CKITVMD3BF120A | 11.49 | 11.49 | N | 11.49 | 11.49 | 11.49
CKS102 | 166553 | 9 | 188731 | Kroil Clear Aerosol 10oz Can | Kano Laboratories, LLC | CKS102 | 8.4 | 15.94 | N | 8.4 | 15.94 | 15.94
CLOSED END CRIMP TERMINAL (1) | 175883 | 150 | 134179 | Closed End Crimp Terminal 16-14AWG | NEUCO INC. | CLOSED END CRIMP TERMINAL (1) | 0 | 0.0095 | N | 0 | 0.0095 | 0.0095
CM241TH | 175888 | 2 | 176396 | SEALED POWER SUPPLY 24VDC, 100MA OUT | AAK POWER SUPPLY CORP | CM241TH | 47 | 47 | N | 47 | 47 | 47
CMF249HFCTND | 175891 | 143 | 133756 | 249 OHM RESISTER | DIGI-KEY CORPORATION | CMF249HFCTND | 0.2 | 0.19917 | N | 0.2 | 0.19917 | 0.2
CMF499HFCTND | 175891 | 68 | 133756 | 499 OHM RESISTOR | DIGI-KEY CORPORATION | CMF499HFCTND | 0.3227 | 0.3227 | N | 0.3227 | 0.3227 | 0.3227
CN1A | 175883 | 1 | 133826 | aux contacts for CN series | FUNCTIONAL DEVICES, INC. | CN1A | 6.08 | 6.08 | N | 6.08 | 6.08 | 6.08
CNA-62409 | 166559 | 6 | 133695 | MGDY 1/2in MAG CBL HOLDER BLK | Genuine Cable Group (GCG) (Connect Air) | W62409 | 2.028 | 1.92 | Y | 2.028 | 1.92 | 2.028
CNA-62419 | 166553 | 18 | 133695 | MGDY 3/4in MAG CBL HOLDER BLK | Genuine Cable Group (GCG) (Connect Air) | W62419 | 2.236 | 1.41 | N | 2.236 | 1.74 | 2.236
CNA-62419 | 166559 | 12 | 133695 | MGDY 3/4in MAG CBL HOLDER BLK | Genuine Cable Group (GCG) (Connect Air) | W62419 | 2.236 | 1.74 | N | 2.236 | 1.74 | 2.236
CNA-BRM2T075 | 166559 | 8 | 133695 | MGDY 3/4in 10-24 MAG BRDL RING | Genuine Cable Group (GCG) (Connect Air) | BRM2T075 | 2.9744 | 2.86 | Y | 2.9744 | 2.86 | 2.9744
CNA-BRM4T200 | 166559 | 3 | 133695 | MGDY 2in 1/4-20 MAG BRDL RING | Genuine Cable Group (GCG) (Connect Air) | BRM4T200 | 4.732 | 4.55 | Y | 4.732 | 4.55 | 4.732
CNA-CD30X40 | 166557 | 15 | 133695 | raceway width: 30 mm, height: 40 mm, le | Genuine Cable Group (GCG) (Connect Air) | CD30X40 | 0 | 11.45 | N | 0 | 11.45 | 11.45
CNA-DDS10C105 | 166561 | 42 | 133695 | Duraflex,Hi Temp,10AWG,105Strand,540 | Genuine Cable Group (GCG) (Connect Air) | DDS10C105 | 0 | 1.7 | N | 0 | 1.7 | 1.7
CNA-W144C20935 | 10008 | 0 | 133695 | 14/4C 500ft Stranded NS CL3P in Reel | Genuine Cable Group (GCG) (Connect Air) | W144C-2093.5 | 358.8 | 345 | N | 358.8 | 345 | 358.8
CNA-W161P2062RIB | 166560 | 1 | 133695 | 16/2 B/W Plenum RIB White, 1000 FT | Genuine Cable Group (GCG) (Connect Air) | W161P-2062RIB | 197.6 | 223.6667 | N | 197.6 | 223.6667 | 223.6667
CNA-W161P2084RIB | 10008 | 5 | 133695 | 16/2 B/W Shielded Plenum RIB White, 1000 | Genuine Cable Group (GCG) (Connect Air) | W161P-2084RIB | 218.4 | 201.7448 | N | 218.4 | 201.7448 | 218.4
CNA-W163C2008RIB | 10008 | 1 | 133695 | 16/3 Non Shielded Plenum, RIB White | Genuine Cable Group (GCG) (Connect Air) | W163C-2008RIB | 333.84 | 187.72 | N | 333.84 | 234.24 | 333.84
CNA-W163C2008RIB | 166561 | 2 | 133695 | 16/3 Non Shielded Plenum, RIB White | Genuine Cable Group (GCG) (Connect Air) | W163C-2008RIB | 333.84 | 190 | N | 333.84 | 234.24 | 333.84
CNA-W163C2018 | 10008 | 1 | 133695 | 16/3 Shielded Plenum White, 1000 FT | Genuine Cable Group (GCG) (Connect Air) | W163C-2018 | 364 | 214 | N | 364 | 344 | 364
CNA-W163C2018 | 166553 | 1 | 133695 | 16/3 Shielded Plenum White, 1000 FT | Genuine Cable Group (GCG) (Connect Air) | W163C-2018 | 364 | 344 | N | 364 | 344 | 364
CNA-W163C2018 | 166561 | 1 | 133695 | 16/3 Shielded Plenum White, 1000 FT | Genuine Cable Group (GCG) (Connect Air) | W163C-2018 | 364 | 214 | N | 364 | 344 | 364
CNA-W1810C2078 | 10008 | 4 | 133695 | 18/10C STR NS CMP | Genuine Cable Group (GCG) (Connect Air) | W1810C-2078 | 634.4 | 592 | N | 634.4 | 592 | 634.4
CNA-W181P20405RIB | 10510 | 9 | 133695 | 18AWG 2 Cond B/W Shielded Plenum RIB | Genuine Cable Group (GCG) (Connect Air) | W181P-2040.5RIB | 72.8 | 69.2679 | Y | 72.8 | 70 | 72.8
CNA-W181P20405RIB | 166553 | 1 | 133695 | 18AWG 2 Cond B/W Shielded Plenum RIB | Genuine Cable Group (GCG) (Connect Air) | W181P-2040.5RIB | 72.8 | 67 | N | 72.8 | 70 | 72.8
CNA-W181P20405RIB | 175891 | 5 | 133695 | 18AWG 2 Cond B/W Shielded Plenum RIB | Genuine Cable Group (GCG) (Connect Air) | W181P-2040.5RIB | 72.8 | 70 | Y | 72.8 | 70 | 72.8
CNA-W181P2040BLRB | 175883 | 1 | 133695 | 18/1PR STR SHLD CMP BLUE RIB | Genuine Cable Group (GCG) (Connect Air) | W181P-2040BLRB | 140.4 | 155 | N | 140.4 | 155 | 155
CNA-W181P2040GYRB | 10770 | 1 | 133695 | 18/1P STR OAS CMP GRAY RIB, 1000 ft roll | Genuine Cable Group (GCG) (Connect Air) | W181P-2040GYRB | 140.4 | 124 | Y | 140.4 | 124 | 140.4
CNA-W181P2040RIBCAI | 175883 | 2 | 133695 | 18AWG, 2 Cond B/W Shielded Plenum RIB | Genuine Cable Group (GCG) (Connect Air) | W181P-2040RIB-CAI | 140.4 | 153 | N | 140.4 | 153 | 153
CNA-W181P2040YRB | 166557 | 1 | 133695 | 18/2, PS, STR, SHLD, YELLOW JACKET, | Genuine Cable Group (GCG) (Connect Air) | W181P-2040YRB | 140.4 | 124 | N | 140.4 | 124 | 140.4
CNA-W181P20515RIB | 10510 | 11 | 133695 | 18/2 Plenum Strand Wire, NS, White, 500' | Genuine Cable Group (GCG) (Connect Air) | W181P-2051.5RIB | 69.68 | 67 | Y | 69.68 | 67 | 69.68
CNA-W181P20515RIB | 175891 | 3 | 133695 | 18/2 Plenum Strand Wire, NS, White, 500' | Genuine Cable Group (GCG) (Connect Air) | W181P-2051.5RIB | 69.68 | 65.6667 | Y | 69.68 | 67 | 69.68
CNA-W181P2051BLRB | 10770 | 1 | 133695 | 18/2 Plenum Strand Wire, NS, Blue 1000' | Genuine Cable Group (GCG) (Connect Air) | W181P2051BLRB | 126.88 | 113 | Y | 126.88 | 113 | 126.88
CNA-W181P2051ORRB | 166553 | 1 | 133695 | 18/1PR STR NS CMP Orange RIB, 1000 | Genuine Cable Group (GCG) (Connect Air) | W181P-2051ORRB | 119.6 | 109 | N | 119.6 | 109 | 119.6
CNA-W181P2051PNKB | 166553 | 2 | 133695 | 18/1PR STR NS CMP PINK RIB, 1000 | Genuine Cable Group (GCG) (Connect Air) | W181P-2051P-NKB | 119.6 | 109.5 | N | 119.6 | 109.5 | 119.6
CNA-W181P2051RIB | 175883 | 0 | 133695 | 18/2 NON-Shield PLNM1k box | Genuine Cable Group (GCG) (Connect Air) | W181P-2051RIB | 126.88 | 122 | N | 126.88 | 122 | 126.88
CNA-W183C2052250 | 10770 | 1 | 133695 | 18-3 plenum cable, non shielded | Genuine Cable Group (GCG) (Connect Air) | W183C-2052/250 | 46.8 | 41 | Y | 46.8 | 41 | 46.8
CNA-W183C20525RIB | 10008 | 2 | 133695 | 18AWG, 3 Cond NS Plenum RIB White | Genuine Cable Group (GCG) (Connect Air) | W183C-2052.5RIB | 88.4 | 77.0438 | N | 88.4 | 84.8043 | 88.4
CNA-W183C20525RIB | 10770 | 1 | 133695 | 18AWG, 3 Cond NS Plenum RIB White | Genuine Cable Group (GCG) (Connect Air) | W183C-2052.5RIB | 88.4 | 82 | Y | 88.4 | 84.8043 | 88.4
CNA-W183C20525RIB | 175891 | 6 | 133695 | 18AWG, 3 Cond NS Plenum RIB White | Genuine Cable Group (GCG) (Connect Air) | W183C-2052.5RIB | 88.4 | 84.8043 | Y | 88.4 | 84.8043 | 88.4
CNA-W183C2052RIB | 10008 | 1 | 133695 | 18AWG, 3 Cond NS Plenum RIB White | Genuine Cable Group (GCG) (Connect Air) | W183C-2052RIB | 176.8 | 164 | N | 176.8 | 168.339 | 176.8
CNA-W183C2058250 | 10008 | 2 | 133695 | 18/3 , PS, 250ft/spool | Genuine Cable Group (GCG) (Connect Air) | W183C-2058/250 | 52 | 53.775 | N | 52 | 53.775 | 53.775
CNA-W183C20585RIB | 10510 | 3 | 133695 | 18AWG, 3 Cond Shielded Plenum Box White | Genuine Cable Group (GCG) (Connect Air) | W183C-2058.5RIB | 102.96 | 95.576 | Y | 102.96 | 95.576 | 102.96
CNA-W183C20585RIB | 175891 | 3 | 133695 | 18AWG, 3 Cond Shielded Plenum Box White | Genuine Cable Group (GCG) (Connect Air) | W183C-2058.5RIB | 102.96 | 94.6375 | Y | 102.96 | 95.576 | 102.96
CNA-W183C2058BLBJC | 166553 | 1 | 133695 | 18/3 Shield Plenum Wire 1K Roll Blue | Genuine Cable Group (GCG) (Connect Air) | W183C-2058BLBJC | 204.88 | 194.975 | N | 204.88 | 194.975 | 204.88
CNA-W183C2058PRB | 166560 | 2 | 133695 | 18/3 Shielded Plenum Wire 1000' Purple | Genuine Cable Group (GCG) (Connect Air) | W183C-2058PRB | 198.64 | 204.41 | N | 198.64 | 204.41 | 204.41
CNA-W184C20595RIB | 175891 | 10 | 133695 | 18/4 Shielded Plenum Wire RIB White | Genuine Cable Group (GCG) (Connect Air) | W184C-2059.5RIB | 124.8 | 119.9572 | Y | 124.8 | 119.9572 | 124.8
CNA-W184C2059RIB | 10510 | 10 | 133695 | 18AWG 4 Cond Shielded Plenum RIB White | Genuine Cable Group (GCG) (Connect Air) | W184C-2059RIB | 249.6 | 240 | Y | 249.6 | 240 | 249.6
CNA-W184C20995RIB | 10510 | 8 | 133695 | 18AWG, 4 Cond NS Plenum RIB White | Genuine Cable Group (GCG) (Connect Air) | W184C-2099.5RIB | 119.6 | 115 | Y | 119.6 | 115 | 119.6
CNA-W184C20995RIB | 175891 | 12 | 133695 | 18AWG, 4 Cond NS Plenum RIB White | Genuine Cable Group (GCG) (Connect Air) | W184C-2099.5RIB | 119.6 | 113.9333 | Y | 119.6 | 115 | 119.6
CNA-W184C2099RIB | 175883 | 0 | 133695 | 18AWG, 4 Cond NS Plenum RIB White | Genuine Cable Group (GCG) (Connect Air) | W184C-2099RIB | 228.8 | 220 | N | 228.8 | 220 | 228.8
CNA-W186C20545RIB | 10008 | 3 | 133695 | 18AWG 6 Cond NS Plenum RIB White | Genuine Cable Group (GCG) (Connect Air) | W186C-2054.5RIB | 175.76 | 151.9 | N | 175.76 | 167.0227 | 175.76
CNA-W186C20545RIB | 10510 | 7 | 133695 | 18AWG 6 Cond NS Plenum RIB White | Genuine Cable Group (GCG) (Connect Air) | W186C-2054.5RIB | 175.76 | 167.0227 | Y | 175.76 | 167.0227 | 175.76
CNA-W186C20545RIB | 166557 | 2 | 133695 | 18AWG 6 Cond NS Plenum RIB White | Genuine Cable Group (GCG) (Connect Air) | W186C-2054.5RIB | 175.76 | 147.85 | N | 175.76 | 167.0227 | 175.76
CNA-W186C20545RIB | 166561 | 1 | 133695 | 18AWG 6 Cond NS Plenum RIB White | Genuine Cable Group (GCG) (Connect Air) | W186C-2054.5RIB | 175.76 | 150.7588 | N | 175.76 | 167.0227 | 175.76
CNA-W186C20545RIB | 175891 | 6 | 133695 | 18AWG 6 Cond NS Plenum RIB White | Genuine Cable Group (GCG) (Connect Air) | W186C-2054.5RIB | 175.76 | 156.5472 | Y | 175.76 | 167.0227 | 175.76
CNA-W186C2054RIBCAI | 10008 | 2 | 133695 | 18AWG 6 Cond NS Plenum RIB White | Genuine Cable Group (GCG) (Connect Air) | W186C-2054RIB-CAI | 338 | 320 | N | 338 | 320 | 338
CNA-W186C20555RIB | 10008 | 1 | 133695 | 18AWG 6 Cond Shielded Plenum RIB White | Genuine Cable Group (GCG) (Connect Air) | W186C-2055.5RIB | 182 | 156.55 | N | 182 | 174 | 182
CNA-W186C20555RIB | 166561 | 1 | 133695 | 18AWG 6 Cond Shielded Plenum RIB White | Genuine Cable Group (GCG) (Connect Air) | W186C-2055.5RIB | 182 | 0 | N | 182 | 174 | 182
CNA-W186C20555RIB | 175891 | 1 | 133695 | 18AWG 6 Cond Shielded Plenum RIB White | Genuine Cable Group (GCG) (Connect Air) | W186C-2055.5RIB | 182 | 174 | Y | 182 | 174 | 182
CNA-W186C2055RIB | 175891 | 3 | 133695 | 18AWG 6 Cond Shld Plenum RIB White 1K FT | Genuine Cable Group (GCG) (Connect Air) | W186C-2055RIB | 361.92 | 342.6667 | N | 361.92 | 342.6667 | 361.92
CNA-W188C20305RIB | 10008 | 1 | 133695 | 18AWG 8 Cond Shielded Plenum RIB White | Genuine Cable Group (GCG) (Connect Air) | W188C-2030.5RIB | 244.4 | 208.7011 | N | 244.4 | 235 | 244.4
CNA-W188C20305RIB | 175891 | 4 | 133695 | 18AWG 8 Cond Shielded Plenum RIB White | Genuine Cable Group (GCG) (Connect Air) | W188C-2030.5RIB | 244.4 | 235 | Y | 244.4 | 235 | 244.4
CNA-W188C20465RIB | 10510 | 13 | 133695 | 18AWG 8 Cond NS Plenum RIB White | Genuine Cable Group (GCG) (Connect Air) | W188C-2046.5RIB | 223.6 | 215 | Y | 223.6 | 217.375 | 223.6
CNA-W188C20465RIB | 166557 | 1 | 133695 | 18AWG 8 Cond NS Plenum RIB White | Genuine Cable Group (GCG) (Connect Air) | W188C-2046.5RIB | 223.6 | 192.9 | N | 223.6 | 217.375 | 223.6
CNA-W188C20465RIB | 175883 | 4 | 133695 | 18AWG 8 Cond NS Plenum RIB White | Genuine Cable Group (GCG) (Connect Air) | W188C-2046.5RIB | 223.6 | 217.375 | N | 223.6 | 217.375 | 223.6
CNA-W188C20465RIB | 175891 | 4 | 133695 | 18AWG 8 Cond NS Plenum RIB White | Genuine Cable Group (GCG) (Connect Air) | W188C-2046.5RIB | 223.6 | 209.8804 | Y | 223.6 | 217.375 | 223.6
CNA-W202P2288INTEC | 10010 | 21 | 133695 | Cable, 20 AWG, 2 Pair, Stranded, | Genuine Cable Group (GCG) (Connect Air) | W202P-2288INTEC | 216 | 215.993 | Y | 216 | 215.993 | 216
CNA-W221P2001B | 10008 | 1 | 133695 | Lon NS Level4 Plenum Box Blue | Genuine Cable Group (GCG) (Connect Air) | W221P-2001B | 128.96 | 124 | N | 128.96 | 140 | 140
CNA-W221P2001B | 166560 | 2 | 133695 | Lon NS Level4 Plenum Box Blue | Genuine Cable Group (GCG) (Connect Air) | W221P-2001B | 128.96 | 112.6667 | N | 128.96 | 140 | 140
CNA-W221P2001B | 166561 | 2 | 133695 | Lon NS Level4 Plenum Box Blue | Genuine Cable Group (GCG) (Connect Air) | W221P-2001B | 128.96 | 120.5 | N | 128.96 | 140 | 140
CNA-W221P2001B | 175883 | 2 | 133695 | Lon NS Level4 Plenum Box Blue | Genuine Cable Group (GCG) (Connect Air) | W221P-2001B | 128.96 | 140 | N | 128.96 | 140 | 140
CNA-W221P2001YB | 10008 | 3 | 133695 | 22/1 LonWorks Wire Yellow Jacket 1000FT | Genuine Cable Group (GCG) (Connect Air) | W221P-2001YB | 128.96 | 132.8 | N | 128.96 | 132.8 | 132.8
CNA-W221P2001YB | 175883 | 1 | 133695 | 22/1 LonWorks Wire Yellow Jacket 1000FT | Genuine Cable Group (GCG) (Connect Air) | W221P-2001YB | 128.96 | 130 | N | 128.96 | 132.8 | 132.8
CNA-W221P2003ORRB1 | 175891 | 2 | 133695 | 22/11k 485 Orange Plenum Cbl 12.9pF/ | Genuine Cable Group (GCG) (Connect Air) | W221P-2003ORRB1 | 212.16 | 204 | Y | 212.16 | 204 | 212.16
CNA-W221P2227RIB | 166561 | 1 | 133695 | 22AWG COM WIRE GREEN | Genuine Cable Group (GCG) (Connect Air) | W221P-2227RIB | 182 | 185.72 | N | 182 | 185.72 | 185.72
CNA-W221P2544LAN | 166557 | 1 | 133695 | 22/2 1000 PB, Purple jacketed BACne | Genuine Cable Group (GCG) (Connect Air) | W221P-2544LAN | 101.92 | 83 | N | 101.92 | 83 | 101.92
CNA-W222P2147BRNJC | 166553 | 2 | 133695 | JCI-SA BUS WIRE,22/4,STRD,SHLD,1000 | Genuine Cable Group (GCG) (Connect Air) | W222P-2147BRNJC | 156 | 139.3 | N | 156 | 159 | 159
CNA-W222P2147BRNJC | 175883 | 3 | 133695 | JCI-SA BUS WIRE,22/4,STRD,SHLD,1000 | Genuine Cable Group (GCG) (Connect Air) | W222P-2147BRNJC | 156 | 159 | N | 156 | 159 | 159
CNA-W223C2144FCBJC | 10510 | 2 | 133695 | 22/3 Blue Shielded Plenum Wire 1K | Genuine Cable Group (GCG) (Connect Air) | W223C-2144FCBJC | 119.6 | 115 | Y | 119.6 | 127 | 127
CNA-W223C2144FCBJC | 166559 | 1 | 133695 | 22/3 Blue Shielded Plenum Wire 1K | Genuine Cable Group (GCG) (Connect Air) | W223C-2144FCBJC | 119.6 | 109.7222 | Y | 119.6 | 127 | 127
CNA-W223C2144FCBJC | 175883 | 1 | 133695 | 22/3 Blue Shielded Plenum Wire 1K | Genuine Cable Group (GCG) (Connect Air) | W223C-2144FCBJC | 119.6 | 127 | N | 119.6 | 127 | 127
CNA-W224C2020RIB | 175883 | 3 | 133695 | 22/4 1000 Str Shielded,Plenum White | Genuine Cable Group (GCG) (Connect Air) | W224C-2020RIB | 145.6 | 153 | N | 145.6 | 153 | 153
CNA-W241P2000FRIB | 10510 | 4 | 133695 | Connect Air 24/1 pr ShieldedPlenum Orang | Genuine Cable Group (GCG) (Connect Air) | W241P-2000FRIB | 171.6 | 168.5385 | Y | 171.6 | 168.5385 | 171.6
CNA-W241P2000FRIB | 175891 | 5 | 133695 | Connect Air 24/1 pr ShieldedPlenum Orang | Genuine Cable Group (GCG) (Connect Air) | W241P-2000FRIB | 171.6 | 163.3786 | Y | 171.6 | 168.5385 | 171.6
CNA-W241P2000FRIB250 | 10008 | 6 | 133695 | OR, 24G, 1P, STRND, SHLD, LOW CAP, PLN, | Genuine Cable Group (GCG) (Connect Air) | W241P-2000FRIB/250 | 46.8 | 39.3419 | N | 46.8 | 42 | 46.8
CNA-W241P2000FRIB250 | 175891 | 2 | 133695 | OR, 24G, 1P, STRND, SHLD, LOW CAP, PLN, | Genuine Cable Group (GCG) (Connect Air) | W241P-2000FRIB/250 | 46.8 | 42 | Y | 46.8 | 42 | 46.8
CNA-W244P2175250 | 10008 | 3 | 133695 | Cat 5e Plenum cable, Blue jacket | Genuine Cable Group (GCG) (Connect Air) | W244P-2175/250 | 49.92 | 47.8125 | N | 49.92 | 47.8125 | 49.92
CNA-W244P2175CB | 166557 | 2 | 133695 | CAT5 ETHERNET WIRE | Genuine Cable Group (GCG) (Connect Air) | W244P-2175CB | 187.2 | 193 | N | 187.2 | 193 | 193
CNA-W244P2175CB | 166560 | 1 | 133695 | CAT5 ETHERNET WIRE | Genuine Cable Group (GCG) (Connect Air) | W244P-2175CB | 187.2 | 188.75 | N | 187.2 | 193 | 193
CNA-W244P2176CB | 166557 | 1 | 133695 | CAT5 ETHERNET WIRE | Genuine Cable Group (GCG) (Connect Air) | W244P-2176CB | 187.2 | 193 | N | 187.2 | 193 | 193
CNA-W244P2176CB | 175883 | 1 | 133695 | CAT5 ETHERNET WIRE | Genuine Cable Group (GCG) (Connect Air) | W244P-2176CB | 187.2 | 193 | N | 187.2 | 193 | 193
CNA-W62409 | 166559 | 24 | 133695 | Cable Holder, Magnetic | Genuine Cable Group (GCG) (Connect Air) | W62409 | 3.796 | 1.74 | Y | 3.796 | 1.74 | 3.796
CNA-W62411 | 10008 | 1290 | 133695 | Cable Tie Mount, Magnetic | Genuine Cable Group (GCG) (Connect Air) | W62411 | 1.9968 | 1.92 | Y | 1.9968 | 1.92 | 1.9968
CNA-W62415 | 166553 | 10 | 133695 | MGDY 1in MAG CABLE HOLDER WHT | Genuine Cable Group (GCG) (Connect Air) | W62415 | 2.34 | 1.87 | N | 2.34 | 1.87 | 2.34
CNA-W62419 | 166559 | 12 | 133695 | 3/4" MAGNETIC CABLE HOLDER | Genuine Cable Group (GCG) (Connect Air) | W62419 | 1.9968 | 1.8943 | N | 1.9968 | 1.8943 | 1.9968
CNA-W62450 | 166559 | 24 | 133695 | MGDY 1/2in MAG CLAMP BLACK | Genuine Cable Group (GCG) (Connect Air) | W62450 | 2.392 | 2.26 | Y | 2.392 | 2.26 | 2.392
CNA-WBRM4T125 | 10008 | 17 | 133695 | MGDY 1.25in 1/4-20 MAG BRDL RIN | Genuine Cable Group (GCG) (Connect Air) | WBRM4T125 | 5.0856 | 4.16 | Y | 5.0856 | 4.16 | 5.0856
CNA-WJH12MS | 10008 | 50 | 133695 | Magnetic J Hook | Genuine Cable Group (GCG) (Connect Air) | WJH12MS | 5.5432 | 3.69 | N | 5.5432 | 3.69 | 5.5432
CNA-WJH12MT | 10008 | 37 | 133695 | Magnetic J Hook | Genuine Cable Group (GCG) (Connect Air) | WJH12MT | 5.408 | 4.5 | N | 5.408 | 4.5 | 5.408
CNA-WSECCOMP28145CG | 10008 | 1 | 133695 | 500FT roll of Security Composite Wire | Genuine Cable Group (GCG) (Connect Air) | WSECCOMP-2814.5CG | 0 | 347.5 | N | 0 | 347.5 | 347.5
CO2EXCH | 10510 | 36 | 187610 | HAZMAT 5 lb CO2 contentsMOX | MINNEAPOLIS OXYGEN CO. | CO2-EXCH | 8.08 | 8.2069 | Y | 8.08 | 8.2069 | 8.2069
CO2PURCH | 10510 | 55 | 187610 | HAZMAT 5 lb CO2 cylinderpurchase MOX | MINNEAPOLIS OXYGEN CO. | CO2-PURCH | 107.26 | 59.301 | N | 107.26 | 59.301 | 107.26
CO605B | 10008 | 5 | 133358 | CO Detector Plug-In Alarm No Display | ADEMCO, INC. (Resideo) | CO605B | 23.54 | 23.54 | Y | 23.54 | 23.54 | 23.54
COI1061405 | 10510 | 2 | 177052 | 3/4X1 H.W.RELIEF VALVE 50# | AALBERTS IPS AMERICAS,INC | COI-1061405 | 117.67 | 117.67 | Y | 117.67 | 117.67 | 117.67
COI1220508 | 175891 | 2 | 177101 | 2" RELIEF VALVE | APOLLO VALVES | COI-1220508 | 202.3683 | 288.58 | Y | 202.3683 | 288.58 | 288.58
COI1220608 | 175891 | 4 | 177101 | 2 1/2" RELIEF VALVE | APOLLO VALVES | COI-1220608 | 427.06 | 427.06 | Y | 427.06 | 427.06 | 427.06
COI2020500 | 173042 | 3 | 175070 | 1/2"WATERGAUGE SET | CONTROLLER SERV. & SALES | 20-205-00 | 77.795 | 84.18 | Y | 77.795 | 84.18 | 84.18
COI4165008 | 173042 | 9 | 175070 | 1/8" L.H. PET COCK | CONTROLLER SERV. & SALES | COI-4165008 | 5.13 | 5.13 | N | 5.13 | 5.13 | 5.13
COI4166008 | 173042 | 3 | 175070 | 1/4 L.H.PET COCK | CONTROLLER SERV. & SALES | COI-4166008 | 5.4 | 5.4 | N | 5.4 | 5.4 | 5.4
COI50GB401 | 10510 | 5 | 177052 | 3/4" GAS VALVE | AALBERTS IPS AMERICAS,INC | COI-50GB401 | 43.545 | 43.545 | Y | 43.545 | 43.545 | 43.545
COI50GB7A1 | 175891 | 1 | 175070 | 1 1/2" GAS VALVE | CONTROLLER SERV. & SALES | COI-50GB7A1 | 71.12 | 71.12 | N | 71.12 | 71.12 | 71.12
COI5611101 | 173042 | 4 | 175070 | B COCK | CONTROLLER SERV. & SALES | COI-5611101 | 5.09 | 5.09 | N | 5.09 | 5.09 | 5.09
COI7010201 | 173042 | 4 | 177101 | 3/8IN BRONZE VLV | APOLLO VALVES | COI-7010201 | 14.75 | 4.44 | N | 14.75 | 14.7511 | 14.7511
COI7010201 | 175891 | 5 | 177101 | 3/8IN BRONZE VLV | APOLLO VALVES | COI-7010201 | 14.75 | 14.7511 | Y | 14.75 | 14.7511 | 14.7511
COI7010301 | 175891 | 1 | 177101 | 1/2IN BRONZE VLV | APOLLO VALVES | COI-7010301 | 14.59 | 7.2639 | N | 14.59 | 7.2639 | 14.59
COI7010601 | 173042 | 4 | 177101 | 1-1/4 BRONZE VLV | APOLLO VALVES | COI-7010601 | 40.94 | 15.47 | N | 40.94 | 40.936 | 40.94
COI7010601 | 175891 | 6 | 177101 | 1-1/4 BRONZE VLV | APOLLO VALVES | COI-7010601 | 40.94 | 40.936 | N | 40.94 | 40.936 | 40.94
COI7010701 | 173042 | 3 | 177101 | 1-1/2 BRONZE VLV | APOLLO VALVES | COI-7010701 | 31.66 | 31.66 | N | 31.66 | 31.66 | 31.66
COI7020401 | 173042 | 8 | 175070 | 3/4IN BRONZE VLV | CONTROLLER SERV. & SALES | COI-7020401 | 11.74 | 11.74 | N | 11.74 | 11.74 | 11.74
COI7020601 | 173042 | 2 | 175070 | 1-1/4 BRONZE VLV | CONTROLLER SERV. & SALES | COI-7020601 | 24.79 | 24.79 | N | 24.79 | 24.79 | 24.79
COIE181800 | 175891 | 100 | 177101 | 3/4" BRASS GAUGE GLASS WASHERS | APOLLO VALVES | COI-E181800 | 0.7034 | 0.7034 | N | 0.7034 | 0.7034 | 0.7034
COMMENT | 175891 | 206 | 176782 | . | JOHN GRAHAM | COMMENT | 0 | 0 | N | 0 | 0 | 0
CONKIT-TUB | 10010 | 1 | 130034 | 6 FT TUBING | Marshall's | CONKIT-TUB | 3.36 | 3.36 | N | 3.36 | 3.36 | 3.36
CP0431D000300000001 | 10008 | 1 | 168850 | Blue Ridge Control Panel I/O 16 Output | Blue Ridge Technologies | CP0431D0-00300-0-00001 | 1986.48 | 1 | N | 1986.48 | 1 | 1986.48
CP8A | 166561 | 83 | 168821 | Tapered Plug .302-.370, ORANGE (50pk | ESSENTRA COMPONENTS | CP8A | 0.233 | 0.23296 | N | 0.233 | 0.23296 | 0.233
CPK258FL | 166553 | 4 | 148259 | EDC FRAMELOCK LOW PRO, 2.58" | Apex Tool Group, LLC | CPK258FL | 20.67 | 20.67 | N | 20.67 | 20.67 | 20.67
CPK258FL | 166561 | 10 | 148259 | EDC FRAMELOCK LOW PRO, 2.58" | Apex Tool Group, LLC | CPK258FL | 20.67 | 11.19 | N | 20.67 | 20.67 | 20.67
CPK325A | 166553 | 4 | 148259 | POCKET KNIFE,3.25",ALUMINUM HANDLE | Apex Tool Group, LLC | CPK325A | 17.3 | 15.42 | N | 17.3 | 17.3 | 17.3
CPK325A | 166557 | 5 | 148259 | POCKET KNIFE,3.25",ALUMINUM HANDLE | Apex Tool Group, LLC | CPK325A | 17.3 | 17.3 | N | 17.3 | 17.3 | 17.3
CPK325A | 166561 | 4 | 148259 | POCKET KNIFE,3.25",ALUMINUM HANDLE | Apex Tool Group, LLC | CPK325A | 17.3 | 17.3 | N | 17.3 | 17.3 | 17.3
CPK325C | 166553 | 4 | 148259 | POCKET KNIFE,3.25",COMPOSITE HANDLE | Apex Tool Group, LLC | CPK325C | 14.92 | 14.92 | N | 14.92 | 14.92 | 14.92
CPK325C | 166557 | 2 | 148259 | POCKET KNIFE,3.25",COMPOSITE HANDLE | Apex Tool Group, LLC | CPK325C | 14.92 | 12.41 | N | 14.92 | 14.92 | 14.92
CPK325C | 166561 | 1 | 148259 | POCKET KNIFE,3.25",COMPOSITE HANDLE | Apex Tool Group, LLC | CPK325C | 14.92 | 12.41 | N | 14.92 | 14.92 | 14.92
CPR-1075 | 10510 | 4 | 187569 | Cooper Puncture Probe (accessory) | COPELAND COLD CHAIN LP dba COOPER-ATKINS | 1075 | 35.49 | 32.0932 | Y | 35.49 | 32.0932 | 35.49
CPR-1075 | 166561 | 10 | 187569 | Cooper Puncture Probe (accessory) | COPELAND COLD CHAIN LP dba COOPER-ATKINS | 1075 | 35.49 | 19.7793 | Y | 35.49 | 32.0932 | 35.49
CPR-1075 | 175891 | 1 | 187569 | Cooper Puncture Probe (accessory) | COPELAND COLD CHAIN LP dba COOPER-ATKINS | 1075 | 35.49 | 28.079 | N | 35.49 | 32.0932 | 35.49
CPR-2010 | 10510 | 2 | 187569 | Cooper Air Surface Probe .5" | COPELAND COLD CHAIN LP dba COOPER-ATKINS | CPR-2010 | 27.12 | 27.12 | Y | 27.12 | 27.12 | 27.12
CPR-4011 | 10510 | 1 | 187569 | Cooper Surface Probe Disc CIC | COPELAND COLD CHAIN LP dba COOPER-ATKINS | COOP-4011 | 40.65 | 41.67 | Y | 40.65 | 41.67 | 41.67
CPSTRS21 | 175891 | 1 | 168880 | 115V SPARKLESS IGNTION PROOF RECOVER PUM | CPS Products, Inc. | TRS21 | 599.99 | 599.99 | N | 599.99 | 599.99 | 599.99
CR101B1 | 10008 | 4 | 147419 | Manual Started 2P N1 | CED & ROYAL WHOLESALE ELECTRIC | CR101B1 | 82.97 | 82.87 | N | 82.97 | 82.87 | 82.97
CR123B186B | 10008 | 4 | 147419 | HEATER 14.9 - 16.0 AMP | CED & ROYAL WHOLESALE ELECTRIC | CR123B186B | 17.35 | 17.35 | N | 17.35 | 17.35 | 17.35
CRD002000724 | 173042 | 3 | 133468 | PITOT TUBE | CROSSROADS INDUSTRIAL SERVICES | CRD-002000724 | 11.6 | 14.52 | Y | 11.6 | 14.52 | 14.52
CRD002000724 | 175891 | 3 | 134179 | PITOT TUBE | NEUCO INC. | 2000724 | 11.6 | 11.1579 | N | 11.6 | 14.52 | 14.52
CRD801111301 | 10510 | 30 | 133468 | JD-2 BLUE .07-1.7" AIR SWTCH | CROSSROADS INDUSTRIAL SERVICES | 801111301 | 51.1056 | 53.263 | Y | 51.1056 | 55.324 | 55.324
CRD801111301 | 173042 | 5 | 133468 | JD-2 BLUE .07-1.7" AIR SWTCH | CROSSROADS INDUSTRIAL SERVICES | 801111301 | 51.1056 | 55.324 | Y | 51.1056 | 55.324 | 55.324
CRD801111301 | 175891 | 5 | 133468 | JD-2 BLUE .07-1.7" AIR SWTCH | CROSSROADS INDUSTRIAL SERVICES | 801111301 | 51.1056 | 49.237 | Y | 51.1056 | 55.324 | 55.324
CRD801111302 | 10008 | 1 | 133468 | JD-2 GREY .1-4" AIR SWTCH | CROSSROADS INDUSTRIAL SERVICES | CRD-801111302 | 53.86 | 53.86 | N | 53.86 | 55.3963 | 55.3963
CRD801111302 | 10510 | 22 | 133468 | JD-2 GREY .1-4" AIR SWTCH | CROSSROADS INDUSTRIAL SERVICES | CRD-801111302 | 53.86 | 55.3963 | Y | 53.86 | 55.3963 | 55.3963
CRD801111302 | 173042 | 8 | 133468 | JD-2 GREY .1-4" AIR SWTCH | CROSSROADS INDUSTRIAL SERVICES | CRD-801111302 | 53.86 | 55.08 | Y | 53.86 | 55.3963 | 55.3963
CRD801111302 | 175891 | 3 | 133468 | JD-2 GREY .1-4" AIR SWTCH | CROSSROADS INDUSTRIAL SERVICES | CRD-801111302 | 53.86 | 53.86 | Y | 53.86 | 55.3963 | 55.3963
CRD801111303 | 10008 | 1 | 133468 | JD-2 RED .1-24" AIR SWTCH | CROSSROADS INDUSTRIAL SERVICES | CRD-801111303 | 44.704 | 44.704 | N | 44.704 | 51.571 | 51.571
CRD801111303 | 10510 | 13 | 133468 | JD-2 RED .1-24" AIR SWTCH | CROSSROADS INDUSTRIAL SERVICES | CRD-801111303 | 44.704 | 51.571 | Y | 44.704 | 51.571 | 51.571
CRD801111303 | 173042 | 21 | 133468 | JD-2 RED .1-24" AIR SWTCH | CROSSROADS INDUSTRIAL SERVICES | CRD-801111303 | 44.704 | 42.06 | N | 44.704 | 51.571 | 51.571
CRD801111303 | 175891 | 2 | 133468 | JD-2 RED .1-24" AIR SWTCH | CROSSROADS INDUSTRIAL SERVICES | CRD-801111303 | 44.704 | 42.06 | Y | 44.704 | 51.571 | 51.571
CRD8021206021 | 10510 | 30 | 133468 | SMD1206021 .17"-12" COMP FITTINGS | CROSSROADS INDUSTRIAL SERVICES | 8021206021 | 41.2392 | 40.5422 | Y | 41.2392 | 40.5422 | 41.2392
CRD8021206021 | 173042 | 75 | 133468 | SMD1206021 .17"-12" COMP FITTINGS | CROSSROADS INDUSTRIAL SERVICES | 8021206021 | 41.2392 | 34.3155 | N | 41.2392 | 40.5422 | 41.2392
CRD8021206021 | 175891 | 8 | 133468 | SMD1206021 .17"-12" COMP FITTINGS | CROSSROADS INDUSTRIAL SERVICES | 8021206021 | 41.2392 | 33.0527 | Y | 41.2392 | 40.5422 | 41.2392
CRD8021206255 | 173042 | 4 | 133468 | ICB#836-430 AIR SWITCH | CROSSROADS INDUSTRIAL SERVICES | 8021206255 | 30.68 | 43.45 | Y | 30.68 | 44.9 | 44.9
CRD8021206255 | 175891 | 2 | 133468 | ICB#836-430 AIR SWITCH | CROSSROADS INDUSTRIAL SERVICES | 8021206255 | 30.68 | 44.9 | Y | 30.68 | 44.9 | 44.9
CRD8024204107 | 10510 | 9 | 133468 | PWF #171010 AIR SWITCH | CROSSROADS INDUSTRIAL SERVICES | 8024204107 | 44.425 | 46.2364 | Y | 44.425 | 46.2364 | 46.2364
CRD8024204107 | 173042 | 102 | 133468 | PWF #171010 AIR SWITCH | CROSSROADS INDUSTRIAL SERVICES | 8024204107 | 44.425 | 34.2657 | Y | 44.425 | 46.2364 | 46.2364
CRD803112501 | 10510 | 2 | 133468 | LGP-A 1-6 LOW GAS PRES SWTCH | CROSSROADS INDUSTRIAL SERVICES | CRD-803112501 | 68.21 | 64.94 | Y | 68.21 | 64.94 | 68.21
CRD803112602 | 10510 | 7 | 133468 | HGP-A 5-28" HI GAS PRES SWTCH | CROSSROADS INDUSTRIAL SERVICES | CRD-803112602 | 68.21 | 72.0367 | Y | 68.21 | 72.0367 | 72.0367
CRD803112602 | 175891 | 3 | 133468 | HGP-A 5-28" HI GAS PRES SWTCH | CROSSROADS INDUSTRIAL SERVICES | CRD-803112602 | 68.21 | 68.21 | Y | 68.21 | 72.0367 | 72.0367
CRD8101111202 | 10008 | 3 | 133468 | HGP-G | CROSSROADS INDUSTRIAL SERVICES | 8101111202 | 45.775 | 46.5983 | Y | 45.775 | 46.5983 | 46.5983
CRD8101111202 | 10510 | 5 | 133468 | HGP-G | CROSSROADS INDUSTRIAL SERVICES | 8101111202 | 45.775 | 44.934 | Y | 45.775 | 46.5983 | 46.5983
CRD8101111202 | 173042 | 53 | 133468 | HGP-G | CROSSROADS INDUSTRIAL SERVICES | 8101111202 | 45.775 | 40.7014 | Y | 45.775 | 46.5983 | 46.5983
CRD8101111202 | 175891 | 1 | 133468 | HGP-G | CROSSROADS INDUSTRIAL SERVICES | 8101111202 | 45.775 | 39.23 | Y | 45.775 | 46.5983 | 46.5983
CRD8101111407 | 10008 | 3 | 133468 | 8101111407 ANT | CROSSROADS INDUSTRIAL SERVICES | CRD-8101111407 | 37.36 | 43.7933 | Y | 37.36 | 43.7933 | 43.7933
CRD8103116202 | 10008 | 10 | 133468 | LGP-G 1-20" LOW GAS PRES SWTCH | CROSSROADS INDUSTRIAL SERVICES | 8103116202 | 65.3 | 48.5 | Y | 65.3 | 65.3 | 65.3
CRD8103116202 | 10510 | 9 | 133468 | LGP-G 1-20" LOW GAS PRES SWTCH | CROSSROADS INDUSTRIAL SERVICES | 8103116202 | 65.3 | 44.54 | Y | 65.3 | 65.3 | 65.3
CRD8103116202 | 173042 | 10 | 133468 | LGP-G 1-20" LOW GAS PRES SWTCH | CROSSROADS INDUSTRIAL SERVICES | 8103116202 | 65.3 | 40.5802 | Y | 65.3 | 65.3 | 65.3
CRD8103116202 | 175891 | 1 | 133468 | LGP-G 1-20" LOW GAS PRES SWTCH | CROSSROADS INDUSTRIAL SERVICES | 8103116202 | 65.3 | 65.3 | Y | 65.3 | 65.3 | 65.3
CRD8224212021 | 173042 | 13 | 133468 | SML4212021 .05"-9" COMP FITTINGS | CROSSROADS INDUSTRIAL SERVICES | 8224212021 | 33.61 | 33.61 | N | 33.61 | 33.61 | 33.61
CRD8224212046 | 173042 | 5 | 133468 | ICB#836-422 AIR SWITCH | CROSSROADS INDUSTRIAL SERVICES | 8224212046 | 31.66 | 31.66 | N | 31.66 | 31.66 | 31.66
CRE41652 | 173042 | 60 | 133727 | BLACK IGN. WIRE (SAME AS E60-100) | CROWN ENGINEERING CORP | 41652 | 0.7 | 0.7 | N | 0.7 | 0.7 | 0.7
CREDIT | 175891 | 5 | 164625 | CREDIT AS NOTED | INDUSTRIAL CONTROLS | CREDIT | 0 | 0 | N | 0 | 0 | 0
CRIMP ON RJ 12 CONNECTOR | 175883 | 70 | 134179 | CRIMP ON RJ 12 CONNECTOR | NEUCO INC. | CRIMP ON RJ 12 CONNECTOR | 0 | 2.97 | N | 0 | 2.97 | 2.97
CRIMP PLIERS | 175883 | 4 | 134179 | Crimp Pliers | NEUCO INC. | CRIMP PLIERS | 0 | 16.12 | N | 0 | 16.12 | 16.12
CRO PANEL | 10008 | 1 | 133408 | CRO ELECTRIC HEAT PANEL INCLUDES LCBS | WILSON MOHR SALT LAKE | CRO PANEL | 447.8829 | 535.678 | N | 447.8829 | 535.678 | 535.678
CRO PANEL | 166557 | 1 | 133408 | CRO ELECTRIC HEAT PANEL INCLUDES LCBS | WILSON MOHR SALT LAKE | CRO PANEL | 447.8829 | 504.8342 | N | 447.8829 | 535.678 | 535.678
CROT6 | 10510 | 1 | 187620 | Parker CC pressure regulator5/8ODF (cran | PARKER HANNIFIN | CROT-6 | 134.55 | 134.55 | Y | 134.55 | 134.55 | 134.55
CRR85A | 10008 | 4 | 168859 | AC-DC rectifier with time delay | *DO NOT USE* Paid with Divvy Card | CRR8-5A | 4.46 | 4.46 | N | 4.46 | 4.46 | 4.46
CRW0306002 | 173042 | 12 | 133727 | 6" FEMALE ELECTRODE (2 PACK) | CROWN ENGINEERING CORP | CRW-0306002 | 11.81 | 11.81 | N | 11.81 | 11.81 | 11.81
CRW21672 | 10510 | 1 | 133727 | AUBURN SAME AS E5-307I G-P | CROWN ENGINEERING CORP | CRW-21672 | 26.61 | 26.61 | Y | 26.61 | 26.61 | 26.61
CRW21672 | 173042 | 10 | 133727 | AUBURN SAME AS E5-307I G-P | CROWN ENGINEERING CORP | CRW-21672 | 26.61 | 26.61 | Y | 26.61 | 26.61 | 26.61
CRW21672 | 175891 | 4 | 133727 | AUBURN SAME AS E5-307I G-P | CROWN ENGINEERING CORP | CRW-21672 | 26.61 | 22.505 | Y | 26.61 | 26.61 | 26.61
CRW26871-02 | 173042 | 5 | 133727 | JACOBS LADDERS E5-478E | CROWN ENGINEERING CORP | CRW26871-02 | 16.02 | 16.02 | Y | 16.02 | 16.02 | 16.02
CRW268872SOLDASA2PACK | 173042 | 8 | 133727 | PWF X04210, 478C IGNITION ELECTRODE | CROWN ENGINEERING CORP | CRW-268872SOLDASA2PACK | 13.35 | 15.4146 | Y | 13.35 | 15.4146 | 15.4146
CRW268942SOLDAS2PACK | 173042 | 6 | 133727 | POWERFLAME FLAM ROD X04225,2 PACK | CROWN ENGINEERING CORP | CRW-268942SOLDAS2PACK | 24.2 | 24.2 | Y | 24.2 | 24.2 | 24.2
CRW41661 | 10510 | 33 | 133727 | RED SILICONE IGN. WIRE (SAME AS E63-100) | CROWN ENGINEERING CORP | 41661 | 2.8225 | 1.374 | Y | 2.8225 | 2.8225 | 2.8225
CRW41661 | 166561 | 25 | 133727 | RED SILICONE IGN. WIRE (SAME AS E63-100) | CROWN ENGINEERING CORP | 41661 | 2.8225 | 2.8225 | N | 2.8225 | 2.8225 | 2.8225
CRW41661 | 173042 | 94 | 133727 | RED SILICONE IGN. WIRE (SAME AS E63-100) | CROWN ENGINEERING CORP | 41661 | 2.8225 | 1.3951 | Y | 2.8225 | 2.8225 | 2.8225
CRW41661 | 175891 | 20 | 133727 | RED SILICONE IGN. WIRE (SAME AS E63-100) | CROWN ENGINEERING CORP | 41661 | 2.8225 | 1.3856 | Y | 2.8225 | 2.8225 | 2.8225
CRW55101 | 175891 | 9 | 133727 | CROWN SOLDERLESS RING TERMINAL | CROWN ENGINEERING CORP | 55101 | 2.39 | 2.39 | N | 2.39 | 2.39 | 2.39
CRW5521110 | 175891 | 6 | 133727 | SOS-AEBF RAJAH TERM. ( SAME AS E9-AEBF) | CROWN ENGINEERING CORP | CRW-5521110 | 30.65 | 29.0983 | Y | 30.65 | 29.0983 | 30.65
CRW5522110 | 173042 | 15 | 133727 | REJAH TERMINAL | CROWN ENGINEERING CORP | CRW-5522110 | 17.75 | 17.75 | N | 17.75 | 17.75 | 17.75
CRW5523110 | 173042 | 240 | 133727 | SOS-EBF CONNECTOR | CROWN ENGINEERING CORP | 55231-10 | 2.42 | 2.42 | Y | 2.42 | 2.42 | 2.42
CRW695 | 173042 | 3 | 133727 | CRIMPING TOOL (SAME AS T200-10) | CROWN ENGINEERING CORP | CRW-695 | 35.84 | 35.84 | N | 35.84 | 35.84 | 35.84
CRWCA434 | 10510 | 2 | 133727 | FLAME ROD (SAME AS E5-FRS-4-6) | CROWN ENGINEERING CORP | CRW-CA434 | 22.89 | 22.89 | Y | 22.89 | 22.89 | 22.89
CRWCA434 | 173042 | 2 | 133727 | FLAME ROD (SAME AS E5-FRS-4-6) | CROWN ENGINEERING CORP | CRW-CA434 | 22.89 | 22.89 | N | 22.89 | 22.89 | 22.89
CRWCA506 | 10510 | 16 | 133727 | AUBURN IGNITER (I-31-1) | CROWN ENGINEERING CORP | CRW-CA506 | 23.0125 | 22.7641 | Y | 23.0125 | 22.7641 | 23.0125
CRWCA506 | 173042 | 4 | 133727 | AUBURN IGNITER (I-31-1) | CROWN ENGINEERING CORP | CRW-CA506 | 23.0125 | 22.32 | Y | 23.0125 | 22.7641 | 23.0125
CRWCA506 | 175891 | 5 | 133727 | AUBURN IGNITER (I-31-1) | CROWN ENGINEERING CORP | CRW-CA506 | 23.0125 | 22.3286 | Y | 23.0125 | 22.7641 | 23.0125
CS-GSB631PC10 | 175883 | 1 | 133756 | Circuit Breaker Thermal Magnetic 10A 277 | DIGI-KEY CORPORATION | CS-GSB631PC10 | 0 | 12.7 | N | 0 | 12.7 | 12.7
CS09815 | 175883 | 1100 | 134179 | Sheet Metal Screws 8x1/2 | NEUCO INC. | CS09815 | 0 | 0 | N | 0 | 0 | 0
CS09816 | 175883 | 2200 | 134179 | Sheet Metal Screws 8x3/4 | NEUCO INC. | CS09816 | 0 | 0 | N | 0 | 0 | 0
CS249 | 175883 | 1119 | 133756 | Res 249 ohm 1Pct 1/4W | DIGI-KEY CORPORATION | CS249 | 0 | 0.01 | N | 0 | 0.01 | 0.01
CS499 | 175883 | 941 | 133756 | Res 499 ohm 1Pct 1/4w | DIGI-KEY CORPORATION | CS499 | 0 | 0.01 | N | 0 | 0.01 | 0.01
CSC000800 | 10008 | 1 | 133390 | Antenna | AMAZON.COM, INC. | CSC000800 | 8.59 | 8.59 | N | 8.59 | 8.59 | 8.59
CSDP6SET | 166557 | 1 | 148259 | SCREWDRIVER,6PC,PRECISION | Apex Tool Group, LLC | CSDP6SET | 10.42 | 10.42 | N | 10.42 | 10.42 | 10.42
CSE5111 | 175890 | 1 | 170133 | TITUS CNTRL | ADW CORP | CSE5111 | 175.0013 | 175.0012 | N | 175.0013 | 175.0012 | 175.0013
CSH03318 | 175888 | 1 | 176855 | TEMPCO CHANNEL STRIP HEATER 1100 WATTS | TEMPCO ELECTRIC HEATER CORPORATION | CSH03318 | 83.44 | 83.4426 | N | 83.44 | 83.4426 | 83.4426
CSMICROSD | 175883 | 37 | 134179 | 8.0 GB Micro SD | NEUCO INC. | CSMICROSD | 0 | 3.3996 | N | 0 | 3.3996 | 3.3996
CSMICROSD-ADAPTER | 175883 | 8 | 134179 | CSMICROSD-adapter | NEUCO INC. | CSMICROSD-ADAPTER | 0 | 0 | N | 0 | 0 | 0
CSRU1 | 166553 | 4 | 168879 | 1-3 TON 5-2-1 Comp Saver | CPS Energy / City Public Srv | CSRU1 | 20.95 | 20.95 | N | 20.95 | 20.95 | 20.95
CSRU1 | 166559 | 1 | 168879 | 1-3 TON 5-2-1 Comp Saver | CPS Energy / City Public Srv | CSRU1 | 20.95 | 20.95 | N | 20.95 | 20.95 | 20.95
CSRU1 | 166561 | 3 | 168879 | 1-3 TON 5-2-1 Comp Saver | CPS Energy / City Public Srv | CSRU1 | 20.95 | 20.95 | N | 20.95 | 20.95 | 20.95
CSRU1 | 175883 | 6 | 168879 | 1-3 TON 5-2-1 Comp Saver | CPS Energy / City Public Srv | CSRU1 | 20.95 | 20.95 | N | 20.95 | 20.95 | 20.95
CSRU2 | 166553 | 6 | 168879 | 3.5-5 TON 5-2-1 Compressor Saver | CPS Energy / City Public Srv | CSRU2 | 25.95 | 25.95 | N | 25.95 | 25.95 | 25.95
CSRU2 | 166559 | 2 | 168879 | 3.5-5 TON 5-2-1 Compressor Saver | CPS Energy / City Public Srv | CSRU2 | 25.95 | 25.95 | N | 25.95 | 25.95 | 25.95
CSRU2 | 175883 | 6 | 168879 | 3.5-5 TON 5-2-1 Compressor Saver | CPS Energy / City Public Srv | CSRU2 | 25.95 | 25.95 | N | 25.95 | 25.95 | 25.95
CSSOA300001 | 175883 | 1 | 133921 | solid core current switch | HONEYWELL INTERNATIONAL ECC US (HOFS) | CSSOA300001 | 30.89 | 30.89 | N | 30.89 | 30.89 | 30.89
CSSOF15001 | 175883 | 1 | 133921 | solid core current switch | HONEYWELL INTERNATIONAL ECC US (HOFS) | CSSOF15001 | 21.16 | 21.16 | N | 21.16 | 21.16 | 21.16
CT14 | 10510 | 1920 | 187611 | Mueller 1/4 OD temper controlcopper tubi | MUELLER STREAMLINE CO. | CT14 | 1.51 | 1.4686 | Y | 1.51 | 1.4686 | 1.51
CTABAEDGEDNS | 166561 | 1 | 192675 | Inlaid Abalone OTF knife | COBRA TEC KNIVES LLC | CTABAEDGEDNS | 85 | 85 | N | 85 | 85 | 85
CTB1000 | 10006 | 1 | 148259 | Tool Backpack | Apex Tool Group, LLC | CTB1000 | 92.02 | 92.02 | N | 92.02 | 92.02 | 92.02
CTB1410N | 166553 | 1 | 148259 | 14" Tradesman Open Top Tool Bag | Apex Tool Group, LLC | CTB1410N | 48.34 | 48.34 | N | 48.34 | 48.34 | 48.34
CTB2010N | 166553 | 2 | 148259 | 20" Contractor Tool Bag | Apex Tool Group, LLC | CTB2010N | 45.79 | 45.79 | N | 45.79 | 45.79 | 45.79
CTBRN | 166561 | 2 | 192675 | Folding,Pakkawood,Liner Lock, Drop Tip | COBRA TEC KNIVES LLC | CTBRN | 90 | 90 | N | 90 | 90 | 90
CTE501110 | 175883 | 2 | 134053 | MINI-STATS: 54° - 90° F; DA Cooling o | Kreuter (KMC) Controls | CTE-5011-10 | 28.58 | 28.58 | N | 28.58 | 28.58 | 28.58
CTKFHEDC | 166553 | 3 | 148259 | HYBRID EDC FOLDING UTILITY KNIFE | Apex Tool Group, LLC | CTKFHEDC | 13.52 | 13.52 | N | 13.52 | 13.52 | 13.52
CTKFHEDC | 166561 | 9 | 148259 | HYBRID EDC FOLDING UTILITY KNIFE | Apex Tool Group, LLC | CTKFHEDC | 13.52 | 9.79 | N | 13.52 | 13.52 | 13.52
CTP25R | 10510 | 10 | 133777 | TRI-O-METER, 2-1/2", 1/4" Rear Conn | DWYER INSTRUMENTS, INC. | CTP25R | 17.25 | 3.444 | Y | 17.25 | 17.25 | 17.25
CTP25R | 166553 | 4 | 133777 | TRI-O-METER, 2-1/2", 1/4" Rear Conn | DWYER INSTRUMENTS, INC. | CTP25R | 17.25 | 17.25 | Y | 17.25 | 17.25 | 17.25
CTP25R | 175891 | 1 | 133777 | TRI-O-METER, 2-1/2", 1/4" Rear Conn | DWYER INSTRUMENTS, INC. | CTP25R | 17.25 | 11.151 | Y | 17.25 | 17.25 | 17.25
CTP25RX | 10510 | 6 | 134583 | Tri-O-Meter 0-75PSI 60-260 F&C 2.5" | MILJOCO-WEISS LLC | CTP25RX | 11.3426 | 11.34 | Y | 11.3426 | 11.34 | 11.3426
CTP25RX | 175891 | 3 | 134583 | Tri-O-Meter 0-75PSI 60-260 F&C 2.5" | MILJOCO-WEISS LLC | CTP25RX | 11.3426 | 10.9344 | Y | 11.3426 | 11.34 | 11.3426
CTP40L | 10510 | 6 | 134583 | Weiss 3.5 Tri-O-Meter boilergauge 1/2 NP | MILJOCO-WEISS LLC | CTP40L | 24.6484 | 24.2143 | Y | 24.6484 | 24.2143 | 24.6484
CTP40RSX | 10510 | 9 | 134583 | Weiss 3.5 Tri-O-Meter boilergauge 1/2 NP | MILJOCO-WEISS LLC | CTP40RSX | 35.86 | 32.7484 | Y | 35.86 | 32.7484 | 35.86
CTP40RSX | 175891 | 1 | 134583 | Weiss 3.5 Tri-O-Meter boilergauge 1/2 NP | MILJOCO-WEISS LLC | CTP40RSX | 35.86 | 13.5763 | Y | 35.86 | 32.7484 | 35.86
CTPV150 | 175883 | 1 | 133921 | Split Core Current Sensor, 0-10vdc | HONEYWELL INTERNATIONAL ECC US (HOFS) | CTP-V-150 | 37.66 | 37.66 | N | 37.66 | 37.66 | 37.66
CTWIREC | 10006 | 5 | 148259 | WIRE CRIMPER,CRESCENT 8" | Apex Tool Group, LLC | CTWIREC | 7.23 | 6.87 | N | 7.23 | 7.23 | 7.23
CTWIREC | 166553 | 4 | 148259 | WIRE CRIMPER,CRESCENT 8" | Apex Tool Group, LLC | CTWIREC | 7.23 | 7.23 | N | 7.23 | 7.23 | 7.23
CUSTCABLE1 | 10008 | 3 | 133369 | CUSTOM CABLE, RPSMA - N FEMALE BULKHEAD | AIC WIRELESS | CUST CABLE 1 | 18.4 | 18.4 | N | 18.4 | 18.4 | 18.4
CVC | 10510 | 6 | 175091 | KNS compact current andvolt calibrator 0 | KNS INSTRUMENTS INC. | CVC | 87.95 | 97.83 | Y | 87.95 | 97.83 | 97.83
CVC | 175891 | 1 | 175091 | KNS compact current andvolt calibrator 0 | KNS INSTRUMENTS INC. | CVC | 87.95 | 78.625 | Y | 87.95 | 97.83 | 97.83
CVR1151 | 175888 | 4 | 134012 | GEAR HOUSING COVER | JOHNSON CONTROLS NORTH AMERICAN PRODUCTS (JCI) | CVR115-1 | 2.5 | 2.5 | N | 2.5 | 2.5 | 2.5
CWM320020V04 | 166557 | 1 | 130026 | 32A WEG 3Pole Contactor 24v | GALCO INDUSTRIAL ELECTRONICS | CWM32-00-20V04 | 54.6 | 47.69 | N | 54.6 | 47.69 | 54.6
CXS12043 | 10510 | 66 | 187555 | Armacell sheet Armaflex1/2 x 36 x 48 fla | ARMACELL | CXS12043 | 22.212 | 22.212 | Y | 22.212 | 22.212 | 22.212
D10020N1 | 175890 | 1 | 176911 | NEMA1 Duplex Pump Control with High Leve | ELECTRICAL AND ELECTRONIC CONTROLS, INC. | D10020N1 | 513 | 540 | N | 513 | 540 | 540
D1127 | 10510 | 2 | 134078 | Mars 1/12 to 1/20 HP motor PSC115/230VAC | MARS MOTORS & ARMATURES INC | D1127 | 58.416 | 55.228 | Y | 58.416 | 55.228 | 58.416
D160000 | 10510 | 162 | 177052 | 5/8" Rubber Gasket | AALBERTS IPS AMERICAS,INC | D-1600-00 | 1.34 | 1.396 | Y | 1.34 | 1.396 | 1.396
D160600 | 175891 | 38 | 177101 | 3/4IN RUBBER SIGHT GLASS GASKET | APOLLO VALVES | D160600 | 1.87 | 1.87 | N | 1.87 | 1.87 | 1.87
D187100 | 175891 | 27 | 177101 | 5/8IN PTFE REINFORCED WASHER | APOLLO VALVES | D187100 | 2.44 | 2.4423 | Y | 2.44 | 2.4423 | 2.4423
DAMPER10RB | 166557 | 1 | 168884 | 10" round damper with bracket | Decker Mechanical (DMI Corp) | DAMPER10RB | 80 | 80 | N | 80 | 80 | 80
DAMPER10T | 166557 | 2 | 168884 | 10" Round Damper (Trane VAV Retrofit | Decker Mechanical (DMI Corp) | DAMPER10T | 81.9 | 60 | N | 81.9 | 60 | 81.9
DAMPER12RB | 166557 | 6 | 168884 | 12" ROUND DAMPER WITH BRACKET | Decker Mechanical (DMI Corp) | DAMPER12RB | 86 | 91 | N | 86 | 91 | 91
DAMPER12T | 166557 | 3 | 168884 | 12" Round Damper (Trane VAV Retrofit | Decker Mechanical (DMI Corp) | DAMPER12T | 93.87 | 93.87 | Y | 93.87 | 93.87 | 93.87
DAMPER14RB | 166557 | 2 | 168884 | 14" ROUND DAMPER WITH BRACKET | Decker Mechanical (DMI Corp) | DAMPER14RB | 91 | 91 | N | 91 | 91 | 91
DAMPER14T | 166557 | 2 | 168884 | 14" Round Damper (Trane VAV Retrofit | Decker Mechanical (DMI Corp) | DAMPER14T | 104.58 | 104.58 | N | 104.58 | 104.58 | 104.58
DAMPER16RB | 166557 | 3 | 168884 | 16" ROUND DAMPER WITH BRACKET | Decker Mechanical (DMI Corp) | DAMPER16RB | 100 | 116.6667 | N | 100 | 116.6667 | 116.6667
DAMPER16T | 166557 | 1 | 168884 | 16" Round Damper (Trane VAV Retrofit | Decker Mechanical (DMI Corp) | DAMPER16T | 121.38 | 121.38 | Y | 121.38 | 121.38 | 121.38
DAMPER18RB | 166557 | 2 | 168884 | 18" round damper w/bracket | Decker Mechanical (DMI Corp) | DAMPER18RB | 108 | 108 | N | 108 | 108 | 108
DAMPER4T | 166557 | 1 | 168884 | 4" Trane Retro fit damper with bracket | Decker Mechanical (DMI Corp) | DAMPER4T | 50.4 | 50.4 | N | 50.4 | 50.4 | 50.4
DAMPER6T | 166557 | 2 | 168884 | 6" Round Damper (Trane VAV Retrofit) | Decker Mechanical (DMI Corp) | DAMPER6T | 58.8 | 58.8 | Y | 58.8 | 58.8 | 58.8
DAMPER8RB | 166557 | 10 | 168884 | 8" round damper with bracket | Decker Mechanical (DMI Corp) | DAMPER8RB | 73 | 72.214 | N | 73 | 72.214 | 73
DAMPER8T | 166557 | 9 | 168884 | 8" Round Damper (Trane VAV Retrofit) | Decker Mechanical (DMI Corp) | DAMPER8T | 70.38 | 54.8309 | Y | 70.38 | 54.8309 | 70.38
DAN-013G8013 | 173042 | 6 | 175117 | 1/2 side mt angle | SWEENEY-ROGERS CORP. (SRGI) | DAN-013G8013 | 41.56 | 23.94 | N | 41.56 | 23.94 | 41.56
DAN-013G8072 | 10510 | 15 | 187612 | ADAPTER FOR NEW OPERATOR ON RAV BODY | BERNARD J. MULCAHY CO.,INC. | DAN-013G8072 | 45.388 | 49.93 | Y | 45.388 | 49.93 | 49.93
DAN-013G8564 | 10510 | 34 | 187612 | SENSOR & DIAL EACH ON 6 CAPS. | BERNARD J. MULCAHY CO.,INC. | DAN-013G8564 | 173.52 | 111.4241 | Y | 173.52 | 141.29 | 173.52
DAN-013G8564 | 173042 | 6 | 175117 | SENSOR & DIAL EACH ON 6 CAPS. | SWEENEY-ROGERS CORP. (SRGI) | 013G8564 | 173.52 | 141.29 | Y | 173.52 | 141.29 | 173.52
DAN-013G8564 | 175891 | 3 | 176608 | SENSOR & DIAL EACH ON 6 CAPS. | ALB INDUSTRIAL SUPPLIES INC | 013G8564 | 173.52 | 72.5 | Y | 173.52 | 141.29 | 173.52
DAN-131B4245 | 173042 | 1 | 175073 | 460/3/60 Danfoss Base VFD 20hp | DANFOSS LLC | 131B4245 | 1205.46 | 1353.49 | N | 1205.46 | 1353.49 | 1353.49
DAN-131F0669 | 166561 | 1 | 175073 | 460/3/60 Danfoss Base VFD 10hp | DANFOSS LLC | DAN-131F0669 | 646.1825 | 603.9675 | N | 646.1825 | 646.1825 | 646.1825
DAN-131F0669 | 173042 | 6 | 175073 | 460/3/60 Danfoss Base VFD 10hp | DANFOSS LLC | DAN-131F0669 | 646.1825 | 646.1825 | N | 646.1825 | 646.1825 | 646.1825
DAN-132B0101 | 173042 | 1 | 175073 | VLT LCP KEYPAD W/ POT | DANFOSS LLC | DAN-132B0101 | 13.75 | 18.1543 | N | 13.75 | 18.1543 | 18.1543
DAN132B0103 | 173042 | 2 | 175073 | M1 NEMA1 KIT (ALL 1HP AND SMALLER) | DANFOSS LLC | DAN-132B0103 | 4.93 | 4.93 | N | 4.93 | 4.93 | 4.93
DAN132B0105 | 173042 | 2 | 175073 | M3 NEMA1 KIT 3HP (NOT F132F22) | DANFOSS LLC | DAN-132B0105 | 5.99 | 5.99 | N | 5.99 | 5.99 | 5.99
DB10 | 175891 | 2 | 175071 | B-Line pipe mounting blockstrut systems | COOPER BUSSMANN,INC. | DB10 | 16.608 | 16.608 | N | 16.608 | 16.608 | 16.608
DBL-205B | 10008 | 29 | 185447 | Switch, Air Differential Pressure | BECK SENSORTECHNIK GMBH | DBL-205B | 5.62 | 7.4575 | Y | 5.62 | 17.4 | 17.4
DBL-205B | 10010 | 837 | 185447 | Switch, Air Differential Pressure | BECK SENSORTECHNIK GMBH | DBL-205B | 5.62 | 8.1041 | Y | 5.62 | 17.4 | 17.4
DBL-205B | 166557 | 1 | 185447 | Switch, Air Differential Pressure | BECK SENSORTECHNIK GMBH | DBL-205B | 5.62 | 17.4 | N | 5.62 | 17.4 | 17.4
DBL-205D | 10010 | 247 | 185447 | Switch, Air Differential Pressure | BECK SENSORTECHNIK GMBH | DBL-205D | 5.62 | 8.1059 | Y | 5.62 | 8.1059 | 8.1059
DBL-205D | 173042 | 5 | 185447 | Switch, Air Differential Pressure | BECK SENSORTECHNIK GMBH | DBL-205D | 5.62 | 6.53 | N | 5.62 | 8.1059 | 8.1059
DBL-205L | 10006 | 12 | 185447 | Switch, Air Differential Pressure | BECK SENSORTECHNIK GMBH | DBL-205L | 5.62 | 6.7 | Y | 5.62 | 7.8802 | 7.8802
DBL-205L | 10008 | 98 | 185447 | Switch, Air Differential Pressure | BECK SENSORTECHNIK GMBH | DBL-205L | 5.62 | 7.8802 | Y | 5.62 | 7.8802 | 7.8802
DBL-205L | 10010 | 45 | 185447 | Switch, Air Differential Pressure | BECK SENSORTECHNIK GMBH | DBL-205L | 5.62 | 7.8802 | Y | 5.62 | 7.8802 | 7.8802
DBL-ADAPTER-AF20 | 10008 | 50 | 185447 | AF20 Cap for DBL-Series | BECK SENSORTECHNIK GMBH | DBL-ADAPTER-AF20 | 0.58 | 0.01 | N | 0.58 | 0.01 | 0.58
DBZ-06 | 10008 | 110 | 185447 | Pitot Tube Kit | BECK SENSORTECHNIK GMBH | DBZ-06 | 1.84 | 2.3618 | Y | 1.84 | 10 | 10
DBZ-06 | 10010 | 100 | 185447 | Pitot Tube Kit | BECK SENSORTECHNIK GMBH | DBZ-06 | 1.84 | 2.3618 | Y | 1.84 | 10 | 10
DBZ-06 | 173042 | 8 | 185447 | Pitot Tube Kit | BECK SENSORTECHNIK GMBH | DBZ-06 | 1.84 | 10 | N | 1.84 | 10 | 10
DBZ-07 | 10008 | 81 | 185447 | Pitot Tube Kit | BECK SENSORTECHNIK GMBH | DBZ-07 | 0.98 | 1.0585 | Y | 0.98 | 1.0585 | 1.0585
DC6000WF1001U | 10006 | 2 | 133358 | Honeywell D6 Pro Wi-Fi Ductless Controll | ADEMCO, INC. (Resideo) | DC6000WF1001/U | 104.9338 | 101.25 | N | 104.9338 | 104.9338 | 104.9338
DC6000WF1001U | 10008 | 9 | 133358 | Honeywell D6 Pro Wi-Fi Ductless Controll | ADEMCO, INC. (Resideo) | DC6000WF1001/U | 104.9338 | 104.9338 | N | 104.9338 | 104.9338 | 104.9338
DC6000WF1001U | 10510 | 1 | 133358 | Honeywell D6 Pro Wi-Fi Ductless Controll | ADEMCO, INC. (Resideo) | DC6000WF1001/U | 104.9338 | 100 | N | 104.9338 | 104.9338 | 104.9338
DCM24310 | 166559 | 1 | 133626 | Damper Actuator 24v 0-10vdc 310 In Lb | (DO NOT USE) Bray Process Control - USE ID 168885 | DCM24-310 | 220.93 | 220.93 | N | 220.93 | 220.93 | 220.93
DCP15W | 175883 | 3 | 134039 | D.C. POWER SUPPLY 1.5AMP | KELE & ASSOCIATES | DCP15W | 0 | 31.99 | Y | 0 | 31.99 | 31.99
DDM55 | 166553 | 4 | 134496 | Digital manometer, 0-55.0" w/c | VERIS INDUSTRIES LLC. | DDM55 | 88.95 | 88.95 | Y | 88.95 | 88.95 | 88.95
DDM55 | 166561 | 2 | 134496 | Digital manometer, 0-55.0" w/c | VERIS INDUSTRIES LLC. | DDM55 | 88.95 | 88.95 | Y | 88.95 | 88.95 | 88.95
DDP106177 | 10510 | 2 | 134179 | Cleveland Dual Air SwitchSPDT ea .05-2.0 | NEUCO INC. | DDP-106-177 | 174.74 | 84.58 | Y | 174.74 | 84.58 | 174.74
DDR-30G-24 | 175883 | 10 | 134179 | DC to DC 1-OUT 24V 1.25A 30W 4-Pin | NEUCO INC. | DDR-30G-24 | 0 | 24.49 | N | 0 | 24.49 | 24.49
DDR-60L-24 | 175883 | 10 | 134179 | DC to DC 1-OUT 24V 2.5A 60W 6-Pin | NEUCO INC. | DDR-60L-24 | 0 | 19.59 | N | 0 | 19.59 | 19.59
DEL-2011082 | 173042 | 1 | 134179 | 11-PIN 3PDT 10A 24VAC | NEUCO INC. | DEL-2011082 | 18.95 | 21.36 | N | 18.95 | 21.36 | 21.36
DEL2010685 | 173042 | 2 | 168859 | 240/60 COIL 8-PIN RND | *DO NOT USE* Paid with Divvy Card | DEL-2010685 | 15.59 | 15.59 | N | 15.59 | 15.59 | 15.59
DEM5 | 175888 | 30 | 133976 | EASYIO EXPANSION MOULE | Johnson Controls (S) Pte Ltd | DEM5 | 29.7 | 29.7 | N | 29.7 | 29.7 | 29.7
DFD10 | 166559 | 5 | 168974 | 1/4" 15scfm inline desic. drier (2pk | PENNINGTON & ASSOCIATES | DFD10 | 19.32 | 19.32 | N | 19.32 | 19.32 | 19.32
DFS-221-112 | 10510 | 1 | 134393 | Cleveland Airflow Switch | STROMQUIST & COMPANY, INC. | DFS-221-112 | 26.81 | 26.9333 | Y | 26.81 | 26.9333 | 26.9333
DG25C0054L | 10008 | 3 | 134583 | Pressure Gauge | MILJOCO-WEISS LLC | DG25C-005-4L | 24.608 | 24.608 | N | 24.608 | 24.608 | 24.608
DG25C0354L | 173042 | 6 | 134583 | 2.5", 0-35"/0-20oz, 1/4" LM PRESSURE GAU | MILJOCO-WEISS LLC | DG25C-035-4L | 14.86 | 27.518 | Y | 14.86 | 27.518 | 27.518
DG25P0054L | 166561 | 7 | 134583 | 2.5" Gas Pressure Gauge 0-5 PSI | MILJOCO-WEISS LLC | DG25P0054L | 15 | 14.989 | Y | 15 | 14.989 | 15
DG25P0154L | 10510 | 1 | 134583 | 2.5" DIAMETER 0-15" 1/4" BOTTOM CONNECTI | MILJOCO-WEISS LLC | DG25P-015-4L | 24.6075 | 26.34 | Y | 24.6075 | 26.34 | 26.34
DG25P0154L | 166561 | 2 | 134583 | 2.5" DIAMETER 0-15" 1/4" BOTTOM CONNECTI | MILJOCO-WEISS LLC | DG25P-015-4L | 24.6075 | 24.6075 | N | 24.6075 | 26.34 | 26.34
DG25P0154L | 175891 | 1 | 134583 | 2.5" DIAMETER 0-15" 1/4" BOTTOM CONNECTI | MILJOCO-WEISS LLC | DG25P-015-4L | 24.6075 | 16.5 | N | 24.6075 | 26.34 | 26.34
DG25P0604L | 175891 | 1 | 134583 | 2.5" Gauge 1/4" Lower 0-60 in/wc | MILJOCO-WEISS LLC | DG25P-060-4L | 26.34 | 16.029 | Y | 26.34 | 16.029 | 26.34
DG25P38404L | 175891 | 1 | 134583 | WEISS DIA GAGE 0-30" | MILJOCO-WEISS LLC | DG25P38404L | 18.35 | 18.35 | N | 18.35 | 18.35 | 18.35
DG25P38804L | 175891 | 1 | 134583 | WEISS DIA GAGE 0-100" DEALER $33.00 | MILJOCO-WEISS LLC | DG25P38804L | 18.35 | 18.35 | N | 18.35 | 18.35 | 18.35
DG25P3L010 | 175891 | 2 | 134583 | Weiss 2-1/2 0-10# gaugelower connection | MILJOCO-WEISS LLC | DG25P3L0-10 | 15.93 | 13.85 | Y | 15.93 | 13.85 | 15.93
DG25P3L05 | 175891 | 4 | 134583 | Weiss 2-1/2 0-5# gaugelower connection | MILJOCO-WEISS LLC | DG25P3L0-5 | 16.357 | 13.85 | Y | 16.357 | 13.85 | 16.357
DH134016DNC21C | 166561 | 2 | 168890 | 10HP 480V 3PH Drive Only 16A | Eaton Corporation | DH134016DNC21C | 477.68 | 477.68 | N | 477.68 | 477.68 | 477.68
DIN RAIL - ALUMINUM | 175883 | 20 | 134179 | 1335mm 0.5 Meter Aluminum Slotted DIN Ra | NEUCO INC. | DIN RAIL - ALUMINUM | 0 | 1.54 | N | 0 | 1.54 | 1.54
DIPA1 | 166559 | 13 | 134565 | Disenfectant Pro 16.5oz Aerosol | COPELAND COMFORT CONTROL LP | DIPA1 | 6.24 | 6.24 | N | 6.24 | 6.24 | 6.24
DIS-02DIMPLHC1000 | 173042 | -1 | 133762 | HORYZON-C10 In-Wall Mounting Kit | DISTECH CONTROLS | 02DI-MPLHC10-00 | 86.88 | 86.88 | N | 86.88 | 86.88 | 86.88
DIS-07CBLECLYPSE6HD1590 | 173042 | 4 | 133762 | ECLYPSE 6' HD15 cable | DISTECH CONTROLS | 07CBL-ECLYPSE6HD1590 | 40 | 38.6406 | Y | 40 | 38.6406 | 40
DIS-07KITBACEOLRES | 173042 | 12 | 133762 | End of Line Resistor | DISTECH CONTROLS | 07KIT-BACEOLRES | 3.56 | 3.385 | N | 3.56 | 3.385 | 3.56
DIS-CDIB103X01 | 173042 | 10 | 133762 | ECB-103 | DISTECH CONTROLS | CDIB-103X-01 | 243.75 | 239.375 | Y | 243.75 | 239.375 | 243.75
DIS-CDIB203X00 | 173042 | 10 | 133762 | ECB-203 | DISTECH CONTROLS | CDIB-203X-00 | 306.25 | 306.25 | Y | 306.25 | 306.25 | 306.25
DIS-CDIB300X00 | 173042 | 1 | 133762 | ECB-300 | DISTECH CONTROLS | CDIB-300X-00 | 543.75 | 543.75 | Y | 543.75 | 543.75 | 543.75
DIS-CDIB350X00 | 173042 | 19 | 133762 | ECB-350 | DISTECH CONTROLS | CDIB-350X-00 | 736.25 | 707.9904 | Y | 736.25 | 707.9904 | 736.25
DIS-CDIB410X00 | 173042 | 1 | 133762 | ECB-410 | DISTECH CONTROLS | CDIB-410X-00 | 940 | 813.4 | N | 940 | 813.4 | 940
DIS-CDIB600X00 | 173042 | 9 | 133762 | ECB-600 | DISTECH CONTROLS | CDIB-600X-00 | 1015 | 978.3389 | Y | 1015 | 978.3389 | 1015
DIS-CDIBVASXIMP10 | 173042 | 12 | 133762 | ECB-VAVS (IMP) | DISTECH CONTROLS | CDIB-VASX-IMP-10 | 231.25 | 229.9364 | Y | 231.25 | 229.9364 | 231.25
DIS-CDIBVAXU01 | 173042 | 1 | 133762 | Distech UUKL Bacnet VAV | DISTECH CONTROLS | CDIB-VAXU-01 | 269.5 | 269.5 | N | 269.5 | 269.5 | 269.5
DIS-CDIBVAXUIMP10 | 173042 | 1 | 133762 | ECB-VAV UUKL | DISTECH CONTROLS | CDIB-VAXU-IMP-10 | 306.25 | 214.375 | N | 306.25 | 214.375 | 306.25
DIS-CDIBVAXXIMP10 | 173042 | 12 | 133762 | ECB-VAV (IMP) | DISTECH CONTROLS | CDIB-VAXX-IMP-10 | 266.25 | 264.3663 | Y | 266.25 | 264.3663 | 266.25
DIS-CDIBVAXXIMP10 | 175883 | 1 | 133762 | ECB-VAV (IMP) | DISTECH CONTROLS | CDIB-VAXX-IMP-10 | 266.25 | 233.98 | N | 266.25 | 264.3663 | 266.25
DIS-CDIDIBOS8NOWIFI | 173042 | 6 | 133762 | EC-BOS-8 with Permanently Disabled WiFi | DISTECH CONTROLS | CDIDI-BOS8NOWIFI | 847.5 | 841.6667 | Y | 847.5 | 841.6667 | 847.5
DIS-CDIDIBOS9NOWIFI00 | 173042 | 8 | 133762 | EC-BOS-9 with Permanently Disabled WiFi | DISTECH CONTROLS | CDIDI-BOS9NOWIFI-00 | 1105 | 1094.5538 | Y | 1105 | 1094.5538 | 1105
DIS-CDIDIECYDIS1000 | 173042 | 2 | 133762 | 10.1â€ IP-based capacitive touchscreen | DISTECH CONTROLS | CDIDI-ECYDIS10-00 | 1161.25 | 1161.25 | Y | 1161.25 | 1161.25 | 1161.25
DIS-CDIL253X00 | 173042 | 1 | 133762 | ECL-253 | DISTECH CONTROLS | CDIL-253X-00 | 643.75 | 406.7 | N | 643.75 | 406.7 | 643.75
DIS-CDIL453X00 | 173042 | 1 | 133762 | ECL-453 | DISTECH CONTROLS | CDIL-453X-00 | 1175 | 744.8 | N | 1175 | 744.8 | 1175
DIS-CDIVI7605B50B1 | 173042 | 1 | 133762 | CDIVI-7605B50B1DIS | DISTECH CONTROLS | CDIVI-7605B50B1 | 276.85 | 276.85 | N | 276.85 | 276.85 | 276.85
DIS-CDIX400X00 | 173042 | 2 | 133762 | ECx-400 | DISTECH CONTROLS | CDIX-400X-00 | 673.75 | 661.6667 | Y | 673.75 | 661.6667 | 673.75
DIS-CDIX410X00 | 173042 | 2 | 133762 | ECx-410 | DISTECH CONTROLS | CDIX-410X-00 | 850 | 736.225 | Y | 850 | 736.225 | 850
DIS-CDIX420X00 | 173042 | 1 | 133762 | ECx-420 | DISTECH CONTROLS | CDIX-420X-00 | 425 | 402.5 | Y | 425 | 402.5 | 425
DIS-CDIY103X20 | 173042 | 10 | 133762 | Connected Equipment Controller | DISTECH CONTROLS | CDIY-103X-20 | 285 | 285 | Y | 285 | 285 | 285
DIS-CDIY203X20 | 173042 | 6 | 133762 | Connected Equipment Controller | DISTECH CONTROLS | CDIY-203X-20 | 398.75 | 398.75 | Y | 398.75 | 398.75 | 398.75
DIS-CDIY253X20 | 173042 | 6 | 133762 | Connected Equipment Controller | DISTECH CONTROLS | CDIY-253X-20 | 557.5 | 557.5 | Y | 557.5 | 557.5 | 557.5
DIS-CDIY300X20 | 173042 | 6 | 133762 | Connected Equipment Controller | DISTECH CONTROLS | CDIY-300X-20 | 570 | 570 | Y | 570 | 570 | 570
DIS-CDIY303IMP01 | 173042 | 1 | 133762 | ECY-303 (IMP) | DISTECH CONTROLS | CDIY-303-IMP-01 | 446.25 | 371.0129 | N | 446.25 | 371.0129 | 446.25
DIS-CDIY303X20 | 173042 | 10 | 133762 | ECY-303-C0 | DISTECH CONTROLS | CDIY-303X-20 | 446.25 | 442.825 | Y | 446.25 | 442.825 | 446.25
DIS-CDIY350X20 | 173042 | 6 | 133762 | Connected Equipment Controller | DISTECH CONTROLS | CDIY-350X-20 | 728.75 | 728.75 | Y | 728.75 | 728.75 | 728.75
DIS-CDIY400XC120 | 173042 | 5 | 133762 | Connected Equipment Controller | DISTECH CONTROLS | CDIY-400X-C1-20 | 853.75 | 831.25 | Y | 853.75 | 831.25 | 853.75
DIS-CDIY450XC120 | 173042 | 7 | 133762 | Connected Equipment Controller | DISTECH CONTROLS | CDIY-450X-C1-20 | 1012.5 | 995.6277 | Y | 1012.5 | 995.6277 | 1012.5
DIS-CDIY450XC2520 | 173042 | 1 | 133762 | Connected Equipment Controller | DISTECH CONTROLS | CDIY-450X-C25-20 | 1467.5 | 1453.4 | N | 1467.5 | 1453.4 | 1467.5
DIS-CDIY600X20 | 173042 | 0 | 133762 | Connected Equipment Controller | DISTECH CONTROLS | CDIY-600X-20 | 1108.75 | 1108.75 | N | 1108.75 | 1108.75 | 1108.75
DIS-CDIY600XC120 | 173042 | 7 | 133762 | Connected Equipment Controller | DISTECH CONTROLS | CDIY-600X-C1-20 | 1143.75 | 1116.106 | Y | 1143.75 | 1116.106 | 1143.75
DIS-CDIY650X20 | 10008 | 0 | 133762 | ECY-650-C0 | DISTECH CONTROLS | CDIY-650X-20 | 1267.5 | 1173.12 | N | 1267.5 | 1248 | 1267.5
DIS-CDIY650X20 | 173042 | 1 | 133762 | ECY-650-C0 | DISTECH CONTROLS | CDIY-650X-20 | 1267.5 | 1248 | N | 1267.5 | 1248 | 1267.5
DIS-CDIY650XC120 | 173042 | 6 | 133762 | Connected Equipment Controller | DISTECH CONTROLS | CDIY-650X-C1-20 | 1302.5 | 1296.0333 | Y | 1302.5 | 1296.0333 | 1302.5
DIS-CDIY6UO00 | 10008 | 0 | 133762 | ECY-6UO | DISTECH CONTROLS | CDIY-6UO-00 | 238.75 | 221.18 | N | 238.75 | 221.18 | 238.75
DIS-CDIY6UO00 | 173042 | 1 | 133762 | ECY-6UO | DISTECH CONTROLS | CDIY-6UO-00 | 238.75 | 218.75 | N | 238.75 | 221.18 | 238.75
DIS-CDIY8UI00 | 173042 | 9 | 133762 | ECY-8UI | DISTECH CONTROLS | CDIY-8UI-00 | 286.25 | 286.25 | Y | 286.25 | 286.25 | 286.25
DIS-CDIY8UI6DOT00 | 173042 | 1 | 133762 | ECY-8UI6DOT | DISTECH CONTROLS | CDIY-8UI6DOT-00 | 426.25 | 419.3507 | Y | 426.25 | 419.3507 | 426.25
DIS-CDIY8UI6UO00 | 10008 | 0 | 133762 | ECY-8UI6UO | DISTECH CONTROLS | CDIY-8UI6UO-00 | 426.25 | 394.71 | N | 426.25 | 403.75 | 426.25
DIS-CDIY8UI6UO00 | 173042 | 11 | 133762 | ECY-8UI6UO | DISTECH CONTROLS | CDIY-8UI6UO-00 | 426.25 | 403.75 | Y | 426.25 | 403.75 | 426.25
DIS-CDIY8UI6UOHOA00 | 173042 | 2 | 133762 | ECY-8UI6UO-HOA | DISTECH CONTROLS | CDIY-8UI6UOHOA-00 | 520 | 508.2143 | Y | 520 | 508.2143 | 520
DIS-CDIYAPEX48C2520 | 173042 | 1 | 133762 | ECY-APEX-48-20-C25 | DISTECH CONTROLS | CDIY-APEX48-C25-20 | 1556.25 | 1482.5 | N | 1556.25 | 1482.5 | 1556.25
DIS-CDIYPS2400 | 173042 | 2 | 133762 | ECY-PS24 | DISTECH CONTROLS | CDIY-PS24-00 | 65.63 | 62.8613 | Y | 65.63 | 62.8613 | 65.63
DIS-CDIYPTU203IMP00 | 173042 | 18 | 133762 | ECY-TU-203 (IMP) | DISTECH CONTROLS | CDIY-PTU203IMP-00 | 297.5 | 289.6998 | N | 297.5 | 289.6998 | 297.5
DIS-CDIYPTU203IMP20 | 173042 | 14 | 133762 | ECY-TU-203-C0 (IMP) | DISTECH CONTROLS | CDIY-PTU203IMP-20 | 297.5 | 297.5714 | Y | 297.5 | 297.5714 | 297.5714
DIS-CDIYPTU208IMP00 | 173042 | 3 | 133762 | ECY-PTU-208 (IMP) | DISTECH CONTROLS | CDIY-PTU208IMP-00 | 326.25 | 287.12 | N | 326.25 | 287.12 | 326.25
DIS-CDIYRS48500 | 173042 | 1 | 133762 | ECY-RS485 | DISTECH CONTROLS | CDIY-RS485-00 | 390 | 368.75 | Y | 390 | 368.75 | 390
DIS-CDIYS1000C120 | 173042 | 2 | 133762 | ECY-S1000-C1 | DISTECH CONTROLS | CDIY-S1000-C1-20 | 1127.5 | 1068.75 | Y | 1127.5 | 1068.75 | 1127.5
DIS-CDIYS1000C320 | 173042 | 0 | 133762 | ECY-S1000-C3 | DISTECH CONTROLS | CDIY-S1000-C3-20 | 1186.25 | 1170 | N | 1186.25 | 1170 | 1186.25
DIS-CDIYS104800 | 173042 | 3 | 133762 | ECY-S1000-48 | DISTECH CONTROLS | CDIY-S1048-00 | 520 | 512.2 | N | 520 | 512.2 | 520
DIS-CDIYS1048C120 | 173042 | 3 | 133762 | ECY-S1000-48-C1 | DISTECH CONTROLS | CDIY-S1048-C1-20 | 555 | 530.408 | Y | 555 | 530.408 | 555
DIS-CDIYS1048ENVY00 | 173042 | 3 | 133762 | ECY-S1000E-48 | DISTECH CONTROLS | CDIY-S1048ENVY-00 | 765 | 700 | N | 765 | 700 | 765
DIS-CDIYVAXXPIMPC120 | 173042 | 8 | 133762 | ECY-VAV-C1 (IMP) Plenum-rated | DISTECH CONTROLS | CDIY-VAXXP-IMP-C1-20 | 347.5 | 347.1 | N | 347.5 | 347.1 | 347.5
DIS-CDIYVAXXXIMP20 | 173042 | 9 | 133762 | ECY-VAV-C0 (IMP) | DISTECH CONTROLS | CDIY-VAXXX-IMP-20 | 306.25 | 304 | Y | 306.25 | 304 | 306.25
DIS-ECBVAV | 173042 | 1 | 133762 | ECB-VAV | DISTECH CONTROLS | ECB-VAV | 200 | 200 | N | 200 | 200 | 200
DIS-HSR5PFTX | 173042 | 4 | 133762 | HS-R5PFTX | DISTECH CONTROLS | HS-R5PFTX | 61.5 | 57.575 | N | 61.5 | 57.575 | 61.5
DIS-PDIDIDISBLU00 | 173042 | 1 | 133762 | ECx-Display (Blue) | DISTECH CONTROLS | PDIDI-DISBLU-00 | 272.5 | 267.8 | Y | 272.5 | 267.8 | 272.5
DIS-PDIDIENOC902ADP00 | 173042 | 2 | 133762 | ECLYPSE Open-to-Wireless 902 Adapter | DISTECH CONTROLS | PDIDI-ENOC902ADP-00 | 116.25 | 111.88 | N | 116.25 | 111.88 | 116.25
DIS-PDIDINPB82X48500 | 173042 | 3 | 133762 | EC-NPB8-2X-485 | DISTECH CONTROLS | PDIDI-NPB82X485-00 | 256.25 | 245 | Y | 256.25 | 245 | 256.25
DIS-PDIDIUNITB00 | 173042 | 1 | 133762 | Allure UNITOUCH-B | DISTECH CONTROLS | PDIDI-UNITB-00 | 182.5 | 151.9 | N | 182.5 | 151.9 | 182.5
DIS-PDIDSHC1000 | 173042 | 1 | 133762 | HORYZON-C10 | DISTECH CONTROLS | PDIDS-HC10-00 | 1123.75 | 822.5 | N | 1123.75 | 822.5 | 1123.75
DIS-PDIDSHC1020 | 10008 | 0 | 133762 | HORYZON-C10-20 | DISTECH CONTROLS | PDIDS-HC10-20 | 1123.75 | 832.18 | N | 1123.75 | 1066.2701 | 1123.75
DIS-PDIDSHC1020 | 173042 | 2 | 133762 | HORYZON-C10-20 | DISTECH CONTROLS | PDIDS-HC10-20 | 1123.75 | 1066.2701 | Y | 1123.75 | 1066.2701 | 1123.75
DIS-PDIDSMSBLEMLT00 | 173042 | 3 | 133762 | EC-Multi-Sensor-BLE | DISTECH CONTROLS | PDIDS-MSBLEMLT-00 | 142.5 | 122.5 | N | 142.5 | 122.5 | 142.5
DIS-PDIDSSMRTAIR00 | 173042 | 16 | 133762 | Allure EC-Smart-Air | DISTECH CONTROLS | PDIDS-SMRTAIR-00 | 46.88 | 43.75 | N | 46.88 | 43.75 | 46.88
DIS-PDITESENSOROX0 | 173042 | 78 | 133762 | PDITE-SENSOROX0DIS | DISTECH CONTROLS | PDITE-SENSOROX0 | 20.25 | 16.2962 | N | 20.25 | 16.2962 | 20.25
DIS-PDITESENSORSOX0 | 173042 | 89 | 133762 | Allure EC-Sensor-SO | DISTECH CONTROLS | PDITE-SENSORSOX0 | 21.88 | 18.1364 | N | 21.88 | 18.1364 | 21.88
DIS-PDITESENSORSX0 | 173042 | 18 | 133762 | PDITE-SENSORSX0DIS | DISTECH CONTROLS | PDITE-SENSORSX0 | 20.25 | 16.9 | N | 20.25 | 16.9 | 20.25
DIS-PDITESENSORTX0 | 173042 | 3 | 133762 | Allure EC-Sensor-T | DISTECH CONTROLS | PDITE-SENSORTX0 | 105.63 | 105.63 | N | 105.63 | 105.63 | 105.63
DIS-PDITESMRTVUE01 | 173042 | 91 | 133762 | Allure EC-Smart-Vue | DISTECH CONTROLS | PDITE-SMRTVUE-01 | 69.38 | 67.3487 | Y | 69.38 | 67.3487 | 69.38
DIS-PDITESMRTVUM00 | 173042 | 17 | 133762 | Allure EC-Smart-Vue-M | DISTECH CONTROLS | PDITE-SMRTVUM-00 | 121.25 | 121.55 | N | 121.25 | 121.55 | 121.55
DIS-PDITEWIRE315X1 | 173042 | 1 | 133762 | Wireless Receiver (315) | DISTECH CONTROLS | PDITE-WIRE315X1 | 165 | 80.6 | N | 165 | 80.6 | 165
DIS-PDITEWSENS902X1 | 173042 | 9 | 133762 | Allure ECW-Sensor (902mhz) | DISTECH CONTROLS | PDITE-WSENS902X1 | 178.75 | 141.974 | N | 178.75 | 141.974 | 178.75
DIS-PDITRNPB2320 | 173042 | 1 | 133762 | EC-NPB-232,Single port RS-232 option | DISTECH CONTROLS | PDITR-NPB2320 | 160.02 | 160.02 | N | 160.02 | 160.02 | 160.02
DIS-REPTML0024 | 175883 | 12 | 133762 | Red LED indicator for relay | DISTECH CONTROLS | RE-PTML0024 | 3.94 | 3.4892 | N | 3.94 | 3.4892 | 3.94
DIS-RESH1B05 | 175883 | 14 | 133762 | DIN rail mount base for RH1B | DISTECH CONTROLS | RE-SH1B-05 | 3.75 | 2.2078 | N | 3.75 | 2.2078 | 3.75
DIS-SDITRNC9010 | 173042 | 1 | 133762 | EC-BOS-9 Core - 10 Devices/500 Points | DISTECH CONTROLS | SDITR-NC-9010 | 530 | 538.2 | N | 530 | 538.2 | 538.2
DIS-SDITRSMABOS90101YRINIT | 173042 | 1 | 133762 | EC-BOS-9 (10 Device Core) 18 month SMA | DISTECH CONTROLS | SDITR-SMA-BOS9010-1YR-INIT | 84.38 | 85.8 | N | 84.38 | 85.8 | 85.8
DIS-SDIYECPC02520 | 173042 | 0 | 133762 | ECLYPSE Connectivity Pack | DISTECH CONTROLS | SDIY-ECPC025-20 | 490 | 491.4 | N | 490 | 491.4 | 491.4
DIS-SDIYUPGENVY00 | 173042 | 1 | 133762 | ECY-UPG-ENVY | DISTECH CONTROLS | SDIY-UPGENVY-00 | 322.5 | 293.75 | N | 322.5 | 293.75 | 322.5
DIS-TSDXX006 | 173042 | 20 | 133762 | 6 inch duct temp sensor | DISTECH CONTROLS | TS-DXX008 | 11.25 | 10.04 | N | 11.25 | 10.04 | 11.25
DIV-111112 | 10510 | 34 | 133771 | Light, Clipstrip, Pocket | DIVERSITECH CORPORATION | 111112 | 12.64 | 9.9649 | Y | 12.64 | 9.9649 | 12.64
DIV-111112 | 175891 | 4 | 133771 | Light, Clipstrip, Pocket | DIVERSITECH CORPORATION | 111112 | 12.64 | 7.2444 | Y | 12.64 | 9.9649 | 12.64
DIV-111116 | 166561 | 11 | 133771 | Light, Clipstrip, Pckt Camo | DIVERSITECH CORPORATION | 111116 | 20.57 | 13.5888 | N | 20.57 | 13.5888 | 20.57
DIV-14DUE32AA | 166561 | 1 | 133771 | Non-Reversing Motor Starter | DIVERSITECH CORPORATION | 14DUE32AA | 481.96 | 331.73 | N | 481.96 | 331.73 | 481.96
DIV-206FB | 10510 | 1 | 133771 | Sm Adjust O Matic Tube Cutter | DIVERSITECH CORPORATION | 206-FB | 65.46 | 59.51 | Y | 65.46 | 59.51 | 65.46
DIV-24458 | 10510 | 14 | 133771 | Light, Pivoting, 33 LED | DIVERSITECH CORPORATION | 24-458 | 19.87 | 13.3835 | Y | 19.87 | 17.71 | 19.87
DIV-24458 | 166561 | 11 | 133771 | Light, Pivoting, 33 LED | DIVERSITECH CORPORATION | 24-458 | 19.87 | 17.71 | N | 19.87 | 17.71 | 19.87
DIV-24458 | 175891 | 2 | 133771 | Light, Pivoting, 33 LED | DIVERSITECH CORPORATION | 24-458 | 19.87 | 12.88 | N | 19.87 | 17.71 | 19.87
DIV-3RA29211AA00 | 166559 | 0 | 133771 | Link Mdl for screw Term Eleca | DIVERSITECH CORPORATION | 3RA29211AA00 | 12.43 | 11.56 | N | 12.43 | 11.56 | 12.43
DIV-3RH29211DA11 | 173042 | 2 | 133771 | Auxilary Switch lateral | DIVERSITECH CORPORATION | 3RH29211DA11 | 28.79 | 24.12 | N | 28.79 | 24.12 | 28.79
DIV-3RT20151AB01 | 166561 | 1 | 133771 | PWR ContctrAC-3 7A 3kW/400 V 1 | DIVERSITECH CORPORATION | 3RT20151AB01 | 65.46 | 80.05 | N | 65.46 | 80.05 | 80.05
DIV-4214 | 166561 | 10 | 133771 | Conn., H/T Fem. Slip-On 16-14W | DIVERSITECH CORPORATION | 4214 | 2.7 | 2.03 | Y | 2.7 | 2.03 | 2.7
DIV-49001 | 10510 | 13 | 133771 | Mold Control HVAC/DUCTS Spry | DIVERSITECH CORPORATION | 490-01 | 14.33 | 15.634 | Y | 14.33 | 15.634 | 15.634
DIV-49001 | 175891 | 2 | 133771 | Mold Control HVAC/DUCTS Spry | DIVERSITECH CORPORATION | 490-01 | 14.33 | 13.3 | Y | 14.33 | 15.634 | 15.634
DIV-5031 | 166553 | 4 | 133771 | TestLead 22in color coatd 8/PK | DIVERSITECH CORPORATION | 5031 | 8.29 | 9.18 | Y | 8.29 | 9.304 | 9.304
DIV-5031 | 166559 | 4 | 133771 | TestLead 22in color coatd 8/PK | DIVERSITECH CORPORATION | 5031 | 8.29 | 9.304 | Y | 8.29 | 9.304 | 9.304
DIV-5033 | 166559 | 3 | 133771 | Alligator Clips,R/B Insulators | DIVERSITECH CORPORATION | 5033 | 14.34 | 2.77 | N | 14.34 | 2.77 | 14.34
DIV-5034 | 166553 | 2 | 134012 | 5034 Copper Alligator Clips | JOHNSON CONTROLS NORTH AMERICAN PRODUCTS (JCI) | 5034 | 1.98 | 1.98 | N | 1.98 | 1.98 | 1.98
DIV-5034 | 166559 | 4 | 134012 | 5034 Copper Alligator Clips | JOHNSON CONTROLS NORTH AMERICAN PRODUCTS (JCI) | 5034 | 1.98 | 1.98 | N | 1.98 | 1.98 | 1.98
DIV-5035 | 166553 | 1 | 133771 | Alligator Clips (copper) B&R I | DIVERSITECH CORPORATION | 5035 | 16 | 5.0967 | N | 16 | 5.0967 | 16
DIV-5036 | 166553 | 1 | 133771 | Test Clip (steel 20A) B&R In | DIVERSITECH CORPORATION | 5036 | 11.45 | 2.58 | N | 11.45 | 3.08 | 11.45
DIV-5036 | 166559 | 1 | 133771 | Test Clip (steel 20A) B&R In | DIVERSITECH CORPORATION | 5036 | 11.45 | 3.08 | N | 11.45 | 3.08 | 11.45
DIV-5041 | 166553 | 1 | 133771 | Test Leads,Sm. Hook, Low Volt. | DIVERSITECH CORPORATION | 5041 | 23.74 | 11.48 | N | 23.74 | 11.48 | 23.74
DIV-5041 | 166560 | 2 | 133771 | Test Leads,Sm. Hook, Low Volt. | DIVERSITECH CORPORATION | 5041 | 23.74 | 7.94 | N | 23.74 | 11.48 | 23.74
DIV-5224 | 166559 | 2 | 134012 | 5224 | JOHNSON CONTROLS NORTH AMERICAN PRODUCTS (JCI) | 5224 | 1.43 | 1.43 | Y | 1.43 | 1.43 | 1.43
DIV-5246 | 166553 | 1 | 133771 | Tape, PTFE Thread Sealant | DIVERSITECH CORPORATION | 5246 | 5.26 | 4.8655 | Y | 5.26 | 5.26 | 5.26
DIV-5246 | 166557 | 6 | 133771 | Tape, PTFE Thread Sealant | DIVERSITECH CORPORATION | 5246 | 5.26 | 2.02 | N | 5.26 | 5.26 | 5.26
DIV-5246 | 166559 | 3 | 133771 | Tape, PTFE Thread Sealant | DIVERSITECH CORPORATION | 5246 | 5.26 | 5.26 | Y | 5.26 | 5.26 | 5.26
DIV-5246 | 166560 | 7 | 133771 | Tape, PTFE Thread Sealant | DIVERSITECH CORPORATION | 5246 | 5.26 | 1.7 | Y | 5.26 | 5.26 | 5.26
DIV-5246 | 166561 | 1 | 133771 | Tape, PTFE Thread Sealant | DIVERSITECH CORPORATION | 5246 | 5.26 | 5.26 | Y | 5.26 | 5.26 | 5.26
DIV-5246 | 175883 | 2 | 133771 | Tape, PTFE Thread Sealant | DIVERSITECH CORPORATION | 5246 | 5.26 | 2.02 | Y | 5.26 | 5.26 | 5.26
DIV-5255 | 166553 | 39 | 133771 | Tape, Electrical, (3/4inx60ft) | DIVERSITECH CORPORATION | 5255 | 5.48 | 2.6114 | Y | 5.48 | 2.9421 | 5.48
DIV-5255 | 166557 | 4 | 133771 | Tape, Electrical, (3/4inx60ft) | DIVERSITECH CORPORATION | 5255 | 5.48 | 2.69 | N | 5.48 | 2.9421 | 5.48
DIV-5255 | 166560 | 5 | 133771 | Tape, Electrical, (3/4inx60ft) | DIVERSITECH CORPORATION | 5255 | 5.48 | 2.9421 | Y | 5.48 | 2.9421 | 5.48
DIV-5255 | 166561 | 40 | 133771 | Tape, Electrical, (3/4inx60ft) | DIVERSITECH CORPORATION | 5255 | 5.48 | 2.69 | Y | 5.48 | 2.9421 | 5.48
DIV-534790 | 166559 | 8 | 133771 | Towel, Teri, Pk of 126 | DIVERSITECH CORPORATION | 5-34790 | 21.6 | 21.6 | Y | 21.6 | 21.6 | 21.6
DIV-5381 | 166553 | 4 | 133771 | Cable Clamp,Nylon, 1/8in I.D. | DIVERSITECH CORPORATION | 5381 | 3.02 | 2.67 | Y | 3.02 | 2.75 | 3.02
DIV-5381 | 166559 | 1 | 133771 | Cable Clamp,Nylon, 1/8in I.D. | DIVERSITECH CORPORATION | 5381 | 3.02 | 2.3298 | Y | 3.02 | 2.75 | 3.02
DIV-5381 | 166560 | 5 | 133771 | Cable Clamp,Nylon, 1/8in I.D. | DIVERSITECH CORPORATION | 5381 | 3.02 | 2.3298 | Y | 3.02 | 2.75 | 3.02
DIV-5381 | 166561 | 5 | 133771 | Cable Clamp,Nylon, 1/8in I.D. | DIVERSITECH CORPORATION | 5381 | 3.02 | 2.75 | Y | 3.02 | 2.75 | 3.02
DIV-5382 | 166553 | 2 | 133771 | Cable Clamp,Nylon, 1/4in I.D. | DIVERSITECH CORPORATION | 5382 | 2.88 | 2.62 | Y | 2.88 | 2.62 | 2.88
DIV-5382 | 166560 | 6 | 133771 | Cable Clamp,Nylon, 1/4in I.D. | DIVERSITECH CORPORATION | 5382 | 2.88 | 2.04 | Y | 2.88 | 2.62 | 2.88
DIV-5383 | 166553 | 11 | 133771 | Cable Clamp,Nylon, 3/8in I.D. | DIVERSITECH CORPORATION | 5383 | 2.88 | 2.4 | Y | 2.88 | 2.58 | 2.88
DIV-5383 | 166559 | 1 | 133771 | Cable Clamp,Nylon, 3/8in I.D. | DIVERSITECH CORPORATION | 5383 | 2.88 | 2.4067 | Y | 2.88 | 2.58 | 2.88
DIV-5383 | 166560 | 6 | 133771 | Cable Clamp,Nylon, 3/8in I.D. | DIVERSITECH CORPORATION | 5383 | 2.88 | 2.4067 | Y | 2.88 | 2.58 | 2.88
DIV-5383 | 166561 | 6 | 133771 | Cable Clamp,Nylon, 3/8in I.D. | DIVERSITECH CORPORATION | 5383 | 2.88 | 2.58 | Y | 2.88 | 2.58 | 2.88
DIV-5384 | 166553 | 27 | 133771 | Cable Clamp,Nylon, 1/2in I.D. | DIVERSITECH CORPORATION | 5384 | 2.76 | 1.5945 | Y | 2.76 | 2.63 | 2.76
DIV-5384 | 166559 | 2 | 133771 | Cable Clamp,Nylon, 1/2in I.D. | DIVERSITECH CORPORATION | 5384 | 2.76 | 2.63 | Y | 2.76 | 2.63 | 2.76
DIV-5384 | 166560 | 6 | 133771 | Cable Clamp,Nylon, 1/2in I.D. | DIVERSITECH CORPORATION | 5384 | 2.76 | 2.2071 | Y | 2.76 | 2.63 | 2.76
DIV-5384 | 166561 | 6 | 133771 | Cable Clamp,Nylon, 1/2in I.D. | DIVERSITECH CORPORATION | 5384 | 2.76 | 1.7822 | N | 2.76 | 2.63 | 2.76
DIV-541455 | 173042 | 1 | 133771 | WypAll X70 Cloths, Wht.Pk 100 | DIVERSITECH CORPORATION | 5-41455 | 27 | 33 | N | 27 | 33 | 33
DIV-585TG1 | 166559 | 1 | 133771 | T-stat Grd, Plas.,5-3/4x3-1/2 | DIVERSITECH CORPORATION | 585-TG1 | 18.64 | 9.74 | Y | 18.64 | 9.74 | 18.64
DIV-5SCR1012DP | 166553 | 4 | 133771 | Screw,Sht Met.,10x1/2 Drill Pt | DIVERSITECH CORPORATION | 5-SCR101-2DP | 20.4 | 14.5496 | Y | 20.4 | 15.23 | 20.4
DIV-5SCR1012DP | 166561 | 3 | 133771 | Screw,Sht Met.,10x1/2 Drill Pt | DIVERSITECH CORPORATION | 5-SCR101-2DP | 20.4 | 12.7431 | N | 20.4 | 15.23 | 20.4
DIV-5SCR1012DP | 175883 | 2 | 133771 | Screw,Sht Met.,10x1/2 Drill Pt | DIVERSITECH CORPORATION | 5-SCR101-2DP | 20.4 | 15.23 | Y | 20.4 | 15.23 | 20.4
DIV-5SCR812DP | 166561 | 1 | 133771 | Screw,Sht Met.,8x1/2 Drill Pt | DIVERSITECH CORPORATION | 5-SCR81-2DP | 27.25 | 18.26 | N | 27.25 | 18.26 | 27.25
DIV-5SCR834DP | 166553 | 1 | 133771 | Screw,Sht Met.,8x3/4 Drill Pt | DIVERSITECH CORPORATION | 5-SCR83-4DP | 16.53 | 9.3464 | Y | 16.53 | 9.3464 | 16.53
DIV-6000 | 166553 | 1 | 133771 | Set Screw, Lg. Assort, course | DIVERSITECH CORPORATION | 6000 | 3.39 | 3.08 | Y | 3.39 | 3.08 | 3.39
DIV-6000 | 166559 | 1 | 133771 | Set Screw, Lg. Assort, course | DIVERSITECH CORPORATION | 6000 | 3.39 | 3.08 | Y | 3.39 | 3.08 | 3.39
DIV-6000 | 166560 | 7 | 133771 | Set Screw, Lg. Assort, course | DIVERSITECH CORPORATION | 6000 | 3.39 | 2.3375 | Y | 3.39 | 3.08 | 3.39
DIV-6001 | 166553 | 1 | 133771 | 6001 set screw asst. | DIVERSITECH CORPORATION | 6001 | 3.52 | 3.2 | Y | 3.52 | 3.2 | 3.52
DIV-6001 | 166559 | 1 | 133771 | 6001 set screw asst. | DIVERSITECH CORPORATION | 6001 | 3.52 | 2.03 | N | 3.52 | 3.2 | 3.52
DIV-6001 | 166560 | 7 | 133771 | 6001 set screw asst. | DIVERSITECH CORPORATION | 6001 | 3.52 | 2.5571 | Y | 3.52 | 3.2 | 3.52
DIV-6001 | 166561 | 4 | 133771 | 6001 set screw asst. | DIVERSITECH CORPORATION | 6001 | 3.52 | 2.094 | N | 3.52 | 3.2 | 3.52
DIV-60010 | 166553 | 94 | 133771 | Electr Tape 7MM X 3/4in PVC RD | DIVERSITECH CORPORATION | 60010 | 1.12 | 1.02 | Y | 1.12 | 1.04 | 1.12
DIV-60010 | 166559 | 96 | 133771 | Electr Tape 7MM X 3/4in PVC RD | DIVERSITECH CORPORATION | 60010 | 1.12 | 1.04 | Y | 1.12 | 1.04 | 1.12
DIV-60020 | 166553 | 97 | 133771 | Electr Tape 7MM X 3/4in PVC WH | DIVERSITECH CORPORATION | 60020 | 1.16 | 1.0449 | Y | 1.16 | 1.08 | 1.16
DIV-60020 | 166559 | 92 | 133771 | Electr Tape 7MM X 3/4in PVC WH | DIVERSITECH CORPORATION | 60020 | 1.16 | 1.08 | Y | 1.16 | 1.08 | 1.16
DIV-60030 | 166553 | 75 | 133771 | Electr Tape 7MM X 3/4in PVC YW | DIVERSITECH CORPORATION | 60030 | 1.22 | 0.9173 | Y | 1.22 | 0.9173 | 1.22
DIV-60030 | 166559 | 7 | 133771 | Electr Tape 7MM X 3/4in PVC YW | DIVERSITECH CORPORATION | 60030 | 1.22 | 0.9173 | Y | 1.22 | 0.9173 | 1.22
DIV-60040 | 166553 | 100 | 133771 | Electr Tape 7MM X 3/4in PVC GN | DIVERSITECH CORPORATION | 60040 | 1.11 | 0.90472 | N | 1.11 | 1.04 | 1.11
DIV-60040 | 166559 | 96 | 133771 | Electr Tape 7MM X 3/4in PVC GN | DIVERSITECH CORPORATION | 60040 | 1.11 | 1.04 | Y | 1.11 | 1.04 | 1.11
DIV-60050 | 166553 | 46 | 133771 | Electr Tape 7MM X 3/4in PVC BL | DIVERSITECH CORPORATION | 60050 | 1.04 | 0.94324 | Y | 1.04 | 0.94385 | 1.04
DIV-60050 | 166559 | 1 | 133771 | Electr Tape 7MM X 3/4in PVC BL | DIVERSITECH CORPORATION | 60050 | 1.04 | 0.94385 | Y | 1.04 | 0.94385 | 1.04
DIV-60070 | 166553 | 95 | 133771 | Electr Tape 7MM X 3/4in PVC OR | DIVERSITECH CORPORATION | 60070 | 1.02 | 0.92282 | N | 1.02 | 0.95 | 1.02
DIV-60070 | 166559 | 90 | 133771 | Electr Tape 7MM X 3/4in PVC OR | DIVERSITECH CORPORATION | 60070 | 1.02 | 0.95 | Y | 1.02 | 0.95 | 1.02
DIV-6011 | 166553 | 1 | 133771 | Cotter Pins, Assortment | DIVERSITECH CORPORATION | 6011 | 4.93 | 1.05 | Y | 4.93 | 4.35 | 4.93
DIV-6011 | 166559 | 1 | 133771 | Cotter Pins, Assortment | DIVERSITECH CORPORATION | 6011 | 4.93 | 4.35 | Y | 4.93 | 4.35 | 4.93
DIV-60210 | 166559 | 5 | 133771 | Tab Ad. Ins. .250 16-14 11/PK | DIVERSITECH CORPORATION | 60210 | 2.9 | 2.4 | Y | 2.9 | 2.602 | 2.9
DIV-60210 | 166561 | 8 | 133771 | Tab Ad. Ins. .250 16-14 11/PK | DIVERSITECH CORPORATION | 60210 | 2.9 | 2.602 | Y | 2.9 | 2.602 | 2.9
DIV-60210LX | 166553 | 6 | 133771 | Conn.Ins.Piggy Bk Slip,16-14W | DIVERSITECH CORPORATION | 60210LX | 12.28 | 11.358 | Y | 12.28 | 11.358 | 12.28
DIV-60210LX | 166560 | 2 | 133771 | Conn.Ins.Piggy Bk Slip,16-14W | DIVERSITECH CORPORATION | 60210LX | 12.28 | 9.536 | N | 12.28 | 11.358 | 12.28
DIV-60210LX | 175883 | 3 | 133771 | Conn.Ins.Piggy Bk Slip,16-14W | DIVERSITECH CORPORATION | 60210LX | 12.28 | 10.63 | Y | 12.28 | 11.358 | 12.28
DIV-60251 | 166559 | 2 | 133771 | Slip-On F 12-10 Non-Ins. .250 | DIVERSITECH CORPORATION | 60251 | 3.08 | 1.9 | Y | 3.08 | 2.1325 | 3.08
DIV-60251 | 166561 | 4 | 133771 | Slip-On F 12-10 Non-Ins. .250 | DIVERSITECH CORPORATION | 60251 | 3.08 | 2.1325 | Y | 3.08 | 2.1325 | 3.08
DIV-60264CX | 166553 | 2 | 133771 | Cable Tie, 6in, Nat, Pk of 100 | DIVERSITECH CORPORATION | 60264CX | 23.24 | 20.882 | Y | 23.24 | 20.882 | 23.24
DIV-60264CX | 166559 | 3 | 133771 | Cable Tie, 6in, Nat, Pk of 100 | DIVERSITECH CORPORATION | 60264CX | 23.24 | 20.7576 | Y | 23.24 | 20.882 | 23.24
DIV-60264CX | 166560 | 1 | 133771 | Cable Tie, 6in, Nat, Pk of 100 | DIVERSITECH CORPORATION | 60264CX | 23.24 | 20.51 | Y | 23.24 | 20.882 | 23.24
DIV-60264CX | 166561 | 6 | 133771 | Cable Tie, 6in, Nat, Pk of 100 | DIVERSITECH CORPORATION | 60264CX | 23.24 | 19.4617 | Y | 23.24 | 20.882 | 23.24
DIV-60265LX | 166553 | 15 | 133771 | Cable Tie, 14in, lk, Pk of 50 | DIVERSITECH CORPORATION | 60265LX | 7.04 | 4.3805 | Y | 7.04 | 6.4 | 7.04
DIV-60265LX | 166559 | 7 | 133771 | Cable Tie, 14in, lk, Pk of 50 | DIVERSITECH CORPORATION | 60265LX | 7.04 | 3.219 | Y | 7.04 | 6.4 | 7.04
DIV-60265LX | 166561 | 4 | 133771 | Cable Tie, 14in, lk, Pk of 50 | DIVERSITECH CORPORATION | 60265LX | 7.04 | 6.4 | Y | 7.04 | 6.4 | 7.04
DIV-60272LX | 166560 | 1 | 133771 | Insulated Rings; 16-14ga; 50/pk | DIVERSITECH CORPORATION | 60272LX | 2.5 | 2.5 | Y | 2.5 | 2.5 | 2.5
DIV-60331R | 166559 | 1 | 133771 | Hook-up Wire 18ga red. 48 ft | DIVERSITECH CORPORATION | 60331R | 21.11 | 12.14 | Y | 21.11 | 12.14 | 21.11
DIV-6101 | 166553 | 1 | 133771 | Motor ShaftKeys (1/8- 3/16) | DIVERSITECH CORPORATION | 6101 | 6.2 | 2.4867 | Y | 6.2 | 5.63 | 6.2
DIV-6101 | 166559 | 1 | 133771 | Motor ShaftKeys (1/8- 3/16) | DIVERSITECH CORPORATION | 6101 | 6.2 | 5.63 | Y | 6.2 | 5.63 | 6.2
DIV-6101 | 166561 | 3 | 133771 | Motor ShaftKeys (1/8- 3/16) | DIVERSITECH CORPORATION | 6101 | 6.2 | 2.825 | N | 6.2 | 5.63 | 6.2
DIV-6102 | 166553 | 1 | 133771 | Motor Shaft Keys, Lg. Assort. | DIVERSITECH CORPORATION | 6102 | 12.44 | 11.31 | Y | 12.44 | 14.7 | 14.7
DIV-6102 | 166559 | 2 | 133771 | Motor Shaft Keys, Lg. Assort. | DIVERSITECH CORPORATION | 6102 | 12.44 | 14.7 | N | 12.44 | 14.7 | 14.7
DIV-61233LX | 166560 | 8 | 133771 | Slip-on M & F 16-14 .250 Ful | DIVERSITECH CORPORATION | 61233LX | 11.27 | 8.8907 | Y | 11.27 | 10.16 | 11.27
DIV-61233LX | 166561 | 5 | 133771 | Slip-on M & F 16-14 .250 Ful | DIVERSITECH CORPORATION | 61233LX | 11.27 | 10.16 | Y | 11.27 | 10.16 | 11.27
DIV-6183 | 166553 | 9 | 133771 | Terminal Block 20A-250V 6 pos | DIVERSITECH CORPORATION | 6183 | 5.4 | 5.6482 | Y | 5.4 | 5.6482 | 5.6482
DIV-6183 | 166559 | 13 | 133771 | Terminal Block 20A-250V 6 pos | DIVERSITECH CORPORATION | 6183 | 5.4 | 4.77 | Y | 5.4 | 5.6482 | 5.6482
DIV-6183 | 166560 | 3 | 133771 | Terminal Block 20A-250V 6 pos | DIVERSITECH CORPORATION | 6183 | 5.4 | 2.8151 | Y | 5.4 | 5.6482 | 5.6482
DIV-6183 | 175883 | 4 | 133771 | Terminal Block 20A-250V 6 pos | DIVERSITECH CORPORATION | 6183 | 5.4 | 4.67 | Y | 5.4 | 5.6482 | 5.6482
DIV-6184 | 166553 | 3 | 133771 | Terminal Block, 20A-25V 8/pos. | DIVERSITECH CORPORATION | 6184 | 6.31 | 5.401 | Y | 6.31 | 6.31 | 6.31
DIV-6184 | 166560 | 15 | 133771 | Terminal Block, 20A-25V 8/pos. | DIVERSITECH CORPORATION | 6184 | 6.31 | 5.258 | Y | 6.31 | 6.31 | 6.31
DIV-6184 | 166561 | 1 | 133771 | Terminal Block, 20A-25V 8/pos. | DIVERSITECH CORPORATION | 6184 | 6.31 | 6.31 | Y | 6.31 | 6.31 | 6.31
DIV-6184 | 175883 | 4 | 133771 | Terminal Block, 20A-25V 8/pos. | DIVERSITECH CORPORATION | 6184 | 6.31 | 5.46 | Y | 6.31 | 6.31 | 6.31
DIV-6185 | 166553 | 10 | 133771 | Terminal Block 20A-250V 10 pos | DIVERSITECH CORPORATION | 6185 | 6.45 | 7.62 | Y | 6.45 | 7.62 | 7.62
DIV-6185 | 166559 | 3 | 133771 | Terminal Block 20A-250V 10 pos | DIVERSITECH CORPORATION | 6185 | 6.45 | 5.2448 | Y | 6.45 | 7.62 | 7.62
DIV-6185 | 166560 | 11 | 133771 | Terminal Block 20A-250V 10 pos | DIVERSITECH CORPORATION | 6185 | 6.45 | 5.69 | Y | 6.45 | 7.62 | 7.62
DIV-6185 | 166561 | 2 | 133771 | Terminal Block 20A-250V 10 pos | DIVERSITECH CORPORATION | 6185 | 6.45 | 5.58 | N | 6.45 | 7.62 | 7.62
DIV-6185 | 175883 | 5 | 133771 | Terminal Block 20A-250V 10 pos | DIVERSITECH CORPORATION | 6185 | 6.45 | 5.58 | Y | 6.45 | 7.62 | 7.62
DIV-6186 | 166553 | 8 | 133771 | Terminal Block 20A-250V 12pos. | DIVERSITECH CORPORATION | 6186 | 8.64 | 6.5158 | Y | 8.64 | 7.62 | 8.64
DIV-6186 | 166560 | 13 | 133771 | Terminal Block 20A-250V 12pos. | DIVERSITECH CORPORATION | 6186 | 8.64 | 7.62 | Y | 8.64 | 7.62 | 8.64
DIV-6186 | 175883 | 3 | 133771 | Terminal Block 20A-250V 12pos. | DIVERSITECH CORPORATION | 6186 | 8.64 | 7.47 | Y | 8.64 | 7.62 | 8.64
DIV-6187 | 166560 | 12 | 133771 | Terminal Block,20A-250V 14/pos | DIVERSITECH CORPORATION | 6187 | 13.15 | 11.336 | Y | 13.15 | 11.541 | 13.15
DIV-6187 | 166561 | 8 | 133771 | Terminal Block,20A-250V 14/pos | DIVERSITECH CORPORATION | 6187 | 13.15 | 11.541 | Y | 13.15 | 11.541 | 13.15
DIV-6187 | 175883 | 5 | 133771 | Terminal Block,20A-250V 14/pos | DIVERSITECH CORPORATION | 6187 | 13.15 | 11.38 | Y | 13.15 | 11.541 | 13.15
DIV-6193 | 166560 | 9 | 133771 | Terminal Block,30A-600V 6/pos. | DIVERSITECH CORPORATION | 6193 | 9.01 | 7.1155 | Y | 9.01 | 7.1155 | 9.01
DIV-6194 | 175883 | 2 | 133771 | Terminal Block 30A-600V 8 pos | DIVERSITECH CORPORATION | 6194 | 11.3 | 9.78 | Y | 11.3 | 9.78 | 11.3
DIV-6195X | 166553 | 6 | 133771 | Terminal Block 30A-600V 10 pos | DIVERSITECH CORPORATION | 6195X | 23.32 | 10.0435 | Y | 23.32 | 20.18 | 23.32
DIV-6195X | 166560 | 6 | 133771 | Terminal Block 30A-600V 10 pos | DIVERSITECH CORPORATION | 6195X | 23.32 | 4.9753 | N | 23.32 | 20.18 | 23.32
DIV-6195X | 166561 | 5 | 133771 | Terminal Block 30A-600V 10 pos | DIVERSITECH CORPORATION | 6195X | 23.32 | 20.18 | N | 23.32 | 20.18 | 23.32
DIV-6195X | 175883 | 5 | 133771 | Terminal Block 30A-600V 10 pos | DIVERSITECH CORPORATION | 6195X | 23.32 | 20.18 | Y | 23.32 | 20.18 | 23.32
DIV-6209 | 166559 | 9 | 133771 | Tab Adapt.1/4in,Non-Ins.16-14W | DIVERSITECH CORPORATION | 6209 | 3.2 | 1.35 | N | 3.2 | 1.97 | 3.2
DIV-6209 | 166561 | 10 | 133771 | Tab Adapt.1/4in,Non-Ins.16-14W | DIVERSITECH CORPORATION | 6209 | 3.2 | 1.97 | Y | 3.2 | 1.97 | 3.2
DIV-6210 | 166560 | 12 | 133771 | Tab Adapter,P/Bk. 1M 1F N.Ins. | DIVERSITECH CORPORATION | 6210 | 2.96 | 2.1944 | Y | 2.96 | 2.1944 | 2.96
DIV-6211 | 166559 | 6 | 133771 | Tab Ad. S. F Dbl M .250 | DIVERSITECH CORPORATION | 6211 | 3.27 | 3.87 | Y | 3.27 | 3.87 | 3.87
DIV-6211 | 166561 | 5 | 133771 | Tab Ad. S. F Dbl M .250 | DIVERSITECH CORPORATION | 6211 | 3.27 | 3.6729 | Y | 3.27 | 3.87 | 3.87
DIV-6211CX | 166560 | 5 | 133771 | Tab Ad. S.F Db M NI,Pk of 100 | DIVERSITECH CORPORATION | 6211CX | 11 | 6.8283 | Y | 11 | 6.8283 | 11
DIV-6212 | 166559 | 4 | 133771 | 6212 double male tabs | DIVERSITECH CORPORATION | 6212 | 2.96 | 2.69 | Y | 2.96 | 3.144 | 3.144
DIV-6212 | 166561 | 3 | 133771 | 6212 double male tabs | DIVERSITECH CORPORATION | 6212 | 2.96 | 3.144 | Y | 2.96 | 3.144 | 3.144
DIV-6213CX | 166559 | 3 | 133771 | Flag F QD 16-14 Non-Ins. .250 | DIVERSITECH CORPORATION | 6213CX | 7.77 | 4.5767 | N | 7.77 | 4.5767 | 7.77
DIV-6214 | 166559 | 3 | 133771 | 6214 female slip on | DIVERSITECH CORPORATION | 6214 | 3.08 | 2.2233 | Y | 3.08 | 2.2233 | 3.08
DIV-6214 | 166561 | 8 | 133771 | 6214 female slip on | DIVERSITECH CORPORATION | 6214 | 3.08 | 2.1356 | Y | 3.08 | 2.2233 | 3.08
DIV-6214CX | 166559 | 1 | 133771 | Slip-on F 16-14 Non-Ins. .250 | DIVERSITECH CORPORATION | 6214CX | 7.67 | 4.975 | Y | 7.67 | 4.975 | 7.67
DIV-6216 | 166559 | 1 | 133771 | Ring 16-14 Ins. #10 Stud | DIVERSITECH CORPORATION | 6216 | 2.96 | 2.2873 | Y | 2.96 | 2.2873 | 2.96
DIV-6216 | 166561 | 6 | 133771 | Ring 16-14 Ins. #10 Stud | DIVERSITECH CORPORATION | 6216 | 2.96 | 2.0723 | Y | 2.96 | 2.2873 | 2.96
DIV-6216LX | 166553 | 8 | 133771 | Ring 16-14 Ins. #10 Stud | DIVERSITECH CORPORATION | 6216LX | 5.98 | 3.8348 | Y | 5.98 | 5.3226 | 5.98
DIV-6216LX | 166559 | 2 | 133771 | Ring 16-14 Ins. #10 Stud | DIVERSITECH CORPORATION | 6216LX | 5.98 | 5.28 | Y | 5.98 | 5.3226 | 5.98
DIV-6216LX | 166561 | 9 | 133771 | Ring 16-14 Ins. #10 Stud | DIVERSITECH CORPORATION | 6216LX | 5.98 | 5.3226 | Y | 5.98 | 5.3226 | 5.98
DIV-6217CX | 166553 | 5 | 133771 | Butt. Conn. Insulated, 16-14 | DIVERSITECH CORPORATION | 6217CX | 9.9 | 11.1686 | Y | 9.9 | 11.1686 | 11.1686
DIV-6217LX | 166559 | 6 | 133771 | Butt. Conn.Ins,16-14,Pk of 50 | DIVERSITECH CORPORATION | 6217LX | 5.55 | 6.56 | Y | 5.55 | 6.56 | 6.56
DIV-6217LX | 166560 | 5 | 133771 | Butt. Conn.Ins,16-14,Pk of 50 | DIVERSITECH CORPORATION | 6217LX | 5.55 | 3.57 | Y | 5.55 | 6.56 | 6.56
DIV-6217LX | 166561 | 3 | 133771 | Butt. Conn.Ins,16-14,Pk of 50 | DIVERSITECH CORPORATION | 6217LX | 5.55 | 5.05 | Y | 5.55 | 6.56 | 6.56
DIV-6218 | 166559 | 2 | 133771 | Slip-on F 16-14 Ins. .250 | DIVERSITECH CORPORATION | 6218 | 2.96 | 2.5527 | Y | 2.96 | 2.5527 | 2.96
DIV-6218CX | 166559 | 7 | 133771 | Conn., Fem. Slip-On, Pk of 100 | DIVERSITECH CORPORATION | 6218CX | 11.41 | 13.48 | Y | 11.41 | 13.48 | 13.48
DIV-6218CX | 166561 | 3 | 133771 | Conn., Fem. Slip-On, Pk of 100 | DIVERSITECH CORPORATION | 6218CX | 11.41 | 10.3067 | Y | 11.41 | 13.48 | 13.48
DIV-6218LX | 166559 | 5 | 133771 | Slip-on F 16-14 Ins. .250 | DIVERSITECH CORPORATION | 6218LX | 5.85 | 5.16 | Y | 5.85 | 5.16 | 5.85
DIV-6219 | 166553 | 11 | 133771 | Slip-on M 16-14 Ins. .250 | DIVERSITECH CORPORATION | 6219 | 2.96 | 2.4431 | Y | 2.96 | 2.9566 | 2.96
DIV-6219 | 166559 | 1 | 133771 | Slip-on M 16-14 Ins. .250 | DIVERSITECH CORPORATION | 6219 | 2.96 | 2.69 | Y | 2.96 | 2.9566 | 2.96
DIV-6219 | 166561 | 9 | 133771 | Slip-on M 16-14 Ins. .250 | DIVERSITECH CORPORATION | 6219 | 2.96 | 2.9566 | Y | 2.96 | 2.9566 | 2.96
DIV-6222LX | 166553 | 2 | 133771 | Dead End Conn. 22-14 Fully Ins | DIVERSITECH CORPORATION | 6222LX | 5.16 | 4.55 | Y | 5.16 | 4.62 | 5.16
DIV-6222LX | 166557 | 27 | 133771 | Dead End Conn. 22-14 Fully Ins | DIVERSITECH CORPORATION | 6222LX | 5.16 | 4.2725 | Y | 5.16 | 4.62 | 5.16
DIV-6222LX | 166559 | 5 | 133771 | Dead End Conn. 22-14 Fully Ins | DIVERSITECH CORPORATION | 6222LX | 5.16 | 4.62 | Y | 5.16 | 4.62 | 5.16
DIV-6222LX | 166560 | 6 | 133771 | Dead End Conn. 22-14 Fully Ins | DIVERSITECH CORPORATION | 6222LX | 5.16 | 4.46 | Y | 5.16 | 4.62 | 5.16
DIV-6223LX | 166553 | 9 | 133771 | Dead End Conn. 18-10 Fully Ins | DIVERSITECH CORPORATION | 6223LX | 6.03 | 4.1207 | Y | 6.03 | 5.7609 | 6.03
DIV-6223LX | 166559 | 4 | 133771 | Dead End Conn. 18-10 Fully Ins | DIVERSITECH CORPORATION | 6223LX | 6.03 | 5.21 | Y | 6.03 | 5.7609 | 6.03
DIV-6223LX | 166560 | 4 | 133771 | Dead End Conn. 18-10 Fully Ins | DIVERSITECH CORPORATION | 6223LX | 6.03 | 4.406 | Y | 6.03 | 5.7609 | 6.03
DIV-6223LX | 166561 | 8 | 133771 | Dead End Conn. 18-10 Fully Ins | DIVERSITECH CORPORATION | 6223LX | 6.03 | 5.7609 | Y | 6.03 | 5.7609 | 6.03
DIV-6224 | 166559 | 5 | 133771 | Flag F QD 12-10 Non- Ins | DIVERSITECH CORPORATION | 6224 | 4.62 | 3.6357 | Y | 4.62 | 3.6357 | 4.62
DIV-6227LX | 166559 | 2 | 133771 | Spade 16-14 Ins. #8 Stud | DIVERSITECH CORPORATION | 6227LX | 6.1 | 5.38 | Y | 6.1 | 5.38 | 6.1
DIV-6227LX | 166560 | 1 | 133771 | Spade 16-14 Ins. #8 Stud | DIVERSITECH CORPORATION | 6227LX | 6.1 | 5.38 | Y | 6.1 | 5.38 | 6.1
DIV-6227LX | 175883 | 1 | 133771 | Spade 16-14 Ins. #8 Stud | DIVERSITECH CORPORATION | 6227LX | 6.1 | 5.27 | Y | 6.1 | 5.38 | 6.1
DIV-6228LX | 166553 | 5 | 133771 | Spade 16-14 Ins. #10 Stud | DIVERSITECH CORPORATION | 6228LX | 5.68 | 4.098 | Y | 5.68 | 6.4671 | 6.4671
DIV-6228LX | 166559 | 5 | 133771 | Spade 16-14 Ins. #10 Stud | DIVERSITECH CORPORATION | 6228LX | 5.68 | 6.4671 | Y | 5.68 | 6.4671 | 6.4671
DIV-6228LX | 166560 | 5 | 133771 | Spade 16-14 Ins. #10 Stud | DIVERSITECH CORPORATION | 6228LX | 5.68 | 5.01 | Y | 5.68 | 6.4671 | 6.4671
DIV-6228LX | 166561 | 8 | 133771 | Spade 16-14 Ins. #10 Stud | DIVERSITECH CORPORATION | 6228LX | 5.68 | 5.4261 | Y | 5.68 | 6.4671 | 6.4671
DIV-6229 | 166557 | 45 | 133771 | Slip-on F 16-14 Full Ins .250 | DIVERSITECH CORPORATION | 6229 | 4.34 | 3.76 | Y | 4.34 | 4.0605 | 4.34
DIV-6229 | 166561 | 10 | 133771 | Slip-on F 16-14 Full Ins .250 | DIVERSITECH CORPORATION | 6229 | 4.34 | 4.0605 | Y | 4.34 | 4.0605 | 4.34
DIV-6230 | 166553 | 4 | 133771 | Tab Adapter,M. Straight #8Stud | DIVERSITECH CORPORATION | 6230 | 3.25 | 1.6987 | Y | 3.25 | 2.405 | 3.25
DIV-6230 | 166559 | 4 | 133771 | Tab Adapter,M. Straight #8Stud | DIVERSITECH CORPORATION | 6230 | 3.25 | 1.35 | N | 3.25 | 2.405 | 3.25
DIV-6230 | 166561 | 5 | 133771 | Tab Adapter,M. Straight #8Stud | DIVERSITECH CORPORATION | 6230 | 3.25 | 2.405 | Y | 3.25 | 2.405 | 3.25
DIV-623012 | 166553 | 8 | 133771 | Wire Conn.,Blue,72B, Pk of 600 | DIVERSITECH CORPORATION | 623-012 | 31.42 | 30.9658 | Y | 31.42 | 30.9658 | 31.42
DIV-623013 | 166553 | 4 | 133771 | Wire Conn.,Org,73B,Pk of 300 | DIVERSITECH CORPORATION | 623-013 | 33.16 | 26.83 | Y | 33.16 | 26.83 | 33.16
DIV-6231LX | 166553 | 8 | 133771 | Butt. Conn. Ins,12-10,Pk of 50 | DIVERSITECH CORPORATION | 6231LX | 8.36 | 7.1658 | Y | 8.36 | 7.23 | 8.36
DIV-6231LX | 166559 | 8 | 133771 | Butt. Conn. Ins,12-10,Pk of 50 | DIVERSITECH CORPORATION | 6231LX | 8.36 | 4.635 | Y | 8.36 | 7.23 | 8.36
DIV-6231LX | 166560 | 5 | 133771 | Butt. Conn. Ins,12-10,Pk of 50 | DIVERSITECH CORPORATION | 6231LX | 8.36 | 5.1359 | Y | 8.36 | 7.23 | 8.36
DIV-6231LX | 166561 | 7 | 133771 | Butt. Conn. Ins,12-10,Pk of 50 | DIVERSITECH CORPORATION | 6231LX | 8.36 | 7.0215 | Y | 8.36 | 7.23 | 8.36
DIV-6231LX | 175883 | 5 | 133771 | Butt. Conn. Ins,12-10,Pk of 50 | DIVERSITECH CORPORATION | 6231LX | 8.36 | 7.23 | Y | 8.36 | 7.23 | 8.36
DIV-6232LX | 166553 | 4 | 133771 | Butt. Conn. Insulated, 22-18 | DIVERSITECH CORPORATION | 6232LX | 5.04 | 4.5274 | Y | 5.04 | 4.58 | 5.04
DIV-6232LX | 166559 | 1 | 133771 | Butt. Conn. Insulated, 22-18 | DIVERSITECH CORPORATION | 6232LX | 5.04 | 4.4482 | Y | 5.04 | 4.58 | 5.04
DIV-6232LX | 166560 | 5 | 133771 | Butt. Conn. Insulated, 22-18 | DIVERSITECH CORPORATION | 6232LX | 5.04 | 4.1095 | Y | 5.04 | 4.58 | 5.04
DIV-6232LX | 166561 | 1 | 133771 | Butt. Conn. Insulated, 22-18 | DIVERSITECH CORPORATION | 6232LX | 5.04 | 4.58 | Y | 5.04 | 4.58 | 5.04
DIV-6233LX | 166557 | 12 | 133771 | Slip-on F 16-14 .250 Full In | DIVERSITECH CORPORATION | 6233LX | 9.57 | 8.28 | Y | 9.57 | 10.5291 | 10.5291
DIV-6233LX | 166559 | 2 | 133771 | Slip-on F 16-14 .250 Full In | DIVERSITECH CORPORATION | 6233LX | 9.57 | 8.566 | Y | 9.57 | 10.5291 | 10.5291
DIV-6233LX | 166561 | 7 | 133771 | Slip-on F 16-14 .250 Full In | DIVERSITECH CORPORATION | 6233LX | 9.57 | 10.5291 | Y | 9.57 | 10.5291 | 10.5291
DIV-6234LX | 166553 | 11 | 133771 | Slip-on M 16-14 .250 Full In | DIVERSITECH CORPORATION | 6234LX | 9.43 | 8.15 | Y | 9.43 | 9.448 | 9.448
DIV-6234LX | 166559 | 2 | 133771 | Slip-on M 16-14 .250 Full In | DIVERSITECH CORPORATION | 6234LX | 9.43 | 9.448 | Y | 9.43 | 9.448 | 9.448
DIV-6234LX | 166560 | 7 | 133771 | Slip-on M 16-14 .250 Full In | DIVERSITECH CORPORATION | 6234LX | 9.43 | 7.2295 | Y | 9.43 | 9.448 | 9.448
DIV-6234LX | 166561 | 6 | 133771 | Slip-on M 16-14 .250 Full In | DIVERSITECH CORPORATION | 6234LX | 9.43 | 8.4161 | Y | 9.43 | 9.448 | 9.448
DIV-6235 | 166559 | 8 | 133771 | Slip-on F 22-18 Ins. .250 | DIVERSITECH CORPORATION | 6235 | 2.96 | 2.56 | Y | 2.96 | 2.56 | 2.96
DIV-6235CX | 166561 | 5 | 133771 | Conn.F.Male Ins.Slip,Pk of 100 | DIVERSITECH CORPORATION | 6235CX | 11.98 | 10.5544 | Y | 11.98 | 10.5544 | 11.98
DIV-6235LX | 166553 | 11 | 133771 | Slip-on F 22-18 Ins. .250 | DIVERSITECH CORPORATION | 6235LX | 6.12 | 5.496 | Y | 6.12 | 5.496 | 6.12
DIV-6235LX | 166559 | 7 | 133771 | Slip-on F 22-18 Ins. .250 | DIVERSITECH CORPORATION | 6235LX | 6.12 | 5.4 | Y | 6.12 | 5.496 | 6.12
DIV-6236LX | 166553 | 14 | 133771 | Ring 22-18 Ins. #8 Stud | DIVERSITECH CORPORATION | 6236LX | 5.99 | 4.6867 | Y | 5.99 | 6.364 | 6.364
DIV-6236LX | 166559 | 10 | 133771 | Ring 22-18 Ins. #8 Stud | DIVERSITECH CORPORATION | 6236LX | 5.99 | 6.364 | Y | 5.99 | 6.364 | 6.364
DIV-6236LX | 166560 | 7 | 133771 | Ring 22-18 Ins. #8 Stud | DIVERSITECH CORPORATION | 6236LX | 5.99 | 3.4807 | Y | 5.99 | 6.364 | 6.364
DIV-6236LX | 166561 | 3 | 133771 | Ring 22-18 Ins. #8 Stud | DIVERSITECH CORPORATION | 6236LX | 5.99 | 5.2518 | Y | 5.99 | 6.364 | 6.364
DIV-6237 | 166559 | 2 | 133771 | Spade 22-18 Ins. #8 Stud | DIVERSITECH CORPORATION | 6237 | 2.93 | 2.5782 | Y | 2.93 | 2.93 | 2.93
DIV-6237 | 166561 | 1 | 133771 | Spade 22-18 Ins. #8 Stud | DIVERSITECH CORPORATION | 6237 | 2.93 | 2.93 | Y | 2.93 | 2.93 | 2.93
DIV-6237LX | 166553 | 6 | 133771 | Conn., Spades, Ins. 22-18W | DIVERSITECH CORPORATION | 6237LX | 6.37 | 7.53 | Y | 6.37 | 7.53 | 7.53
DIV-6237LX | 166559 | 7 | 133771 | Conn., Spades, Ins. 22-18W | DIVERSITECH CORPORATION | 6237LX | 6.37 | 7.53 | Y | 6.37 | 7.53 | 7.53
DIV-6237LX | 166560 | 4 | 133771 | Conn., Spades, Ins. 22-18W | DIVERSITECH CORPORATION | 6237LX | 6.37 | 4.9249 | Y | 6.37 | 7.53 | 7.53
DIV-6238 | 166557 | 45 | 133771 | Conn.,Spring Spade 22 18W Stud | DIVERSITECH CORPORATION | 6238 | 3.15 | 2.72 | N | 3.15 | 2.829 | 3.15
DIV-6238 | 166559 | 1 | 133771 | Conn.,Spring Spade 22 18W Stud | DIVERSITECH CORPORATION | 6238 | 3.15 | 2.78 | Y | 3.15 | 2.829 | 3.15
DIV-6238 | 166561 | 1 | 133771 | Conn.,Spring Spade 22 18W Stud | DIVERSITECH CORPORATION | 6238 | 3.15 | 2.829 | Y | 3.15 | 2.829 | 3.15
DIV-6239 | 166561 | 10 | 133771 | Spr. Spade 16-14 Ins. #8 Stud | DIVERSITECH CORPORATION | 6239 | 3.14 | 2.9843 | Y | 3.14 | 2.9843 | 3.14
DIV-6239LX | 166553 | 6 | 133771 | Spr. Spade 16-14 Ins.,Pk of 50 | DIVERSITECH CORPORATION | 6239LX | 6 | 5.3444 | Y | 6 | 5.3444 | 6
DIV-6239LX | 166557 | 5 | 133771 | Spr. Spade 16-14 Ins.,Pk of 50 | DIVERSITECH CORPORATION | 6239LX | 6 | 3.9742 | Y | 6 | 5.3444 | 6
DIV-6239LX | 166559 | 4 | 133771 | Spr. Spade 16-14 Ins.,Pk of 50 | DIVERSITECH CORPORATION | 6239LX | 6 | 5.3 | Y | 6 | 5.3444 | 6
DIV-6241 | 166559 | 4 | 133771 | Conn., Tap Splice Blue 16-14W | DIVERSITECH CORPORATION | 6241 | 3.2 | 1.72 | N | 3.2 | 2.1614 | 3.2
DIV-6241 | 166560 | 7 | 133771 | Conn., Tap Splice Blue 16-14W | DIVERSITECH CORPORATION | 6241 | 3.2 | 2.1614 | Y | 3.2 | 2.1614 | 3.2
DIV-6241 | 166561 | 1 | 133771 | Conn., Tap Splice Blue 16-14W | DIVERSITECH CORPORATION | 6241 | 3.2 | 1.35 | N | 3.2 | 2.1614 | 3.2
DIV-6245 | 166553 | 5 | 134012 | 6245 T-tap | JOHNSON CONTROLS NORTH AMERICAN PRODUCTS (JCI) | 6245 | 1.35 | 1.35 | Y | 1.35 | 1.35 | 1.35
DIV-6245 | 166559 | 2 | 134012 | 6245 T-tap | JOHNSON CONTROLS NORTH AMERICAN PRODUCTS (JCI) | 6245 | 1.35 | 1.35 | N | 1.35 | 1.35 | 1.35
DIV-6245 | 166560 | 3 | 134012 | 6245 T-tap | JOHNSON CONTROLS NORTH AMERICAN PRODUCTS (JCI) | 6245 | 1.35 | 1.35 | N | 1.35 | 1.35 | 1.35
DIV-6245 | 166561 | 4 | 134012 | 6245 T-tap | JOHNSON CONTROLS NORTH AMERICAN PRODUCTS (JCI) | 6245 | 1.35 | 1.35 | N | 1.35 | 1.35 | 1.35
DIV-6249 | 166553 | 5 | 133771 | Male Tab, 1 Pr,90deg, Non-Ins | DIVERSITECH CORPORATION | 6249 | 3.25 | 1.4578 | Y | 3.25 | 1.84 | 3.25
DIV-6249 | 166559 | 2 | 133771 | Male Tab, 1 Pr,90deg, Non-Ins | DIVERSITECH CORPORATION | 6249 | 3.25 | 1.84 | N | 3.25 | 1.84 | 3.25
DIV-6251 | 166559 | 2 | 133771 | Slip-on F 12-10 Ins. .250 | DIVERSITECH CORPORATION | 6251 | 2.96 | 2.63 | Y | 2.96 | 2.96 | 2.96
DIV-6251 | 166561 | 8 | 133771 | Slip-on F 12-10 Ins. .250 | DIVERSITECH CORPORATION | 6251 | 2.96 | 2.96 | Y | 2.96 | 2.96 | 2.96
DIV-6251 | 175883 | 5 | 133771 | Slip-on F 12-10 Ins. .250 | DIVERSITECH CORPORATION | 6251 | 2.96 | 2.56 | Y | 2.96 | 2.96 | 2.96
DIV-6251LX | 166553 | 3 | 133771 | Slip-on F 12-10 Ins. .250 | DIVERSITECH CORPORATION | 6251LX | 7.84 | 8.6754 | Y | 7.84 | 8.6754 | 8.6754
DIV-6251LX | 166559 | 2 | 133771 | Slip-on F 12-10 Ins. .250 | DIVERSITECH CORPORATION | 6251LX | 7.84 | 7.13 | Y | 7.84 | 8.6754 | 8.6754
DIV-6251LX | 166560 | 6 | 133771 | Slip-on F 12-10 Ins. .250 | DIVERSITECH CORPORATION | 6251LX | 7.84 | 6.03 | Y | 7.84 | 8.6754 | 8.6754
DIV-6252 | 166553 | 11 | 133771 | Ring 12-10 Ins. #10 Stud | DIVERSITECH CORPORATION | 6252 | 2.96 | 1.8723 | Y | 2.96 | 2.61 | 2.96
DIV-6252 | 166559 | 1 | 133771 | Ring 12-10 Ins. #10 Stud | DIVERSITECH CORPORATION | 6252 | 2.96 | 2.61 | Y | 2.96 | 2.61 | 2.96
DIV-6252 | 166561 | 9 | 133771 | Ring 12-10 Ins. #10 Stud | DIVERSITECH CORPORATION | 6252 | 2.96 | 2.4818 | Y | 2.96 | 2.61 | 2.96
DIV-6252LX | 166553 | 10 | 133771 | Ring 12-10 Ins. #10 Stud | DIVERSITECH CORPORATION | 6252LX | 7.93 | 6.7771 | Y | 7.93 | 7 | 7.93
DIV-6252LX | 166559 | 4 | 133771 | Ring 12-10 Ins. #10 Stud | DIVERSITECH CORPORATION | 6252LX | 7.93 | 7 | Y | 7.93 | 7 | 7.93
DIV-6252LX | 166560 | 10 | 133771 | Ring 12-10 Ins. #10 Stud | DIVERSITECH CORPORATION | 6252LX | 7.93 | 6.3107 | Y | 7.93 | 7 | 7.93
DIV-6252LX | 166561 | 4 | 133771 | Ring 12-10 Ins. #10 Stud | DIVERSITECH CORPORATION | 6252LX | 7.93 | 7 | Y | 7.93 | 7 | 7.93
DIV-6253 | 166553 | 2 | 133771 | Ring 12-10 Ins. 1/4in Stud | DIVERSITECH CORPORATION | 6253 | 3.85 | 3.1367 | Y | 3.85 | 3.5 | 3.85
DIV-6253 | 166559 | 4 | 133771 | Ring 12-10 Ins. 1/4in Stud | DIVERSITECH CORPORATION | 6253 | 3.85 | 3.5 | Y | 3.85 | 3.5 | 3.85
DIV-6253 | 166561 | 3 | 133771 | Ring 12-10 Ins. 1/4in Stud | DIVERSITECH CORPORATION | 6253 | 3.85 | 3.21 | Y | 3.85 | 3.5 | 3.85
DIV-6255 | 166559 | 6 | 133771 | Spade 12-10 Ins. #10 Stud | DIVERSITECH CORPORATION | 6255 | 2.96 | 2.56 | Y | 2.96 | 2.56 | 2.96
DIV-6255 | 166561 | 7 | 133771 | Spade 12-10 Ins. #10 Stud | DIVERSITECH CORPORATION | 6255 | 2.96 | 2.2946 | Y | 2.96 | 2.56 | 2.96
DIV-6255LX | 166553 | 6 | 133771 | Spade 12-10 Ins. #10 Stud | DIVERSITECH CORPORATION | 6255LX | 7.91 | 8.1325 | Y | 7.91 | 9.35 | 9.35
DIV-6255LX | 166559 | 8 | 133771 | Spade 12-10 Ins. #10 Stud | DIVERSITECH CORPORATION | 6255LX | 7.91 | 9.35 | Y | 7.91 | 9.35 | 9.35
DIV-6255LX | 166560 | 6 | 133771 | Spade 12-10 Ins. #10 Stud | DIVERSITECH CORPORATION | 6255LX | 7.91 | 6.4079 | Y | 7.91 | 9.35 | 9.35
DIV-6257NX | 166559 | 2 | 133771 | Ring #8 Ins. 1/4in Stud 25 pc | DIVERSITECH CORPORATION | 6257NX | 10.96 | 9.4211 | Y | 10.96 | 9.4301 | 10.96
DIV-6257NX | 166561 | 5 | 133771 | Ring #8 Ins. 1/4in Stud 25 pc | DIVERSITECH CORPORATION | 6257NX | 10.96 | 9.4301 | Y | 10.96 | 9.4301 | 10.96
DIV-6258 | 166559 | 2 | 133771 | Comp. Flag F. 16-14 Non-Ins | DIVERSITECH CORPORATION | 6258 | 4.56 | 1.35 | N | 4.56 | 3.95 | 4.56
DIV-6258 | 166561 | 5 | 133771 | Comp. Flag F. 16-14 Non-Ins | DIVERSITECH CORPORATION | 6258 | 4.56 | 3.95 | Y | 4.56 | 3.95 | 4.56
DIV-6258CX | 166559 | 5 | 133771 | Comp. Flag F. 16-14 Non-Ins | DIVERSITECH CORPORATION | 6258CX | 23.01 | 18.44 | N | 23.01 | 18.44 | 23.01
DIV-6259 | 166559 | 2 | 133771 | Comp. Flag F. 12-10 Non-Ins | DIVERSITECH CORPORATION | 6259 | 3.64 | 2.44 | N | 3.64 | 2.44 | 3.64
DIV-6259CX | 166559 | 3 | 133771 | Comp. Flag F. 12-10 Non-Ins | DIVERSITECH CORPORATION | 6259CX | 23.93 | 21.12 | N | 23.93 | 21.12 | 23.93
DIV-6261BCX | 166553 | 5 | 133771 | Cable Tie, Nylon, Blk., 6in. | DIVERSITECH CORPORATION | 6261BCX | 4.74 | 4.602 | N | 4.74 | 4.74 | 4.74
DIV-6261BCX | 166559 | 1 | 133771 | Cable Tie, Nylon, Blk., 6in. | DIVERSITECH CORPORATION | 6261BCX | 4.74 | 4.74 | N | 4.74 | 4.74 | 4.74
DIV-6261CX | 166553 | 9 | 133771 | Cable Tie, 6in,Ntl,Pk of 100 | DIVERSITECH CORPORATION | 6261CX | 3.76 | 3.3131 | Y | 3.76 | 3.4057 | 3.76
DIV-6261CX | 166559 | 1 | 133771 | Cable Tie, 6in,Ntl,Pk of 100 | DIVERSITECH CORPORATION | 6261CX | 3.76 | 3.4057 | Y | 3.76 | 3.4057 | 3.76
DIV-6261CX | 166561 | 6 | 133771 | Cable Tie, 6in,Ntl,Pk of 100 | DIVERSITECH CORPORATION | 6261CX | 3.76 | 2.2672 | Y | 3.76 | 3.4057 | 3.76
DIV-6262BCX | 166553 | 10 | 133771 | Cable Tie,7-1/2in, 50lb, Black | DIVERSITECH CORPORATION | 6262BCX | 4.7 | 4.15 | N | 4.7 | 4.15 | 4.7
DIV-6262BCX | 175891 | 7 | 133771 | Cable Tie,7-1/2in, 50lb, Black | DIVERSITECH CORPORATION | 6262BCX | 4.7 | 4.15 | Y | 4.7 | 4.15 | 4.7
DIV-6262CX | 166553 | 10 | 133771 | Cable Tie,7-1/2in, Pk of 100 | DIVERSITECH CORPORATION | 6262CX | 4.64 | 2.99 | Y | 4.64 | 4.21 | 4.64
DIV-6262CX | 166559 | 3 | 133771 | Cable Tie,7-1/2in, Pk of 100 | DIVERSITECH CORPORATION | 6262CX | 4.64 | 2.7009 | Y | 4.64 | 4.21 | 4.64
DIV-6262CX | 166560 | 3 | 133771 | Cable Tie,7-1/2in, Pk of 100 | DIVERSITECH CORPORATION | 6262CX | 4.64 | 3.61 | Y | 4.64 | 4.21 | 4.64
DIV-6262CX | 166561 | 2 | 133771 | Cable Tie,7-1/2in, Pk of 100 | DIVERSITECH CORPORATION | 6262CX | 4.64 | 4.21 | Y | 4.64 | 4.21 | 4.64
DIV-6262CX | 175891 | 9 | 133771 | Cable Tie,7-1/2in, Pk of 100 | DIVERSITECH CORPORATION | 6262CX | 4.64 | 4.09 | Y | 4.64 | 4.21 | 4.64
DIV-6262MX | 166553 | 6 | 133771 | Cable Tie, Nylon Nat. 7-1/2in | DIVERSITECH CORPORATION | 6262MX | 37.49 | 32.2767 | Y | 37.49 | 32.2767 | 37.49
DIV-6263BLX | 166557 | 5 | 133771 | Cable Tie,Blk., 11in- Pk of 50 | DIVERSITECH CORPORATION | 6263BLX | 4.46 | 3.832 | Y | 4.46 | 5.27 | 5.27
DIV-6263BLX | 166559 | 2 | 133771 | Cable Tie,Blk., 11in- Pk of 50 | DIVERSITECH CORPORATION | 6263BLX | 4.46 | 5.27 | Y | 4.46 | 5.27 | 5.27
DIV-6263BLX | 166560 | 5 | 133771 | Cable Tie,Blk., 11in- Pk of 50 | DIVERSITECH CORPORATION | 6263BLX | 4.46 | 3.0913 | Y | 4.46 | 5.27 | 5.27
DIV-6263BLX | 166561 | 4 | 133771 | Cable Tie,Blk., 11in- Pk of 50 | DIVERSITECH CORPORATION | 6263BLX | 4.46 | 3.7938 | Y | 4.46 | 5.27 | 5.27
DIV-6263CX | 166553 | 6 | 133771 | Cable Tie, 11in, 50lb, Nat. | DIVERSITECH CORPORATION | 6263CX | 8.76 | 7.73 | Y | 8.76 | 7.96 | 8.76
DIV-6263CX | 166559 | 5 | 133771 | Cable Tie, 11in, 50lb, Nat. | DIVERSITECH CORPORATION | 6263CX | 8.76 | 4.21 | Y | 8.76 | 7.96 | 8.76
DIV-6263CX | 166560 | 2 | 133771 | Cable Tie, 11in, 50lb, Nat. | DIVERSITECH CORPORATION | 6263CX | 8.76 | 7.3003 | Y | 8.76 | 7.96 | 8.76
DIV-6263CX | 166561 | 12 | 133771 | Cable Tie, 11in, 50lb, Nat. | DIVERSITECH CORPORATION | 6263CX | 8.76 | 7.96 | Y | 8.76 | 7.96 | 8.76
DIV-6263CX | 175891 | 10 | 133771 | Cable Tie, 11in, 50lb, Nat. | DIVERSITECH CORPORATION | 6263CX | 8.76 | 7.73 | Y | 8.76 | 7.96 | 8.76
DIV-6264BCX | 166559 | 10 | 133771 | Cable Tie, Nylon, Blk., 7in. | DIVERSITECH CORPORATION | 6264BCX | 9.48 | 11.21 | Y | 9.48 | 11.21 | 11.21
DIV-6264BCX | 166561 | 2 | 133771 | Cable Tie, Nylon, Blk., 7in. | DIVERSITECH CORPORATION | 6264BCX | 9.48 | 8.62 | Y | 9.48 | 11.21 | 11.21
DIV-6264CX | 166553 | 9 | 133771 | Cable Tie, 7in, Natural | DIVERSITECH CORPORATION | 6264CX | 8.23 | 7.46 | Y | 8.23 | 9.16 | 9.16
DIV-6264CX | 166559 | 1 | 133771 | Cable Tie, 7in, Natural | DIVERSITECH CORPORATION | 6264CX | 8.23 | 9.16 | N | 8.23 | 9.16 | 9.16
DIV-6264CX | 166560 | 5 | 133771 | Cable Tie, 7in, Natural | DIVERSITECH CORPORATION | 6264CX | 8.23 | 7.26 | Y | 8.23 | 9.16 | 9.16
DIV-6264CX | 166561 | 9 | 133771 | Cable Tie, 7in, Natural | DIVERSITECH CORPORATION | 6264CX | 8.23 | 7.48 | Y | 8.23 | 9.16 | 9.16
DIV-6269 | 166553 | 7 | 133771 | Cable Tie Mounts, 1in | DIVERSITECH CORPORATION | 6269 | 3.58 | 3.0503 | Y | 3.58 | 3.1715 | 3.58
DIV-6269 | 166559 | 6 | 133771 | Cable Tie Mounts, 1in | DIVERSITECH CORPORATION | 6269 | 3.58 | 3.1715 | Y | 3.58 | 3.1715 | 3.58
DIV-6269 | 175891 | 9 | 133771 | Cable Tie Mounts, 1in | DIVERSITECH CORPORATION | 6269 | 3.58 | 3.16 | Y | 3.58 | 3.1715 | 3.58
DIV-6269LX | 166553 | 12 | 133771 | Cable Tie, Mount, 1in | DIVERSITECH CORPORATION | 6269LX | 14.06 | 12.41 | Y | 14.06 | 15.9646 | 15.9646
DIV-6269LX | 166557 | 9 | 133771 | Cable Tie, Mount, 1in | DIVERSITECH CORPORATION | 6269LX | 14.06 | 12.41 | Y | 14.06 | 15.9646 | 15.9646
DIV-6269LX | 166559 | 4 | 133771 | Cable Tie, Mount, 1in | DIVERSITECH CORPORATION | 6269LX | 14.06 | 12.41 | Y | 14.06 | 15.9646 | 15.9646
DIV-6269LX | 166561 | 10 | 133771 | Cable Tie, Mount, 1in | DIVERSITECH CORPORATION | 6269LX | 14.06 | 15.9646 | Y | 14.06 | 15.9646 | 15.9646
DIV-6270 | 166559 | 2 | 133771 | Comp. Flag F. 12-8 Non-Ins | DIVERSITECH CORPORATION | 6270 | 3.2 | 1.35 | N | 3.2 | 2.0408 | 3.2
DIV-6270 | 166561 | 4 | 133771 | Comp. Flag F. 12-8 Non-Ins | DIVERSITECH CORPORATION | 6270 | 3.2 | 2.0408 | Y | 3.2 | 2.0408 | 3.2
DIV-6270LX | 166553 | 19 | 133771 | Comp. Flag F. 12-8 Non-Ins | DIVERSITECH CORPORATION | 6270LX | 13.43 | 7.625 | Y | 13.43 | 7.625 | 13.43
DIV-6270LX | 166559 | 3 | 133771 | Comp. Flag F. 12-8 Non-Ins | DIVERSITECH CORPORATION | 6270LX | 13.43 | 6.04 | N | 13.43 | 7.625 | 13.43
DIV-6271 | 166561 | 1 | 133771 | 6271 compressor pin (obsolete) | DIVERSITECH CORPORATION | 6271 | 1.35 | 1.35 | N | 1.35 | 1.35 | 1.35
DIV-6272 | 166553 | 15 | 133771 | Conn., Ring Ins. 16-14W #6Stud | DIVERSITECH CORPORATION | 6272 | 3.21 | 2.46 | Y | 3.21 | 2.83 | 3.21
DIV-6272 | 166559 | 1 | 133771 | Conn., Ring Ins. 16-14W #6Stud | DIVERSITECH CORPORATION | 6272 | 3.21 | 2.83 | Y | 3.21 | 2.83 | 3.21
DIV-6272 | 166560 | 4 | 133771 | Conn., Ring Ins. 16-14W #6Stud | DIVERSITECH CORPORATION | 6272 | 3.21 | 1.48 | Y | 3.21 | 2.83 | 3.21
DIV-6272 | 166561 | 10 | 133771 | Conn., Ring Ins. 16-14W #6Stud | DIVERSITECH CORPORATION | 6272 | 3.21 | 2.684 | Y | 3.21 | 2.83 | 3.21
DIV-6274 | 166553 | 8 | 133771 | Spade 16-14 Ins. #6 Stud | DIVERSITECH CORPORATION | 6274 | 3.08 | 2.72 | Y | 3.08 | 3.08 | 3.08
DIV-6274 | 166559 | 6 | 133771 | Spade 16-14 Ins. #6 Stud | DIVERSITECH CORPORATION | 6274 | 3.08 | 3.08 | Y | 3.08 | 3.08 | 3.08
DIV-6274 | 166560 | 8 | 133771 | Spade 16-14 Ins. #6 Stud | DIVERSITECH CORPORATION | 6274 | 3.08 | 2.2513 | Y | 3.08 | 3.08 | 3.08
DIV-6274 | 166561 | 8 | 133771 | Spade 16-14 Ins. #6 Stud | DIVERSITECH CORPORATION | 6274 | 3.08 | 2.708 | Y | 3.08 | 3.08 | 3.08
DIV-6276 | 166553 | 19 | 133771 | Spr. Spade 16-14 Ins. #6 Stud | DIVERSITECH CORPORATION | 6276 | 3.08 | 2.4922 | Y | 3.08 | 2.7567 | 3.08
DIV-6276 | 166559 | 3 | 133771 | Spr. Spade 16-14 Ins. #6 Stud | DIVERSITECH CORPORATION | 6276 | 3.08 | 2.7567 | Y | 3.08 | 2.7567 | 3.08
DIV-6276LX | 166553 | 11 | 133771 | Conn.Spring Spade, Ins.16-14 W | DIVERSITECH CORPORATION | 6276LX | 6.48 | 7.1869 | Y | 6.48 | 7.1869 | 7.1869
DIV-6276LX | 166561 | 5 | 133771 | Conn.Spring Spade, Ins.16-14 W | DIVERSITECH CORPORATION | 6276LX | 6.48 | 5.72 | Y | 6.48 | 7.1869 | 7.1869
DIV-6277NX | 166553 | 2 | 133771 | Flag F QD 16-14 .250 Fully | DIVERSITECH CORPORATION | 6277NX | 7.36 | 8.7 | Y | 7.36 | 8.7 | 8.7
DIV-6277NX | 166559 | 2 | 133771 | Flag F QD 16-14 .250 Fully | DIVERSITECH CORPORATION | 6277NX | 7.36 | 6.7 | Y | 7.36 | 8.7 | 8.7
DIV-6277NX | 166561 | 10 | 133771 | Flag F QD 16-14 .250 Fully | DIVERSITECH CORPORATION | 6277NX | 7.36 | 8.0947 | Y | 7.36 | 8.7 | 8.7
DIV-6278 | 166560 | 10 | 133771 | Terminal Block Jumper for 6180 | DIVERSITECH CORPORATION | 6278 | 5.77 | 2.3763 | Y | 5.77 | 4.99 | 5.77
DIV-6278 | 175883 | 5 | 133771 | Terminal Block Jumper for 6180 | DIVERSITECH CORPORATION | 6278 | 5.77 | 4.99 | Y | 5.77 | 4.99 | 5.77
DIV-6281 | 166559 | 2 | 133771 | Slip-on F 16-14 Ins. .187 | DIVERSITECH CORPORATION | 6281 | 2.96 | 2.56 | Y | 2.96 | 2.56 | 2.96
DIV-6281LX | 166553 | 10 | 133771 | Slip-on F 16-14 Ins. .187 | DIVERSITECH CORPORATION | 6281LX | 5.56 | 4.6536 | Y | 5.56 | 4.82 | 5.56
DIV-6281LX | 166559 | 2 | 133771 | Slip-on F 16-14 Ins. .187 | DIVERSITECH CORPORATION | 6281LX | 5.56 | 4.75 | Y | 5.56 | 4.82 | 5.56
DIV-6281LX | 166560 | 6 | 133771 | Slip-on F 16-14 Ins. .187 | DIVERSITECH CORPORATION | 6281LX | 5.56 | 4.82 | Y | 5.56 | 4.82 | 5.56
DIV-6281LX | 166561 | 8 | 133771 | Slip-on F 16-14 Ins. .187 | DIVERSITECH CORPORATION | 6281LX | 5.56 | 4.4792 | Y | 5.56 | 4.82 | 5.56
DIV-6282 | 166553 | 6 | 133771 | Slip-on F 22-18 Ins. .187 | DIVERSITECH CORPORATION | 6282 | 3.74 | 3.3 | Y | 3.74 | 3.3 | 3.74
DIV-6282 | 166559 | 8 | 133771 | Slip-on F 22-18 Ins. .187 | DIVERSITECH CORPORATION | 6282 | 3.74 | 3.3 | Y | 3.74 | 3.3 | 3.74
DIV-6282 | 166560 | 13 | 133771 | Slip-on F 22-18 Ins. .187 | DIVERSITECH CORPORATION | 6282 | 3.74 | 2.9035 | Y | 3.74 | 3.3 | 3.74
DIV-6282 | 166561 | 10 | 133771 | Slip-on F 22-18 Ins. .187 | DIVERSITECH CORPORATION | 6282 | 3.74 | 2.919 | Y | 3.74 | 3.3 | 3.74
DIV-6282LX | 166560 | 11 | 133771 | Terminal,F.Male Slip-On,22-18W | DIVERSITECH CORPORATION | 6282LX | 9.01 | 7.8727 | Y | 9.01 | 7.8727 | 9.01
DIV-6282LX | 166561 | 7 | 133771 | Terminal,F.Male Slip-On,22-18W | DIVERSITECH CORPORATION | 6282LX | 9.01 | 4.1029 | Y | 9.01 | 7.8727 | 9.01
DIV-6287XX | 166559 | 2 | 133771 | Butt Conn., #8 Wire | DIVERSITECH CORPORATION | 6287XX | 8.54 | 2.37 | N | 8.54 | 3.15 | 8.54
DIV-6287XX | 166561 | 1 | 133771 | Butt Conn., #8 Wire | DIVERSITECH CORPORATION | 6287XX | 8.54 | 3.15 | N | 8.54 | 3.15 | 8.54
DIV-6288LX | 166553 | 15 | 133771 | Conn.Bul.Plug&Recep.-Pk of 25 | DIVERSITECH CORPORATION | 6288LX | 10.33 | 6.1288 | Y | 10.33 | 9.39 | 10.33
DIV-6288LX | 166559 | 2 | 133771 | Conn.Bul.Plug&Recep.-Pk of 25 | DIVERSITECH CORPORATION | 6288LX | 10.33 | 9.12 | Y | 10.33 | 9.39 | 10.33
DIV-6288LX | 166560 | 4 | 133771 | Conn.Bul.Plug&Recep.-Pk of 25 | DIVERSITECH CORPORATION | 6288LX | 10.33 | 5.8414 | N | 10.33 | 9.39 | 10.33
DIV-6288LX | 166561 | 7 | 133771 | Conn.Bul.Plug&Recep.-Pk of 25 | DIVERSITECH CORPORATION | 6288LX | 10.33 | 9.39 | Y | 10.33 | 9.39 | 10.33
DIV-6289LX | 166553 | 9 | 133771 | Bullet Plug & Rec. 16-14 Ins | DIVERSITECH CORPORATION | 6289LX | 9.14 | 7.1714 | Y | 9.14 | 7.5097 | 9.14
DIV-6289LX | 166559 | 1 | 133771 | Bullet Plug & Rec. 16-14 Ins | DIVERSITECH CORPORATION | 6289LX | 9.14 | 7.31 | N | 9.14 | 7.5097 | 9.14
DIV-6289LX | 166561 | 5 | 133771 | Bullet Plug & Rec. 16-14 Ins | DIVERSITECH CORPORATION | 6289LX | 9.14 | 7.5097 | Y | 9.14 | 7.5097 | 9.14
DIV-6291 | 166553 | 9 | 133771 | Wire Connector Mini-Gray | DIVERSITECH CORPORATION | 6291 | 2.52 | 1.7891 | Y | 2.52 | 2.917 | 2.917
DIV-6291 | 166559 | 10 | 133771 | Wire Connector Mini-Gray | DIVERSITECH CORPORATION | 6291 | 2.52 | 2.917 | Y | 2.52 | 2.917 | 2.917
DIV-6291 | 166561 | 7 | 133771 | Wire Connector Mini-Gray | DIVERSITECH CORPORATION | 6291 | 2.52 | 2.268 | Y | 2.52 | 2.917 | 2.917
DIV-6291CX | 166557 | 1 | 133771 | Wire Connector, Mini, Gray | DIVERSITECH CORPORATION | 6291CX | 7.99 | 9.44 | Y | 7.99 | 9.44 | 9.44
DIV-6291CX | 166561 | 7 | 133771 | Wire Connector, Mini, Gray | DIVERSITECH CORPORATION | 6291CX | 7.99 | 7.99 | Y | 7.99 | 9.44 | 9.44
DIV-6292 | 166553 | 10 | 133771 | Wire Connector Tiny-Blue | DIVERSITECH CORPORATION | 6292 | 2.52 | 2.2655 | Y | 2.52 | 2.9262 | 2.9262
DIV-6292 | 166559 | 17 | 133771 | Wire Connector Tiny-Blue | DIVERSITECH CORPORATION | 6292 | 2.52 | 2.9262 | Y | 2.52 | 2.9262 | 2.9262
DIV-6292 | 166561 | 10 | 133771 | Wire Connector Tiny-Blue | DIVERSITECH CORPORATION | 6292 | 2.52 | 2.451 | Y | 2.52 | 2.9262 | 2.9262
DIV-6292 | 175883 | 5 | 133771 | Wire Connector Tiny-Blue | DIVERSITECH CORPORATION | 6292 | 2.52 | 2.18 | Y | 2.52 | 2.9262 | 2.9262
DIV-6292CX | 166561 | 6 | 133771 | Wire Connector, Tiny, Blue | DIVERSITECH CORPORATION | 6292CX | 8.26 | 8.5279 | Y | 8.26 | 8.5279 | 8.5279
DIV-6293 | 166553 | 1 | 133771 | Wire Connector Small-Orange | DIVERSITECH CORPORATION | 6293 | 2.52 | 2.6019 | Y | 2.52 | 2.7798 | 2.7798
DIV-6293 | 166559 | 8 | 133771 | Wire Connector Small-Orange | DIVERSITECH CORPORATION | 6293 | 2.52 | 2.7798 | Y | 2.52 | 2.7798 | 2.7798
DIV-6293 | 166561 | 10 | 133771 | Wire Connector Small-Orange | DIVERSITECH CORPORATION | 6293 | 2.52 | 2.3672 | Y | 2.52 | 2.7798 | 2.7798
DIV-6293 | 175883 | 2 | 133771 | Wire Connector Small-Orange | DIVERSITECH CORPORATION | 6293 | 2.52 | 2.18 | Y | 2.52 | 2.7798 | 2.7798
DIV-6293CX | 166557 | 2 | 133771 | Wire Conn., Small Orange | DIVERSITECH CORPORATION | 6293CX | 10.5 | 6.72 | Y | 10.5 | 11.782 | 11.782
DIV-6293CX | 166559 | 4 | 133771 | Wire Conn., Small Orange | DIVERSITECH CORPORATION | 6293CX | 10.5 | 11.782 | Y | 10.5 | 11.782 | 11.782
DIV-6293CX | 166560 | 2 | 133771 | Wire Conn., Small Orange | DIVERSITECH CORPORATION | 6293CX | 10.5 | 6.2547 | Y | 10.5 | 11.782 | 11.782
DIV-6293CX | 166561 | 5 | 133771 | Wire Conn., Small Orange | DIVERSITECH CORPORATION | 6293CX | 10.5 | 11.264 | Y | 10.5 | 11.782 | 11.782
DIV-6294 | 166553 | 11 | 133771 | Wire Connector Medium-Yellow | DIVERSITECH CORPORATION | 6294 | 2.52 | 2.103 | Y | 2.52 | 2.3118 | 2.52
DIV-6294 | 166559 | 1 | 133771 | Wire Connector Medium-Yellow | DIVERSITECH CORPORATION | 6294 | 2.52 | 2.22 | Y | 2.52 | 2.3118 | 2.52
DIV-6294 | 166561 | 10 | 133771 | Wire Connector Medium-Yellow | DIVERSITECH CORPORATION | 6294 | 2.52 | 2.3118 | Y | 2.52 | 2.3118 | 2.52
DIV-6294CX | 166559 | 5 | 133771 | Conn., Med. Yel. Standard Wire | DIVERSITECH CORPORATION | 6294CX | 11.47 | 10.228 | Y | 11.47 | 10.228 | 11.47
DIV-6294CX | 166560 | 3 | 133771 | Conn., Med. Yel. Standard Wire | DIVERSITECH CORPORATION | 6294CX | 11.47 | 7.8573 | Y | 11.47 | 10.228 | 11.47
DIV-6294CX | 166561 | 5 | 133771 | Conn., Med. Yel. Standard Wire | DIVERSITECH CORPORATION | 6294CX | 11.47 | 9.92 | Y | 11.47 | 10.228 | 11.47
DIV-6294CX | 175883 | 5 | 133771 | Conn., Med. Yel. Standard Wire | DIVERSITECH CORPORATION | 6294CX | 11.47 | 9.92 | Y | 11.47 | 10.228 | 11.47
DIV-6295X | 166559 | 5 | 133771 | Wire Conn., Assort, Pk of 55 | DIVERSITECH CORPORATION | 6295X | 5.6 | 6.3699 | Y | 5.6 | 6.3699 | 6.3699
DIV-6295X | 166561 | 6 | 133771 | Wire Conn., Assort, Pk of 55 | DIVERSITECH CORPORATION | 6295X | 5.6 | 5.0153 | Y | 5.6 | 6.3699 | 6.3699
DIV-6295X | 175883 | 4 | 133771 | Wire Conn., Assort, Pk of 55 | DIVERSITECH CORPORATION | 6295X | 5.6 | 4.84 | Y | 5.6 | 6.3699 | 6.3699
DIV-6296 | 166553 | 12 | 133771 | Wire Connector Large-Red | DIVERSITECH CORPORATION | 6296 | 2.52 | 1.9273 | Y | 2.52 | 2.18 | 2.52
DIV-6296 | 166559 | 4 | 133771 | Wire Connector Large-Red | DIVERSITECH CORPORATION | 6296 | 2.52 | 2.18 | Y | 2.52 | 2.18 | 2.52
DIV-6296 | 166561 | 7 | 133771 | Wire Connector Large-Red | DIVERSITECH CORPORATION | 6296 | 2.52 | 2.18 | Y | 2.52 | 2.18 | 2.52
DIV-6296CX | 166559 | 1 | 133771 | Wire Connector, Large, Red | DIVERSITECH CORPORATION | 6296CX | 17.78 | 13.9 | Y | 17.78 | 13.9 | 17.78
DIV-6296CX | 166560 | 4 | 133771 | Wire Connector, Large, Red | DIVERSITECH CORPORATION | 6296CX | 17.78 | 11.695 | Y | 17.78 | 13.9 | 17.78
DIV-6298 | 166553 | 18 | 133771 | Wire Connector XLarge-Gray | DIVERSITECH CORPORATION | 6298 | 2.52 | 2.0655 | Y | 2.52 | 2.22 | 2.52
DIV-6298 | 166559 | 2 | 133771 | Wire Connector XLarge-Gray | DIVERSITECH CORPORATION | 6298 | 2.52 | 2.22 | N | 2.52 | 2.22 | 2.52
DIV-6298 | 166561 | 16 | 133771 | Wire Connector XLarge-Gray | DIVERSITECH CORPORATION | 6298 | 2.52 | 2.18 | Y | 2.52 | 2.22 | 2.52
DIV-6310X | 166559 | 1 | 133771 | GreaseFitting Assortment box | DIVERSITECH CORPORATION | 6310X | 21.18 | 18.69 | N | 21.18 | 18.69 | 21.18
DIV-6312 | 166553 | 3 | 133771 | Grease Fitting, 1/8in P.Thd. | DIVERSITECH CORPORATION | 6312 | 3.07 | 1.35 | N | 3.07 | 3.07 | 3.07
DIV-6312 | 166559 | 1 | 133771 | Grease Fitting, 1/8in P.Thd. | DIVERSITECH CORPORATION | 6312 | 3.07 | 3.07 | N | 3.07 | 3.07 | 3.07
DIV-6332B | 166553 | 2 | 133771 | Hook-up Wire 16ga blk. 48 ft | DIVERSITECH CORPORATION | 6332B | 25.3 | 23 | Y | 25.3 | 23 | 25.3
DIV-6332B | 166559 | 2 | 133771 | Hook-up Wire 16ga blk. 48 ft | DIVERSITECH CORPORATION | 6332B | 25.3 | 23 | Y | 25.3 | 23 | 25.3
DIV-6332G | 166553 | 4 | 133771 | Hook Up Wire, Green 16ga. 48ft | DIVERSITECH CORPORATION | 6332G | 26.76 | 23.62 | N | 26.76 | 23.62 | 26.76
DIV-6332R | 166553 | 1 | 133771 | Hook-up Wire 16ga red. 48 ft | DIVERSITECH CORPORATION | 6332R | 25.79 | 23.44 | Y | 25.79 | 26.62 | 26.62
DIV-6332R | 166559 | 2 | 133771 | Hook-up Wire 16ga red. 48 ft | DIVERSITECH CORPORATION | 6332R | 25.79 | 26.62 | Y | 25.79 | 26.62 | 26.62
DIV-6332W | 166553 | 1 | 133771 | Hook Up Wire, White 16ga 48ft | DIVERSITECH CORPORATION | 6332W | 25.79 | 21.0267 | Y | 25.79 | 23.44 | 25.79
DIV-6332W | 166559 | 2 | 133771 | Hook Up Wire, White 16ga 48ft | DIVERSITECH CORPORATION | 6332W | 25.79 | 23.44 | Y | 25.79 | 23.44 | 25.79
DIV-6332W | 175883 | 5 | 133771 | Hook Up Wire, White 16ga 48ft | DIVERSITECH CORPORATION | 6332W | 25.79 | 22.31 | Y | 25.79 | 23.44 | 25.79
DIV-6333B | 166553 | 2 | 133771 | Hook-up Wire 14ga blk. 48 ft | DIVERSITECH CORPORATION | 6333B | 27 | 28.1363 | Y | 27 | 31.91 | 31.91
DIV-6333B | 166559 | 4 | 133771 | Hook-up Wire 14ga blk. 48 ft | DIVERSITECH CORPORATION | 6333B | 27 | 31.91 | Y | 27 | 31.91 | 31.91
DIV-6333B | 166560 | 5 | 133771 | Hook-up Wire 14ga blk. 48 ft | DIVERSITECH CORPORATION | 6333B | 27 | 20.1374 | Y | 27 | 31.91 | 31.91
DIV-6333G | 166553 | 3 | 133771 | Hook-up Wire 14ga grn. 48 ft | DIVERSITECH CORPORATION | 6333G | 28.08 | 21.6183 | Y | 28.08 | 28.8 | 28.8
DIV-6333G | 166559 | 2 | 133771 | Hook-up Wire 14ga grn. 48 ft | DIVERSITECH CORPORATION | 6333G | 28.08 | 28.8 | Y | 28.08 | 28.8 | 28.8
DIV-6333G | 166560 | 5 | 133771 | Hook-up Wire 14ga grn. 48 ft | DIVERSITECH CORPORATION | 6333G | 28.08 | 17.596 | Y | 28.08 | 28.8 | 28.8
DIV-6333R | 166559 | 2 | 133771 | Hook-up Wire 14ga red. 48 ft | DIVERSITECH CORPORATION | 6333R | 27 | 23.36 | Y | 27 | 23.36 | 27
DIV-6333R | 166560 | 4 | 133771 | Hook-up Wire 14ga red. 48 ft | DIVERSITECH CORPORATION | 6333R | 27 | 22.7844 | Y | 27 | 23.36 | 27
DIV-6333W | 166559 | 1 | 133771 | Hook-up Wire 14ga wht. 48 ft | DIVERSITECH CORPORATION | 6333W | 27 | 24.0667 | Y | 27 | 24.0667 | 27
DIV-6333W | 166560 | 7 | 133771 | Hook-up Wire 14ga wht. 48 ft | DIVERSITECH CORPORATION | 6333W | 27 | 19.9451 | Y | 27 | 24.0667 | 27
DIV-6334B | 166553 | 3 | 133771 | Hook-up Wire 12ga blk. 48 ft | DIVERSITECH CORPORATION | 6334B | 40.45 | 43.3391 | Y | 40.45 | 47.8 | 47.8
DIV-6334B | 166559 | 6 | 133771 | Hook-up Wire 12ga blk. 48 ft | DIVERSITECH CORPORATION | 6334B | 40.45 | 47.8 | Y | 40.45 | 47.8 | 47.8
DIV-6334B | 166560 | 5 | 133771 | Hook-up Wire 12ga blk. 48 ft | DIVERSITECH CORPORATION | 6334B | 40.45 | 33.9068 | Y | 40.45 | 47.8 | 47.8
DIV-6334G | 166559 | 2 | 133771 | Hook Up Wire, Green 12ga. 48ft | DIVERSITECH CORPORATION | 6334G | 42.88 | 37.9692 | Y | 42.88 | 37.9692 | 42.88
DIV-6334G | 166560 | 5 | 133771 | Hook Up Wire, Green 12ga. 48ft | DIVERSITECH CORPORATION | 6334G | 42.88 | 33.94 | Y | 42.88 | 37.9692 | 42.88
DIV-6334R | 166553 | 3 | 133771 | Hook-up Wire 12ga red 48 ft | DIVERSITECH CORPORATION | 6334R | 40.45 | 41.5771 | Y | 40.45 | 47.8 | 47.8
DIV-6334R | 166559 | 3 | 133771 | Hook-up Wire 12ga red 48 ft | DIVERSITECH CORPORATION | 6334R | 40.45 | 47.8 | Y | 40.45 | 47.8 | 47.8
DIV-6334R | 166560 | 5 | 133771 | Hook-up Wire 12ga red 48 ft | DIVERSITECH CORPORATION | 6334R | 40.45 | 31.9333 | Y | 40.45 | 47.8 | 47.8
DIV-6334W | 166553 | 2 | 133771 | Hook-up Wire 12ga wht. 48 ft | DIVERSITECH CORPORATION | 6334W | 43.69 | 34.5702 | Y | 43.69 | 51.63 | 51.63
DIV-6334W | 166559 | 3 | 133771 | Hook-up Wire 12ga wht. 48 ft | DIVERSITECH CORPORATION | 6334W | 43.69 | 51.63 | Y | 43.69 | 51.63 | 51.63
DIV-6334W | 166560 | 4 | 133771 | Hook-up Wire 12ga wht. 48 ft | DIVERSITECH CORPORATION | 6334W | 43.69 | 24.5063 | Y | 43.69 | 51.63 | 51.63
DIV-6334W | 175883 | 5 | 133771 | Hook-up Wire 12ga wht. 48 ft | DIVERSITECH CORPORATION | 6334W | 43.69 | 37.8 | Y | 43.69 | 51.63 | 51.63
DIV-6335B | 166553 | 3 | 133771 | Hook-up Wire 10ga blk. 48 ft | DIVERSITECH CORPORATION | 6335B | 60.15 | 57.9127 | Y | 60.15 | 57.9127 | 60.15
DIV-6335B | 166559 | 1 | 133771 | Hook-up Wire 10ga blk. 48 ft | DIVERSITECH CORPORATION | 6335B | 60.15 | 53.09 | Y | 60.15 | 57.9127 | 60.15
DIV-6335B | 166560 | 6 | 133771 | Hook-up Wire 10ga blk. 48 ft | DIVERSITECH CORPORATION | 6335B | 60.15 | 36.6917 | Y | 60.15 | 57.9127 | 60.15
DIV-6335G | 166559 | 1 | 133771 | Hook Up Wire, Green 10ga. 48ft | DIVERSITECH CORPORATION | 6335G | 60.15 | 41.83 | N | 60.15 | 41.83 | 60.15
DIV-6335G | 166560 | 5 | 133771 | Hook Up Wire, Green 10ga. 48ft | DIVERSITECH CORPORATION | 6335G | 60.15 | 37.29 | Y | 60.15 | 41.83 | 60.15
DIV-6335R | 166553 | 3 | 133771 | Hook-up Wire 10ga red 48ft | DIVERSITECH CORPORATION | 6335R | 60.15 | 44.2638 | Y | 60.15 | 52.05 | 60.15
DIV-6335R | 166559 | 2 | 133771 | Hook-up Wire 10ga red 48ft | DIVERSITECH CORPORATION | 6335R | 60.15 | 52.05 | Y | 60.15 | 52.05 | 60.15
DIV-6335R | 166560 | 5 | 133771 | Hook-up Wire 10ga red 48ft | DIVERSITECH CORPORATION | 6335R | 60.15 | 42.21 | Y | 60.15 | 52.05 | 60.15
DIV-6335W | 166553 | 3 | 133771 | Hook up Wire, White 10ga 48ft | DIVERSITECH CORPORATION | 6335W | 64.97 | 49.7897 | Y | 64.97 | 57.635 | 64.97
DIV-6335W | 166559 | 2 | 133771 | Hook up Wire, White 10ga 48ft | DIVERSITECH CORPORATION | 6335W | 64.97 | 57.635 | Y | 64.97 | 57.635 | 64.97
DIV-6335W | 166560 | 5 | 133771 | Hook up Wire, White 10ga 48ft | DIVERSITECH CORPORATION | 6335W | 64.97 | 39.504 | Y | 64.97 | 57.635 | 64.97
DIV-6335W | 175883 | 5 | 133771 | Hook up Wire, White 10ga 48ft | DIVERSITECH CORPORATION | 6335W | 64.97 | 56.21 | Y | 64.97 | 57.635 | 64.97
DIV-6336 | 10770 | 4 | 133771 | Thermostat Wire,3con 20ga 40ft | DIVERSITECH CORPORATION | 6336 | 15.82 | 13.69 | Y | 15.82 | 13.96 | 15.82
DIV-6336 | 166559 | 3 | 133771 | Thermostat Wire,3con 20ga 40ft | DIVERSITECH CORPORATION | 6336 | 15.82 | 11.26 | Y | 15.82 | 13.96 | 15.82
DIV-6336 | 175891 | 4 | 133771 | Thermostat Wire,3con 20ga 40ft | DIVERSITECH CORPORATION | 6336 | 15.82 | 13.96 | N | 15.82 | 13.96 | 15.82
DIV-6337 | 10770 | 4 | 133771 | Thermostat Wire,5con 20ga 40ft | DIVERSITECH CORPORATION | 6337 | 27.83 | 24.08 | Y | 27.83 | 24.56 | 27.83
DIV-6337 | 166559 | 2 | 133771 | Thermostat Wire,5con 20ga 40ft | DIVERSITECH CORPORATION | 6337 | 27.83 | 17.8783 | N | 27.83 | 24.56 | 27.83
DIV-6337 | 175891 | 4 | 133771 | Thermostat Wire,5con 20ga 40ft | DIVERSITECH CORPORATION | 6337 | 27.83 | 24.56 | N | 27.83 | 24.56 | 27.83
DIV-6338 | 10770 | 4 | 133771 | Thermostat Wire, 8c 20ga 40ft | DIVERSITECH CORPORATION | 6338 | 45.6 | 39.46 | Y | 45.6 | 40.25 | 45.6
DIV-6338 | 175891 | 3 | 133771 | Thermostat Wire, 8c 20ga 40ft | DIVERSITECH CORPORATION | 6338 | 45.6 | 40.25 | N | 45.6 | 40.25 | 45.6
DIV-6341 | 166560 | 2 | 133771 | SJTO Service Cord 16 GA 20 ft | DIVERSITECH CORPORATION | 6341 | 34.16 | 15.59 | Y | 34.16 | 15.59 | 34.16
DIV-6343 | 166553 | 2 | 133771 | SJTO Service Cord 14 GA 20 ft | DIVERSITECH CORPORATION | 6343 | 45.18 | 35.6324 | N | 45.18 | 35.6324 | 45.18
DIV-6343 | 166559 | 1 | 133771 | SJTO Service Cord 14 GA 20 ft | DIVERSITECH CORPORATION | 6343 | 45.18 | 33.975 | N | 45.18 | 35.6324 | 45.18
DIV-6343 | 166560 | 3 | 133771 | SJTO Service Cord 14 GA 20 ft | DIVERSITECH CORPORATION | 6343 | 45.18 | 34.48 | Y | 45.18 | 35.6324 | 45.18
DIV-6370 | 166553 | 3 | 133771 | Heat Shrink Tubing Assort. B&W | DIVERSITECH CORPORATION | 6370 | 4.37 | 3.7003 | Y | 4.37 | 3.85 | 4.37
DIV-6370 | 166559 | 1 | 133771 | Heat Shrink Tubing Assort. B&W | DIVERSITECH CORPORATION | 6370 | 4.37 | 3.85 | Y | 4.37 | 3.85 | 4.37
DIV-6401 | 166559 | 2 | 133771 | Bolts,Rnd.Head,3/16in-24x1/2in | DIVERSITECH CORPORATION | 6401 | 3.58 | 3.1 | Y | 3.58 | 3.1 | 3.58
DIV-6401 | 166561 | 6 | 133771 | Bolts,Rnd.Head,3/16in-24x1/2in | DIVERSITECH CORPORATION | 6401 | 3.58 | 2.9374 | N | 3.58 | 3.1 | 3.58
DIV-6402 | 166559 | 2 | 133771 | Bolts, Round Head,#10-24 x 3/4 | DIVERSITECH CORPORATION | 6402 | 3.58 | 2.1105 | N | 3.58 | 2.1105 | 3.58
DIV-6402 | 166561 | 6 | 133771 | Bolts, Round Head,#10-24 x 3/4 | DIVERSITECH CORPORATION | 6402 | 3.58 | 1.7202 | N | 3.58 | 2.1105 | 3.58
DIV-6403 | 166559 | 1 | 133771 | Bolts,Rnd. Head, 3/16in-24x1in | DIVERSITECH CORPORATION | 6403 | 3.58 | 1.74 | N | 3.58 | 2.9217 | 3.58
DIV-6403 | 166561 | 5 | 133771 | Bolts,Rnd. Head, 3/16in-24x1in | DIVERSITECH CORPORATION | 6403 | 3.58 | 2.9217 | N | 3.58 | 2.9217 | 3.58
DIV-6404 | 166559 | 2 | 133771 | Bolts, Stove,#10 - 24 1-1/2in. | DIVERSITECH CORPORATION | 6404 | 3.58 | 1.73 | N | 3.58 | 1.73 | 3.58
DIV-6412 | 166559 | 2 | 133771 | Bolts, Rnd. Head, 1/4in-20x3/4 | DIVERSITECH CORPORATION | 6412 | 3.26 | 1.64 | N | 3.26 | 1.64 | 3.26
DIV-6413 | 166559 | 1 | 133771 | Bolts, Round Head 1/4in-20x1in | DIVERSITECH CORPORATION | 6413 | 3.51 | 3.04 | Y | 3.51 | 3.04 | 3.51
DIV-6413 | 166561 | 4 | 133771 | Bolts, Round Head 1/4in-20x1in | DIVERSITECH CORPORATION | 6413 | 3.51 | 2.06 | N | 3.51 | 3.04 | 3.51
DIV-6414 | 166559 | 1 | 133771 | Bolts,Rnd. Head 1/4in-20x1-1/2 | DIVERSITECH CORPORATION | 6414 | 3.58 | 2.23 | N | 3.58 | 2.5886 | 3.58
DIV-6414 | 166561 | 7 | 133771 | Bolts,Rnd. Head 1/4in-20x1-1/2 | DIVERSITECH CORPORATION | 6414 | 3.58 | 2.5886 | N | 3.58 | 2.5886 | 3.58
DIV-6415 | 166559 | 3 | 133771 | Bolts, Rnd. Head, 1/4in-20x2in | DIVERSITECH CORPORATION | 6415 | 3.52 | 2.23 | N | 3.52 | 2.23 | 3.52
DIV-6416 | 166559 | 4 | 133771 | Bolts,Rnd. Head,1/4in-20x2-1/2 | DIVERSITECH CORPORATION | 6416 | 3.58 | 2.23 | N | 3.58 | 2.23 | 3.58
DIV-6500A | 166559 | 3 | 133771 | Screws,HexNuts, Asst. Mach 6-3 | DIVERSITECH CORPORATION | 6500A | 3.01 | 1.05 | N | 3.01 | 1.3617 | 3.01
DIV-6500A | 166561 | 3 | 133771 | Screws,HexNuts, Asst. Mach 6-3 | DIVERSITECH CORPORATION | 6500A | 3.01 | 1.3617 | N | 3.01 | 1.3617 | 3.01
DIV-6501 | 166553 | 3 | 133771 | Fin. HexNut 1/4in-20 zn Pltd. | DIVERSITECH CORPORATION | 6501 | 3.45 | 1.48 | N | 3.45 | 2.5922 | 3.45
DIV-6501 | 166559 | 2 | 133771 | Fin. HexNut 1/4in-20 zn Pltd. | DIVERSITECH CORPORATION | 6501 | 3.45 | 1.84 | N | 3.45 | 2.5922 | 3.45
DIV-6501 | 166561 | 8 | 133771 | Fin. HexNut 1/4in-20 zn Pltd. | DIVERSITECH CORPORATION | 6501 | 3.45 | 2.5922 | N | 3.45 | 2.5922 | 3.45
DIV-6501CX | 166559 | 1 | 133771 | Fin. HexNut 1/4in-20-Pk of 100 | DIVERSITECH CORPORATION | 6501CX | 5.81 | 1.47 | N | 5.81 | 2.355 | 5.81
DIV-6501CX | 166561 | 2 | 133771 | Fin. HexNut 1/4in-20-Pk of 100 | DIVERSITECH CORPORATION | 6501CX | 5.81 | 2.355 | N | 5.81 | 2.355 | 5.81
DIV-6502 | 166553 | 2 | 133771 | Fin. HexNut 5/16in-18 zn Pltd. | DIVERSITECH CORPORATION | 6502 | 3.45 | 1.265 | N | 3.45 | 2.23 | 3.45
DIV-6502 | 166559 | 2 | 133771 | Fin. HexNut 5/16in-18 zn Pltd. | DIVERSITECH CORPORATION | 6502 | 3.45 | 2.23 | N | 3.45 | 2.23 | 3.45
DIV-6502CX | 166553 | 3 | 133771 | Nuts,Hex,Fin.5/16-18-Pk of 100 | DIVERSITECH CORPORATION | 6502CX | 9.26 | 2.17 | N | 9.26 | 2.17 | 9.26
DIV-6502CX | 166559 | 2 | 133771 | Nuts,Hex,Fin.5/16-18-Pk of 100 | DIVERSITECH CORPORATION | 6502CX | 9.26 | 2.17 | N | 9.26 | 2.17 | 9.26
DIV-6503 | 166559 | 2 | 133771 | Fin. HexNut 3/8in-16 zn Pltd. | DIVERSITECH CORPORATION | 6503 | 3.26 | 1.4 | N | 3.26 | 1.4 | 3.26
DIV-6503CX | 166559 | 1 | 133771 | Fin. HexNut 3/8in-16,Pk of 100 | DIVERSITECH CORPORATION | 6503CX | 11.7 | 5.33 | N | 11.7 | 5.33 | 11.7
DIV-6505 | 166559 | 1 | 133771 | Fin. HexNut 1/2in-13 | DIVERSITECH CORPORATION | 6505 | 3.45 | 1.05 | N | 3.45 | 1.05 | 3.45
DIV-6505LX | 166559 | 2 | 133771 | Fin. HexNut 1/2in-13 znPltd. | DIVERSITECH CORPORATION | 6505LX | 14.03 | 3.26 | N | 14.03 | 3.26 | 14.03
DIV-6507 | 166559 | 2 | 134065 | 6507 hex nut | SIEMENS INDUSTRY, INC. | 6507 | 1.05 | 1.05 | N | 1.05 | 1.05 | 1.05
DIV-6528 | 166559 | 3 | 133771 | Screw, Nuts, Hex,Machine#10-24 | DIVERSITECH CORPORATION | 6528 | 2.79 | 0.8 | N | 2.79 | 0.8 | 2.79
DIV-6601 | 166559 | 2 | 133771 | HH Cap Screw 1/4in-20x3/4 | DIVERSITECH CORPORATION | 6601 | 3.78 | 1.84 | N | 3.78 | 1.84 | 3.78
DIV-6602 | 166559 | 1 | 133771 | HH Cap Screw 1/4in-20 | DIVERSITECH CORPORATION | 6602 | 3.26 | 1.05 | N | 3.26 | 1.7443 | 3.26
DIV-6602 | 166561 | 3 | 133771 | HH Cap Screw 1/4in-20 | DIVERSITECH CORPORATION | 6602 | 3.26 | 1.7443 | N | 3.26 | 1.7443 | 3.26
DIV-6603 | 166559 | 2 | 133771 | 6603 hex head screw | DIVERSITECH CORPORATION | 6603 | 3.39 | 1.05 | N | 3.39 | 1.245 | 3.39
DIV-6603 | 166561 | 3 | 133771 | 6603 hex head screw | DIVERSITECH CORPORATION | 6603 | 3.39 | 1.245 | N | 3.39 | 1.245 | 3.39
DIV-6621 | 166559 | 1 | 133771 | 6621cp screw | DIVERSITECH CORPORATION | 6621 | 1.05 | 1.05 | N | 1.05 | 1.05 | 1.05
DIV-6621 | 166561 | 1 | 133771 | 6621cp screw | DIVERSITECH CORPORATION | 6621 | 1.05 | 1.05 | N | 1.05 | 1.05 | 1.05
DIV-6622 | 166559 | 2 | 133771 | HH Cap Screw 5/16in - 18 | DIVERSITECH CORPORATION | 6622 | 3.45 | 2.23 | N | 3.45 | 2.23 | 3.45
DIV-6623 | 166559 | 2 | 133771 | HH Cap Screw 5/16in-18 | DIVERSITECH CORPORATION | 6623 | 3.65 | 1.05 | N | 3.65 | 1.05 | 3.65
DIV-6642 | 166559 | 2 | 133771 | HH Cap Screw 3/8in-16 x 1in | DIVERSITECH CORPORATION | 6642 | 3.26 | 2.45 | N | 3.26 | 2.45 | 3.26
DIV-6643 | 166559 | 2 | 133771 | 6643 machine screw | DIVERSITECH CORPORATION | 6643 | 3.26 | 1.73 | N | 3.26 | 1.73 | 3.26
DIV-6644 | 166559 | 2 | 133771 | HH Cap Screw 3/8-16x2in | DIVERSITECH CORPORATION | 6644 | 3.52 | 1.84 | N | 3.52 | 1.84 | 3.52
DIV-6684 | 166559 | 3 | 133771 | Hex Head Screw, 1/2in-13x2in | DIVERSITECH CORPORATION | 6684 | 3.71 | 1.05 | N | 3.71 | 1.05 | 3.71
DIV-6700AX | 166553 | 3 | 133771 | FlatWasher Assortment Pack | DIVERSITECH CORPORATION | 6700AX | 6.52 | 3.425 | N | 6.52 | 4.4055 | 6.52
DIV-6700AX | 166559 | 1 | 133771 | FlatWasher Assortment Pack | DIVERSITECH CORPORATION | 6700AX | 6.52 | 3.7267 | Y | 6.52 | 4.4055 | 6.52
DIV-6700AX | 166561 | 1 | 133771 | FlatWasher Assortment Pack | DIVERSITECH CORPORATION | 6700AX | 6.52 | 4.4055 | N | 6.52 | 4.4055 | 6.52
DIV-6701 | 166561 | 4 | 133771 | FlatWasher 3/16in Uss zn Pltd. | DIVERSITECH CORPORATION | 6701 | 3.26 | 2.3522 | N | 3.26 | 2.3522 | 3.26
DIV-6702 | 166553 | 1 | 133771 | FlatWasher 1/4in Uss zn Pltd. | DIVERSITECH CORPORATION | 6702 | 3.39 | 1.5917 | N | 3.39 | 2.7575 | 3.39
DIV-6702 | 166559 | 1 | 133771 | FlatWasher 1/4in Uss zn Pltd. | DIVERSITECH CORPORATION | 6702 | 3.39 | 2.0183 | N | 3.39 | 2.7575 | 3.39
DIV-6702 | 166561 | 6 | 133771 | FlatWasher 1/4in Uss zn Pltd. | DIVERSITECH CORPORATION | 6702 | 3.39 | 2.7575 | N | 3.39 | 2.7575 | 3.39
DIV-6703 | 166553 | 3 | 133771 | FlatWasher 5/16in Uss ZINC | DIVERSITECH CORPORATION | 6703 | 3.26 | 1.265 | N | 3.26 | 1.265 | 3.26
DIV-6703 | 166559 | 1 | 133771 | FlatWasher 5/16in Uss ZINC | DIVERSITECH CORPORATION | 6703 | 3.26 | 1.2467 | N | 3.26 | 1.265 | 3.26
DIV-6704 | 166553 | 3 | 133771 | FlatWasher 3/8in Uss zn Pltd. | DIVERSITECH CORPORATION | 6704 | 3.26 | 1.29 | N | 3.26 | 2.45 | 3.26
DIV-6704 | 166559 | 1 | 133771 | FlatWasher 3/8in Uss zn Pltd. | DIVERSITECH CORPORATION | 6704 | 3.26 | 2.45 | Y | 3.26 | 2.45 | 3.26
DIV-6706 | 166553 | 5 | 133771 | FlatWasher 1/2in Uss zn Pltd. | DIVERSITECH CORPORATION | 6706 | 3.39 | 1.7621 | N | 3.39 | 1.7621 | 3.39
DIV-6706 | 166559 | 2 | 133771 | FlatWasher 1/2in Uss zn Pltd. | DIVERSITECH CORPORATION | 6706 | 3.39 | 1.64 | N | 3.39 | 1.7621 | 3.39
DIV-6707S | 166553 | 2 | 133771 | 6707S flat washer | DIVERSITECH CORPORATION | 6707S | 1.05 | 1.05 | N | 1.05 | 1.05 | 1.05
DIV-6707S | 166559 | 3 | 133771 | 6707S flat washer | DIVERSITECH CORPORATION | 6707S | 1.05 | 1.05 | N | 1.05 | 1.05 | 1.05
DIV-6722 | 166553 | 3 | 133771 | Fender Washer 1/4in zn Pltd. | DIVERSITECH CORPORATION | 6722 | 3.26 | 2.23 | N | 3.26 | 2.62 | 3.26
DIV-6722 | 166559 | 1 | 133771 | Fender Washer 1/4in zn Pltd. | DIVERSITECH CORPORATION | 6722 | 3.26 | 2.62 | N | 3.26 | 2.62 | 3.26
DIV-6724 | 166553 | 1 | 133771 | Fender Washer, 3/8in ZINC PLTD | DIVERSITECH CORPORATION | 6724 | 3.26 | 1.05 | N | 3.26 | 2.23 | 3.26
DIV-6724 | 166559 | 1 | 133771 | Fender Washer, 3/8in ZINC PLTD | DIVERSITECH CORPORATION | 6724 | 3.26 | 2.23 | N | 3.26 | 2.23 | 3.26
DIV-6724 | 166561 | 3 | 133771 | Fender Washer, 3/8in ZINC PLTD | DIVERSITECH CORPORATION | 6724 | 3.26 | 1.4233 | N | 3.26 | 2.23 | 3.26
DIV-6730 | 166553 | 3 | 133771 | Washer, Med.,Split Lock,3/16in | DIVERSITECH CORPORATION | 6730 | 3.32 | 1.05 | N | 3.32 | 1.05 | 3.32
DIV-6730 | 166559 | 1 | 133771 | Washer, Med.,Split Lock,3/16in | DIVERSITECH CORPORATION | 6730 | 3.32 | 1.05 | N | 3.32 | 1.05 | 3.32
DIV-6731 | 166559 | 1 | 133771 | Washers, Med. SplitLock, 1/4in | DIVERSITECH CORPORATION | 6731 | 3.26 | 1.33 | N | 3.26 | 1.3575 | 3.26
DIV-6731 | 166561 | 5 | 133771 | Washers, Med. SplitLock, 1/4in | DIVERSITECH CORPORATION | 6731 | 3.26 | 1.3575 | N | 3.26 | 1.3575 | 3.26
DIV-6732 | 166553 | 3 | 133771 | Washers,Med. SplitLock, 5/16in | DIVERSITECH CORPORATION | 6732 | 3.26 | 1.21 | N | 3.26 | 1.21 | 3.26
DIV-6732 | 166559 | 1 | 133771 | Washers,Med. SplitLock, 5/16in | DIVERSITECH CORPORATION | 6732 | 3.26 | 1.05 | N | 3.26 | 1.21 | 3.26
DIV-6733 | 166559 | 1 | 133771 | Washers, Med. SplitLock, 3/8in | DIVERSITECH CORPORATION | 6733 | 3.14 | 1.05 | N | 3.14 | 1.05 | 3.14
DIV-6735 | 166559 | 2 | 133771 | Tape, PTFE, (3/4x520in) | DIVERSITECH CORPORATION | 6-735 | 1.23 | 1.05 | N | 1.23 | 1.05 | 1.23
DIV-6822H | 166559 | 1 | 133771 | Screws, Hex Head, #6x3/8in. | DIVERSITECH CORPORATION | 6822H | 2.73 | 2.41 | Y | 2.73 | 2.41 | 2.73
DIV-6822H | 166560 | 6 | 133771 | Screws, Hex Head, #6x3/8in. | DIVERSITECH CORPORATION | 6822H | 2.73 | 1.6305 | Y | 2.73 | 2.41 | 2.73
DIV-6822H | 175883 | 2 | 133771 | Screws, Hex Head, #6x3/8in. | DIVERSITECH CORPORATION | 6822H | 2.73 | 2.37 | Y | 2.73 | 2.41 | 2.73
DIV-6843H | 166559 | 2 | 133771 | Screws, Slotted HWH | DIVERSITECH CORPORATION | 6843H | 2.63 | 2.28 | Y | 2.63 | 2.28 | 2.63
DIV-6843H | 166560 | 7 | 133771 | Screws, Slotted HWH | DIVERSITECH CORPORATION | 6843H | 2.63 | 2.1494 | Y | 2.63 | 2.28 | 2.63
DIV-6843H | 166561 | 1 | 133771 | Screws, Slotted HWH | DIVERSITECH CORPORATION | 6843H | 2.63 | 1.5286 | N | 2.63 | 2.28 | 2.63
DIV-6845 | 166560 | 3 | 133771 | 6845 sheet metal screw | DIVERSITECH CORPORATION | 6845 | 1.25 | 1.25 | N | 1.25 | 1.25 | 1.25
DIV-6845H | 166559 | 1 | 133771 | Screws, Hex Head, #8x3/4in. | DIVERSITECH CORPORATION | 6845H | 2.63 | 1.232 | N | 2.63 | 1.9725 | 2.63
DIV-6845H | 166560 | 8 | 133771 | Screws, Hex Head, #8x3/4in. | DIVERSITECH CORPORATION | 6845H | 2.63 | 1.9725 | Y | 2.63 | 1.9725 | 2.63
DIV-6845H | 166561 | 4 | 133771 | Screws, Hex Head, #8x3/4in. | DIVERSITECH CORPORATION | 6845H | 2.63 | 1.0857 | N | 2.63 | 1.9725 | 2.63
DIV-6845HCX | 166561 | 6 | 133771 | Screws, Slotted HH, Pk of 100 | DIVERSITECH CORPORATION | 6845HCX | 4.29 | 2.4078 | N | 4.29 | 2.4078 | 4.29
DIV-6846H | 166560 | 7 | 133771 | Screws, Hex Head, #8x1in. | DIVERSITECH CORPORATION | 6846H | 2.73 | 2.04 | Y | 2.73 | 2.04 | 2.73
DIV-6846H | 166561 | 3 | 133771 | Screws, Hex Head, #8x1in. | DIVERSITECH CORPORATION | 6846H | 2.73 | 1.12 | N | 2.73 | 2.04 | 2.73
DIV-6846HCX | 166561 | 4 | 133771 | Screws, Hex Head, #8x1in. | DIVERSITECH CORPORATION | 6846HCX | 4.88 | 2.35 | N | 4.88 | 2.35 | 4.88
DIV-6848HCX | 166560 | 6 | 133771 | Screw,Hex Hd,#8x1-1/2Pk of 100 | DIVERSITECH CORPORATION | 6848HCX | 6.21 | 3.905 | Y | 6.21 | 3.905 | 6.21
DIV-6849HCX | 166560 | 7 | 133771 | Screws, Hex Head #8x2in. | DIVERSITECH CORPORATION | 6849HCX | 7.4 | 5.3673 | Y | 7.4 | 5.3673 | 7.4
DIV-6853 | 166553 | 13 | 133771 | Screw, Combo Head #10x1/2in. | DIVERSITECH CORPORATION | 6853 | 3.32 | 2.5425 | Y | 3.32 | 2.5425 | 3.32
DIV-6853 | 166559 | 3 | 133771 | Screw, Combo Head #10x1/2in. | DIVERSITECH CORPORATION | 6853 | 3.32 | 2.52 | N | 3.32 | 2.5425 | 3.32
DIV-6853H | 166559 | 3 | 133771 | Screws, Hex Head, #10x1/2in. | DIVERSITECH CORPORATION | 6853H | 2.63 | 1.6233 | Y | 2.63 | 1.6233 | 2.63
DIV-6853H | 166561 | 1 | 133771 | Screws, Hex Head, #10x1/2in. | DIVERSITECH CORPORATION | 6853H | 2.63 | 1.1 | N | 2.63 | 1.6233 | 2.63
DIV-6855 | 166559 | 2 | 133771 | Screw, Combo, #10x3/4in. | DIVERSITECH CORPORATION | 6855 | 3.32 | 2.4922 | N | 3.32 | 2.4922 | 3.32
DIV-6855 | 166561 | 5 | 133771 | Screw, Combo, #10x3/4in. | DIVERSITECH CORPORATION | 6855 | 3.32 | 1.7 | N | 3.32 | 2.4922 | 3.32
DIV-6855H | 166559 | 2 | 133771 | Screws, Hex Head, #10x3/4in. | DIVERSITECH CORPORATION | 6855H | 2.79 | 1 | N | 2.79 | 1 | 2.79
DIV-6856 | 166559 | 1 | 133771 | Screw, Pan Head, #10x1in. | DIVERSITECH CORPORATION | 6856 | 3.44 | 1.05 | N | 3.44 | 1.05 | 3.44
DIV-6856H | 166559 | 1 | 133771 | Screws, Hex Head, #10x1in. | DIVERSITECH CORPORATION | 6856H | 2.69 | 1.9733 | Y | 2.69 | 1.9733 | 2.69
DIV-6858 | 166559 | 1 | 133771 | Screw, Combo Head, #10x1-1/2in | DIVERSITECH CORPORATION | 6858 | 3.32 | 3.01 | Y | 3.32 | 3.01 | 3.32
DIV-6865 | 166559 | 2 | 133771 | Screw, Combo Head #12x3/4in. | DIVERSITECH CORPORATION | 6865 | 3.38 | 1.05 | N | 3.38 | 1.05 | 3.38
DIV-6866 | 166559 | 1 | 133771 | Screw, Combo Head, #12x1in. | DIVERSITECH CORPORATION | 6866 | 3.32 | 1.05 | N | 3.32 | 1.05 | 3.32
DIV-6900AX | 166561 | 3 | 133771 | DrillTip Scrw Repair Kit #12 | DIVERSITECH CORPORATION | 6900AX | 2.48 | 1.27 | N | 2.48 | 1.27 | 2.48
DIV-6943CX | 166553 | 40 | 133771 | Screw, Self Tapping, #8x1/2in | DIVERSITECH CORPORATION | 6943CX | 5.16 | 3.02 | Y | 5.16 | 6.1 | 6.1
DIV-6943CX | 166559 | 4 | 133771 | Screw, Self Tapping, #8x1/2in | DIVERSITECH CORPORATION | 6943CX | 5.16 | 6.1 | Y | 5.16 | 6.1 | 6.1
DIV-6943CX | 166560 | 6 | 133771 | Screw, Self Tapping, #8x1/2in | DIVERSITECH CORPORATION | 6943CX | 5.16 | 4.5157 | Y | 5.16 | 6.1 | 6.1
DIV-6945CX | 166553 | 10 | 133771 | Screws, Hex Head, Zinc 1/4in. | DIVERSITECH CORPORATION | 6945CX | 5.88 | 6.3831 | Y | 5.88 | 6.3831 | 6.3831
DIV-6945CX | 166559 | 4 | 133771 | Screws, Hex Head, Zinc 1/4in. | DIVERSITECH CORPORATION | 6945CX | 5.88 | 5.19 | Y | 5.88 | 6.3831 | 6.3831
DIV-6945CX | 166560 | 4 | 133771 | Screws, Hex Head, Zinc 1/4in. | DIVERSITECH CORPORATION | 6945CX | 5.88 | 4.807 | Y | 5.88 | 6.3831 | 6.3831
DIV-6946CX | 166553 | 5 | 133771 | Self Tapping Screw, #8, 1in | DIVERSITECH CORPORATION | 6946CX | 6.92 | 4.0272 | Y | 6.92 | 5.211 | 6.92
DIV-6946CX | 166560 | 3 | 133771 | Self Tapping Screw, #8, 1in | DIVERSITECH CORPORATION | 6946CX | 6.92 | 3.0633 | Y | 6.92 | 5.211 | 6.92
DIV-6946CX | 166561 | 1 | 133771 | Self Tapping Screw, #8, 1in | DIVERSITECH CORPORATION | 6946CX | 6.92 | 5.211 | N | 6.92 | 5.211 | 6.92
DIV-6953CX | 166559 | 3 | 133771 | Screw,DrillTip, #10x1/2in | DIVERSITECH CORPORATION | 6953CX | 6.3 | 5.73 | Y | 6.3 | 5.73 | 6.3
DIV-6955CX | 166559 | 8 | 133771 | Screw,DrillTip, #10x3/4in | DIVERSITECH CORPORATION | 6955CX | 7.09 | 6.684 | Y | 7.09 | 6.684 | 7.09
DIV-6956CX | 166559 | 3 | 133771 | Screw, Self Tapping, #10x1in | DIVERSITECH CORPORATION | 6956CX | 8.85 | 7.81 | Y | 8.85 | 7.81 | 8.85
DIV-6956CX | 166560 | 6 | 133771 | Screw, Self Tapping, #10x1in | DIVERSITECH CORPORATION | 6956CX | 8.85 | 7.0557 | Y | 8.85 | 7.81 | 8.85
DIV-6956CX | 166561 | 3 | 133771 | Screw, Self Tapping, #10x1in | DIVERSITECH CORPORATION | 6956CX | 8.85 | 7.0231 | N | 8.85 | 7.81 | 8.85
DIV-6956CX | 175883 | 1 | 133771 | Screw, Self Tapping, #10x1in | DIVERSITECH CORPORATION | 6956CX | 8.85 | 7.66 | Y | 8.85 | 7.81 | 8.85
DIV-7034 | 166559 | 2 | 133771 | ToggleBolt w/wing 1/4x4 ZINC | DIVERSITECH CORPORATION | 7034 | 3.85 | 3.4 | Y | 3.85 | 3.4 | 3.85
DIV-7036X | 166559 | 1 | 133771 | ToggleBolt w/wing, Pk of 4 | DIVERSITECH CORPORATION | 7036X | 5.78 | 5 | Y | 5.78 | 5 | 5.78
DIV-7101CX | 175883 | 5 | 133771 | Anch Kit Yellow #8x1in w 3/16 | DIVERSITECH CORPORATION | 7101CX | 8.58 | 6.28 | Y | 8.58 | 6.28 | 8.58
DIV-7102CX | 166553 | 5 | 133771 | Anch Kit Red #10x1-1/4in | DIVERSITECH CORPORATION | 7102CX | 11.17 | 8.3231 | Y | 11.17 | 9.755 | 11.17
DIV-7102CX | 166559 | 4 | 133771 | Anch Kit Red #10x1-1/4in | DIVERSITECH CORPORATION | 7102CX | 11.17 | 9.755 | Y | 11.17 | 9.755 | 11.17
DIV-7103CX | 166553 | 2 | 133771 | Anch Kit Blue #4x3/4in w 5/32 | DIVERSITECH CORPORATION | 7103CX | 5.5 | 3.77 | Y | 5.5 | 4.82 | 5.5
DIV-7103CX | 166559 | 1 | 133771 | Anch Kit Blue #4x3/4in w 5/32 | DIVERSITECH CORPORATION | 7103CX | 5.5 | 4.82 | N | 5.5 | 4.82 | 5.5
DIV-7103CX | 166561 | 3 | 133771 | Anch Kit Blue #4x3/4in w 5/32 | DIVERSITECH CORPORATION | 7103CX | 5.5 | 3.5908 | N | 5.5 | 4.82 | 5.5
DIV-7106CX | 166553 | 3 | 133771 | Anchor Kit,1/4 Size-Pk. Of 100 | DIVERSITECH CORPORATION | 7106CX | 14.05 | 8.6 | Y | 14.05 | 8.6 | 14.05
DIV-7106CX | 166559 | 1 | 133771 | Anchor Kit,1/4 Size-Pk. Of 100 | DIVERSITECH CORPORATION | 7106CX | 14.05 | 5.0133 | N | 14.05 | 8.6 | 14.05
DIV-7111CX | 166553 | 4 | 133771 | Anchor Kit,Blue,#14x1,Pk of100 | DIVERSITECH CORPORATION | 7111CX | 22.91 | 9.8867 | Y | 22.91 | 17.11 | 22.91
DIV-7111CX | 166559 | 1 | 133771 | Anchor Kit,Blue,#14x1,Pk of100 | DIVERSITECH CORPORATION | 7111CX | 22.91 | 17.11 | N | 22.91 | 17.11 | 22.91
DIV-712P | 10510 | 4 | 133771 | CVT, Gorilla Tube, 1/2in ID | DIVERSITECH CORPORATION | 7-12P | 43.15 | 20.1002 | Y | 43.15 | 20.18 | 43.15
DIV-712P | 175891 | 1 | 133771 | CVT, Gorilla Tube, 1/2in ID | DIVERSITECH CORPORATION | 7-12P | 43.15 | 20.18 | N | 43.15 | 20.18 | 43.15
DIV-714 | 166561 | 8 | 133771 | Clear Vinyl Tube,1/4 ID,100ft | DIVERSITECH CORPORATION | 7-14 | 12.79 | 7.05 | N | 12.79 | 7.05 | 12.79
DIV-7301 | 166553 | 3 | 133771 | 7301 dry wall fasteners | DIVERSITECH CORPORATION | 7301 | 1.11 | 1.0813 | N | 1.11 | 1.11 | 1.11
DIV-7301 | 166559 | 2 | 133771 | 7301 dry wall fasteners | DIVERSITECH CORPORATION | 7301 | 1.11 | 1.11 | N | 1.11 | 1.11 | 1.11
DIV-7301 | 166560 | 2 | 133771 | 7301 dry wall fasteners | DIVERSITECH CORPORATION | 7301 | 1.11 | 1.01 | Y | 1.11 | 1.11 | 1.11
DIV-7302 | 166553 | 7 | 133771 | Fastener, Drive, 1/8- 1/2in | DIVERSITECH CORPORATION | 7302 | 3.4 | 1.1064 | Y | 3.4 | 2.7071 | 3.4
DIV-7302 | 166559 | 2 | 133771 | Fastener, Drive, 1/8- 1/2in | DIVERSITECH CORPORATION | 7302 | 3.4 | 2.0933 | N | 3.4 | 2.7071 | 3.4
DIV-7302 | 166560 | 7 | 133771 | Fastener, Drive, 1/8- 1/2in | DIVERSITECH CORPORATION | 7302 | 3.4 | 2.7071 | Y | 3.4 | 2.7071 | 3.4
DIV-7302 | 166561 | 1 | 133771 | Fastener, Drive, 1/8- 1/2in | DIVERSITECH CORPORATION | 7302 | 3.4 | 1.965 | N | 3.4 | 2.7071 | 3.4
DIV-7303 | 166553 | 4 | 133771 | Fastener,Steel1/4in,1/8x3/16in | DIVERSITECH CORPORATION | 7303 | 3.37 | 2.5225 | Y | 3.37 | 2.5225 | 3.37
DIV-7303 | 166559 | 2 | 133771 | Fastener,Steel1/4in,1/8x3/16in | DIVERSITECH CORPORATION | 7303 | 3.37 | 1.438 | N | 3.37 | 2.5225 | 3.37
DIV-7303 | 166560 | 7 | 133771 | Fastener,Steel1/4in,1/8x3/16in | DIVERSITECH CORPORATION | 7303 | 3.37 | 2.4157 | Y | 3.37 | 2.5225 | 3.37
DIV-7303 | 166561 | 3 | 133771 | Fastener,Steel1/4in,1/8x3/16in | DIVERSITECH CORPORATION | 7303 | 3.37 | 1.62 | N | 3.37 | 2.5225 | 3.37
DIV-7316L | 166553 | 5 | 133771 | Anchor,E-Z Ancor #8x1-1/4in. | DIVERSITECH CORPORATION | 7316L | 15.6 | 12.8191 | Y | 15.6 | 18.44 | 18.44
DIV-7316L | 166559 | 6 | 133771 | Anchor,E-Z Ancor #8x1-1/4in. | DIVERSITECH CORPORATION | 7316L | 15.6 | 18.44 | Y | 15.6 | 18.44 | 18.44
DIV-7316L | 175883 | 5 | 133771 | Anchor,E-Z Ancor #8x1-1/4in. | DIVERSITECH CORPORATION | 7316L | 15.6 | 13.5 | Y | 15.6 | 18.44 | 18.44
DIV-7317L | 166553 | 6 | 133771 | Anchor,E-Z AncorLite,#6x1-1/4 | DIVERSITECH CORPORATION | 7317L | 11.48 | 10.3054 | Y | 11.48 | 10.3054 | 11.48
DIV-7317L | 166561 | 6 | 133771 | Anchor,E-Z AncorLite,#6x1-1/4 | DIVERSITECH CORPORATION | 7317L | 11.48 | 9.8088 | Y | 11.48 | 10.3054 | 11.48
DIV-7317L | 175883 | 5 | 133771 | Anchor,E-Z AncorLite,#6x1-1/4 | DIVERSITECH CORPORATION | 7317L | 11.48 | 9.93 | Y | 11.48 | 10.3054 | 11.48
DIV-7321X | 166559 | 2 | 133771 | E-Z Toggle ZN #8 x 2-1/8in com | DIVERSITECH CORPORATION | 7321X | 15.43 | 8.3967 | Y | 15.43 | 13.35 | 15.43
DIV-7321X | 166560 | 4 | 133771 | E-Z Toggle ZN #8 x 2-1/8in com | DIVERSITECH CORPORATION | 7321X | 15.43 | 10.56 | N | 15.43 | 13.35 | 15.43
DIV-7321X | 166561 | 5 | 133771 | E-Z Toggle ZN #8 x 2-1/8in com | DIVERSITECH CORPORATION | 7321X | 15.43 | 13.35 | N | 15.43 | 13.35 | 15.43
DIV-7321X | 175883 | 2 | 133771 | E-Z Toggle ZN #8 x 2-1/8in com | DIVERSITECH CORPORATION | 7321X | 15.43 | 10.56 | Y | 15.43 | 13.35 | 15.43
DIV-738 | 166553 | 1 | 133771 | Clear Vinyl Tube, 3/8ID, 100ft | DIVERSITECH CORPORATION | 7-38 | 13.48 | 7.29 | N | 13.48 | 7.29 | 13.48
DIV-738P | 10510 | 4 | 133771 | Gorilla Tube 3/8inID x100ft | DIVERSITECH CORPORATION | 7-38P | 25.75 | 14.8262 | Y | 25.75 | 14.8262 | 25.75
DIV-750NMLT50 | 166559 | 21 | 133771 | Conn.,NM Liquid Tite,1/2 Str. | DIVERSITECH CORPORATION | 750-NMLT50 | 1.37 | 1.13 | Y | 1.37 | 1.13 | 1.37
DIV-750NMLT75 | 166559 | 15 | 133771 | Conn.,NM Liquid Tite,3/4 Str. | DIVERSITECH CORPORATION | 750-NMLT75 | 2.29 | 1.9 | N | 2.29 | 1.9 | 2.29
DIV-750NMLT9050 | 166559 | 11 | 133771 | Conn.,NM Liquid Tite,1/2 90deg | DIVERSITECH CORPORATION | 750-NMLT9050 | 2.58 | 1.53 | Y | 2.58 | 1.53 | 2.58
DIV-750NMLT9075 | 166559 | 10 | 133771 | Conn.,NM Liquid Tite,3/4 90deg | DIVERSITECH CORPORATION | 750-NMLT9075 | 3.46 | 2.87 | N | 3.46 | 2.87 | 3.46
DIV-780633 | 175891 | 9 | 133771 | Sealant,Thread,PTFE, 1 pint | DIVERSITECH CORPORATION | 7-80633 | 22.55 | 21.05 | Y | 22.55 | 21.05 | 22.55
DIV-8233 | 166561 | 1 | 133771 | SATCHEL STYLE CASE | DIVERSITECH CORPORATION | 8233 | 47.56 | 42.39 | N | 47.56 | 42.39 | 47.56
DIV-8233 | 175883 | 2 | 133771 | SATCHEL STYLE CASE | DIVERSITECH CORPORATION | 8233 | 47.56 | 42.39 | Y | 47.56 | 42.39 | 47.56
DIV-8289 | 166553 | 6 | 133771 | 8289 green wire nut | DIVERSITECH CORPORATION | 8289 | 1.05 | 1.05 | N | 1.05 | 1.05 | 1.05
DIV-8289 | 166559 | 6 | 133771 | 8289 green wire nut | DIVERSITECH CORPORATION | 8289 | 1.05 | 1.05 | N | 1.05 | 1.05 | 1.05
DIV-8289 | 166561 | 1 | 133771 | 8289 green wire nut | DIVERSITECH CORPORATION | 8289 | 1.05 | 1.05 | N | 1.05 | 1.05 | 1.05
DIV-B131 | 10510 | 5 | 133771 | 1" ID to 1 -1/8 SS Brush | DIVERSITECH CORPORATION | B-131 | 4.42 | 2.1836 | Y | 4.42 | 2.1836 | 4.42
DIV-B924 | 10510 | 5 | 133771 | Brush,CPR Tube,1/4OD,9/32BD | DIVERSITECH CORPORATION | B-924 | 5.16 | 3.2244 | Y | 5.16 | 3.2244 | 5.16
DIV-B924 | 175891 | 1 | 133771 | Brush,CPR Tube,1/4OD,9/32BD | DIVERSITECH CORPORATION | B-924 | 5.16 | 3.036 | Y | 5.16 | 3.2244 | 5.16
DIV-B925 | 10510 | 5 | 133771 | Brush, Cpr Tube 3/8in O.D. | DIVERSITECH CORPORATION | B-925 | 4.91 | 4.68 | Y | 4.91 | 4.68 | 4.91
DIV-B925 | 175891 | 1 | 133771 | Brush, Cpr Tube 3/8in O.D. | DIVERSITECH CORPORATION | B-925 | 4.91 | 2.915 | Y | 4.91 | 4.68 | 4.91
DIV-B926 | 10510 | 5 | 133771 | Brush,CPR Tube,1/2OD,17/32BD | DIVERSITECH CORPORATION | B-926 | 5.16 | 2.8706 | Y | 5.16 | 2.8706 | 5.16
DIV-B927 | 10510 | 8 | 133771 | Brush,CPR Tube,5/8OD,11/16BD | DIVERSITECH CORPORATION | B-927 | 4.91 | 3.921 | Y | 4.91 | 3.921 | 4.91
DIV-B928 | 10510 | 4 | 133771 | Brush,CPR Tube,3/4OD,13/16BD | DIVERSITECH CORPORATION | B-928 | 5.26 | 2.8567 | Y | 5.26 | 2.877 | 5.26
DIV-B928 | 175891 | 2 | 133771 | Brush,CPR Tube,3/4OD,13/16BD | DIVERSITECH CORPORATION | B-928 | 5.26 | 2.877 | Y | 5.26 | 2.877 | 5.26
DIV-B929 | 10510 | 10 | 133771 | Brush,CPR Tube,7/8OD,15/16BD | DIVERSITECH CORPORATION | B-929 | 5.01 | 3.04 | Y | 5.01 | 3.04 | 5.01
DIV-B929 | 175891 | 1 | 133771 | Brush,CPR Tube,7/8OD,15/16BD | DIVERSITECH CORPORATION | B-929 | 5.01 | 3.04 | N | 5.01 | 3.04 | 5.01
DIV-CC1 | 10008 | 12 | 133771 | Condensate Cop Drain P Switch | DIVERSITECH CORPORATION | CC-1 | 10.21 | 9.72 | Y | 10.21 | 10.7 | 10.7
DIV-CC1 | 166553 | 14 | 133771 | Condensate Cop Drain P Switch | DIVERSITECH CORPORATION | CC-1 | 10.21 | 9.704 | Y | 10.21 | 10.7 | 10.7
DIV-CC1 | 166557 | 49 | 133771 | Condensate Cop Drain P Switch | DIVERSITECH CORPORATION | CC-1 | 10.21 | 10.4322 | Y | 10.21 | 10.7 | 10.7
DIV-CC1 | 166559 | 15 | 133771 | Condensate Cop Drain P Switch | DIVERSITECH CORPORATION | CC-1 | 10.21 | 10.4283 | Y | 10.21 | 10.7 | 10.7
DIV-CC1 | 166561 | 24 | 133771 | Condensate Cop Drain P Switch | DIVERSITECH CORPORATION | CC-1 | 10.21 | 10.21 | Y | 10.21 | 10.7 | 10.7
DIV-CC1 | 173042 | 13 | 133771 | Condensate Cop Drain P Switch | DIVERSITECH CORPORATION | CC-1 | 10.21 | 9.72 | Y | 10.21 | 10.7 | 10.7
DIV-CC1 | 175883 | 7 | 133771 | Condensate Cop Drain P Switch | DIVERSITECH CORPORATION | CC-1 | 10.21 | 10.7 | N | 10.21 | 10.7 | 10.7
DIV-CP22 | 175891 | 2 | 133771 | Cond. Pump, 120v,22Ft Lift | DIVERSITECH CORPORATION | CP-22 | 42.808 | 42.808 | N | 42.808 | 42.808 | 42.808
DIV-CP22LP | 10510 | 8 | 133771 | Cond. Pump, Low pro.,22Ft Lift | DIVERSITECH CORPORATION | CP-22LP | 60.44 | 48.8907 | Y | 60.44 | 48.8907 | 60.44
DIV-CP22LP | 166559 | 4 | 133771 | Cond. Pump, Low pro.,22Ft Lift | DIVERSITECH CORPORATION | CP-22LP | 60.44 | 40.7471 | N | 60.44 | 48.8907 | 60.44
DIV-CP22LP | 175891 | 2 | 133771 | Cond. Pump, Low pro.,22Ft Lift | DIVERSITECH CORPORATION | CP-22LP | 60.44 | 44.705 | Y | 60.44 | 48.8907 | 60.44
DIV-CS1 | 10008 | 18 | 133771 | Condensate Switch - Tee | DIVERSITECH CORPORATION | CS-1 | 18.1 | 16.74 | N | 18.1 | 16.74 | 18.1
DIV-CS1 | 166553 | 20 | 133771 | Condensate Switch - Tee | DIVERSITECH CORPORATION | CS-1 | 18.1 | 16.74 | Y | 18.1 | 16.74 | 18.1
DIV-CS3 | 173042 | 11 | 133771 | Condensate Switch - Clip | DIVERSITECH CORPORATION | CS-3 | 9.68 | 9.1955 | Y | 9.68 | 9.1955 | 9.68
DIV-DE13 | 166559 | 2 | 133771 | Magnetic Hex Chuck 1/4x1-3/4 | DIVERSITECH CORPORATION | DE13 | 3.18 | 1.9 | N | 3.18 | 1.9504 | 3.18
DIV-DE13 | 166560 | 1 | 133771 | Magnetic Hex Chuck 1/4x1-3/4 | DIVERSITECH CORPORATION | DE13 | 3.18 | 1.57 | N | 3.18 | 1.9504 | 3.18
DIV-DE13 | 166561 | 1 | 133771 | Magnetic Hex Chuck 1/4x1-3/4 | DIVERSITECH CORPORATION | DE13 | 3.18 | 1.9504 | N | 3.18 | 1.9504 | 3.18
DIV-DE14 | 166553 | 1 | 133771 | Magnetic Hex Chuck 5/16x1-3/4 | DIVERSITECH CORPORATION | DE14 | 3.1 | 2.6 | N | 3.1 | 2.6 | 3.1
DIV-DE14 | 166559 | 2 | 133771 | Magnetic Hex Chuck 5/16x1-3/4 | DIVERSITECH CORPORATION | DE14 | 3.1 | 2.4 | N | 3.1 | 2.6 | 3.1
DIV-DE14 | 166560 | 2 | 133771 | Magnetic Hex Chuck 5/16x1-3/4 | DIVERSITECH CORPORATION | DE14 | 3.1 | 1.68 | N | 3.1 | 2.6 | 3.1
DIV-DE14 | 166561 | 1 | 133771 | Magnetic Hex Chuck 5/16x1-3/4 | DIVERSITECH CORPORATION | DE14 | 3.1 | 2.15 | N | 3.1 | 2.6 | 3.1
DIV-DE15 | 166553 | 3 | 133771 | Magnetic Hex Chuck 3/8x1-7/8 | DIVERSITECH CORPORATION | DE15 | 4.45 | 2.6764 | Y | 4.45 | 2.7967 | 4.45
DIV-DE15 | 166559 | 3 | 133771 | Magnetic Hex Chuck 3/8x1-7/8 | DIVERSITECH CORPORATION | DE15 | 4.45 | 2.7967 | N | 4.45 | 2.7967 | 4.45
DIV-DE15 | 166560 | 2 | 133771 | Magnetic Hex Chuck 3/8x1-7/8 | DIVERSITECH CORPORATION | DE15 | 4.45 | 2.03 | N | 4.45 | 2.7967 | 4.45
DIV-DE23 | 166553 | 1 | 133771 | Magnetic Hex Chk 1/4x2-9/16 | DIVERSITECH CORPORATION | DE23 | 4.56 | 3.25 | N | 4.56 | 3.25 | 4.56
DIV-DE23 | 166559 | 1 | 133771 | Magnetic Hex Chk 1/4x2-9/16 | DIVERSITECH CORPORATION | DE23 | 4.56 | 1.9367 | N | 4.56 | 3.25 | 4.56
DIV-DE23 | 166560 | 2 | 133771 | Magnetic Hex Chk 1/4x2-9/16 | DIVERSITECH CORPORATION | DE23 | 4.56 | 1.85 | N | 4.56 | 3.25 | 4.56
DIV-DE23 | 166561 | 2 | 133771 | Magnetic Hex Chk 1/4x2-9/16 | DIVERSITECH CORPORATION | DE23 | 4.56 | 2.17 | N | 4.56 | 3.25 | 4.56
DIV-DE25 | 166560 | 2 | 134502 | Magnetic Hex Chuck, 3/8" x 2-9/16" | VULCAIN ALARM DIVISION | DE25 | 2.6936 | 2.59 | N | 2.6936 | 2.59 | 2.6936
DIV-DE33 | 166553 | 2 | 133771 | Drill Bit,Hex,Magnetic (1/4) | DIVERSITECH CORPORATION | DE33 | 8.73 | 8.72 | Y | 8.73 | 8.72 | 8.73
DIV-DE33 | 166561 | 1 | 133771 | Drill Bit,Hex,Magnetic (1/4) | DIVERSITECH CORPORATION | DE33 | 8.73 | 3.56 | N | 8.73 | 8.72 | 8.73
DIV-DXA5 | 10510 | 13 | 133771 | Drier,Universal,1/4x1/4,1in Di | DIVERSITECH CORPORATION | DXA-5 | 8.77 | 5.902 | Y | 8.77 | 5.902 | 8.77
DIV-DXF1C | 166560 | 3 | 133771 | Disconnect, F 22-18W-Pk of 100 | DIVERSITECH CORPORATION | DXF1C | 26.02 | 21.54 | N | 26.02 | 21.54 | 26.02
DIV-ED1232 | 166559 | 1 | 133771 | Toggle Switch D.P. 30A-120/2 | DIVERSITECH CORPORATION | ED1232 | 24.81 | 21.91 | N | 24.81 | 21.91 | 24.81
DIV-ED1232 | 175883 | 5 | 133771 | Toggle Switch D.P. 30A-120/2 | DIVERSITECH CORPORATION | ED1232 | 24.81 | 21.48 | Y | 24.81 | 21.91 | 24.81
DIV-ED1238 | 166559 | 3 | 133771 | Toggle Switch S.P. 20A-120/2 | DIVERSITECH CORPORATION | ED1238 | 6.57 | 5.69 | Y | 6.57 | 5.69 | 6.57
DIV-ED1238 | 175883 | 5 | 133771 | Toggle Switch S.P. 20A-120/2 | DIVERSITECH CORPORATION | ED1238 | 6.57 | 5.69 | Y | 6.57 | 5.69 | 6.57
DIV-ED12402 | 166559 | 2 | 133771 | Toggle Switch, (SP), Silent | DIVERSITECH CORPORATION | ED1240-2 | 5.54 | 4.8 | Y | 5.54 | 4.8 | 5.54
DIV-ED12402 | 175883 | 5 | 133771 | Toggle Switch, (SP), Silent | DIVERSITECH CORPORATION | ED1240-2 | 5.54 | 4.8 | Y | 5.54 | 4.8 | 5.54
DIV-ED12622 | 166559 | 2 | 133771 | Toggle Switch D.P. 15A-120/2 | DIVERSITECH CORPORATION | ED1262-2 | 11.61 | 10.05 | Y | 11.61 | 10.05 | 11.61
DIV-ED12622 | 175883 | 5 | 133771 | Toggle Switch D.P. 15A-120/2 | DIVERSITECH CORPORATION | ED1262-2 | 11.61 | 10.05 | Y | 11.61 | 10.05 | 11.61
DIV-ED1301 | 166559 | 2 | 133771 | Toggle Switch S.P. 15A-120V | DIVERSITECH CORPORATION | ED1301 | 1.88 | 1.1833 | N | 1.88 | 1.1833 | 1.88
DIV-ED1301I | 166559 | 2 | 133771 | Toggle Switch S.P. 15A-120V | DIVERSITECH CORPORATION | ED1301-I | 1.88 | 1.4639 | N | 1.88 | 1.4639 | 1.88
DIV-ED1709 | 166559 | 2 | 133771 | Grounding Plug rubber handle | DIVERSITECH CORPORATION | ED1709 | 3.59 | 3.17 | N | 3.59 | 3.17 | 3.59
DIV-ED1709 | 166561 | 6 | 133771 | Grounding Plug rubber handle | DIVERSITECH CORPORATION | ED1709 | 3.59 | 2.875 | N | 3.59 | 3.17 | 3.59
DIV-ED179 | 166559 | 1 | 133771 | Handle Plug, Plastic 2p/2w | DIVERSITECH CORPORATION | ED179 | 4.53 | 1.69 | N | 4.53 | 1.69 | 4.53
DIV-ED1876 | 166559 | 2 | 133771 | Receptacle,Brn (S) 20A-250V | DIVERSITECH CORPORATION | ED1876 | 6.42 | 2.72 | N | 6.42 | 2.72 | 6.42
DIV-ED1876I | 166559 | 2 | 133771 | Recept,Ivory Single 20A-250V | DIVERSITECH CORPORATION | ED1876-I | 8.01 | 7.07 | N | 8.01 | 7.07 | 8.01
DIV-ED270 | 166559 | 2 | 133771 | Receptacle,Duplex, 15A-125V 2 | DIVERSITECH CORPORATION | ED270 | 3.09 | 2.68 | Y | 3.09 | 2.68 | 3.09
DIV-ED270I | 166561 | 1 | 133771 | Receptacle,Duplex ,15A-125V 2 | DIVERSITECH CORPORATION | ED270-I | 3.09 | 2.15 | N | 3.09 | 2.15 | 3.09
DIV-ED2867 | 166559 | 2 | 133771 | Armored Plug 15A-125V 2pl. | DIVERSITECH CORPORATION | ED2867 | 4.44 | 3.85 | Y | 4.44 | 3.85 | 4.44
DIV-ED2867 | 166560 | 1 | 133771 | Armored Plug 15A-125V 2pl. | DIVERSITECH CORPORATION | ED2867 | 4.44 | 3.5467 | N | 4.44 | 3.85 | 4.44
DIV-ED2867 | 166561 | 4 | 133771 | Armored Plug 15A-125V 2pl. | DIVERSITECH CORPORATION | ED2867 | 4.44 | 3.526 | N | 4.44 | 3.85 | 4.44
DIV-ED2887 | 166559 | 2 | 133771 | Armored Connector 15A-125V 2 | DIVERSITECH CORPORATION | ED2887 | 7.36 | 6.18 | Y | 7.36 | 6.18 | 7.36
DIV-ED2887 | 166560 | 2 | 133771 | Armored Connector 15A-125V 2 | DIVERSITECH CORPORATION | ED2887 | 7.36 | 3.23 | N | 7.36 | 6.18 | 7.36
DIV-ED2887 | 166561 | 1 | 133771 | Armored Connector 15A-125V 2 | DIVERSITECH CORPORATION | ED2887 | 7.36 | 3.55 | N | 7.36 | 6.18 | 7.36
DIV-ED314 | 166561 | 1 | 133771 | Vinyl Grommets, 5/8in ID | DIVERSITECH CORPORATION | ED314 | 6.65 | 4.72 | N | 6.65 | 4.72 | 6.65
DIV-ED320 | 166559 | 1 | 133771 | Vinyl Grommet Asst. | DIVERSITECH CORPORATION | ED320 | 14.41 | 12.72 | Y | 14.41 | 12.72 | 14.41
DIV-ED419 | 166553 | 3 | 133771 | Ground Adapter, 15A-125V, 2/PK | DIVERSITECH CORPORATION | ED419 | 2.91 | 1.11 | N | 2.91 | 2.57 | 2.91
DIV-ED419 | 166559 | 2 | 133771 | Ground Adapter, 15A-125V, 2/PK | DIVERSITECH CORPORATION | ED419 | 2.91 | 2.57 | N | 2.91 | 2.57 | 2.91
DIV-ED447 | 166553 | 6 | 133771 | Bat Handle Switch metal SPST | DIVERSITECH CORPORATION | ED447 | 4.27 | 3.7583 | Y | 4.27 | 3.77 | 4.27
DIV-ED447 | 166559 | 3 | 133771 | Bat Handle Switch metal SPST | DIVERSITECH CORPORATION | ED447 | 4.27 | 3.77 | Y | 4.27 | 3.77 | 4.27
DIV-ED447 | 175883 | 2 | 133771 | Bat Handle Switch metal SPST | DIVERSITECH CORPORATION | ED447 | 4.27 | 3.7 | Y | 4.27 | 3.77 | 4.27
DIV-ED453 | 166553 | 5 | 133771 | Toggle Switch, Bat Handle DPDT | DIVERSITECH CORPORATION | ED453 | 7.34 | 3.9743 | Y | 7.34 | 6.35 | 7.34
DIV-ED453 | 166559 | 2 | 133771 | Toggle Switch, Bat Handle DPDT | DIVERSITECH CORPORATION | ED453 | 7.34 | 3.16 | N | 7.34 | 6.35 | 7.34
DIV-ED453 | 175883 | 3 | 133771 | Toggle Switch, Bat Handle DPDT | DIVERSITECH CORPORATION | ED453 | 7.34 | 6.35 | Y | 7.34 | 6.35 | 7.34
DIV-ED454 | 166553 | 5 | 133771 | Toggle Switch, Bat Handle SPDT | DIVERSITECH CORPORATION | ED454 | 11.39 | 9.9707 | Y | 11.39 | 13.46 | 13.46
DIV-ED454 | 166559 | 2 | 133771 | Toggle Switch, Bat Handle SPDT | DIVERSITECH CORPORATION | ED454 | 11.39 | 13.46 | N | 11.39 | 13.46 | 13.46
DIV-ED454 | 166561 | 3 | 133771 | Toggle Switch, Bat Handle SPDT | DIVERSITECH CORPORATION | ED454 | 11.39 | 10.05 | N | 11.39 | 13.46 | 13.46
DIV-ED454 | 175883 | 2 | 133771 | Toggle Switch, Bat Handle SPDT | DIVERSITECH CORPORATION | ED454 | 11.39 | 9.85 | Y | 11.39 | 13.46 | 13.46
DIV-ED455 | 166553 | 5 | 133771 | Bat Handle Switch metal DPST | DIVERSITECH CORPORATION | ED455 | 5.99 | 6.428 | Y | 5.99 | 7.08 | 7.08
DIV-ED455 | 175883 | 5 | 133771 | Bat Handle Switch metal DPST | DIVERSITECH CORPORATION | ED455 | 5.99 | 7.08 | Y | 5.99 | 7.08 | 7.08
DIV-ED468 | 166553 | 5 | 133771 | Toggle Switch, Bat Handle SPDT | DIVERSITECH CORPORATION | ED468 | 5.1 | 2.9517 | Y | 5.1 | 4.51 | 5.1
DIV-ED468 | 166559 | 5 | 133771 | Toggle Switch, Bat Handle SPDT | DIVERSITECH CORPORATION | ED468 | 5.1 | 4.51 | Y | 5.1 | 4.51 | 5.1
DIV-ED468 | 175883 | 2 | 133771 | Toggle Switch, Bat Handle SPDT | DIVERSITECH CORPORATION | ED468 | 5.1 | 4.42 | Y | 5.1 | 4.51 | 5.1
DIV-ED4867 | 166559 | 1 | 133771 | Plug,Rt Ang. 2P/3W 15A-125V | DIVERSITECH CORPORATION | ED4867 | 5.99 | 5.29 | N | 5.99 | 5.29 | 5.99
DIV-ED494 | 166553 | 6 | 133771 | Bat Handle Switch metal DPDT | DIVERSITECH CORPORATION | ED494 | 6.92 | 4.5905 | Y | 6.92 | 6.11 | 6.92
DIV-ED494 | 166559 | 2 | 133771 | Bat Handle Switch metal DPDT | DIVERSITECH CORPORATION | ED494 | 6.92 | 6.11 | N | 6.92 | 6.11 | 6.92
DIV-ED494 | 166560 | 1 | 133771 | Bat Handle Switch metal DPDT | DIVERSITECH CORPORATION | ED494 | 6.92 | 3.16 | N | 6.92 | 6.11 | 6.92
DIV-ED494 | 175883 | 2 | 133771 | Bat Handle Switch metal DPDT | DIVERSITECH CORPORATION | ED494 | 6.92 | 5.99 | Y | 6.92 | 6.11 | 6.92
DIV-ED5225 | 166559 | 1 | 133771 | Switch & Recptacle 2p 3w sw-1 | DIVERSITECH CORPORATION | ED5225 | 11.98 | 10.58 | Y | 11.98 | 10.58 | 11.98
DIV-ED5225 | 175883 | 5 | 133771 | Switch & Recptacle 2p 3w sw-1 | DIVERSITECH CORPORATION | ED5225 | 11.98 | 10.37 | Y | 11.98 | 10.58 | 11.98
DIV-ED600 | 166559 | 4 | 133476 | Indicator Light, Red 28V | FIREYE INC. | ED600 | 11.33 | 10.79 | Y | 11.33 | 10.79 | 11.33
DIV-ED600 | 166561 | 4 | 133476 | Indicator Light, Red 28V | FIREYE INC. | ED600 | 11.33 | 7.3887 | N | 11.33 | 10.79 | 11.33
DIV-ED601 | 166553 | 5 | 133771 | Indicator Light, Green 28V | DIVERSITECH CORPORATION | ED601 | 12.71 | 8.34 | Y | 12.71 | 8.34 | 12.71
DIV-ED601 | 166559 | 6 | 133771 | Indicator Light, Green 28V | DIVERSITECH CORPORATION | ED601 | 12.71 | 8.2789 | N | 12.71 | 8.34 | 12.71
DIV-ED601 | 166561 | 3 | 133771 | Indicator Light, Green 28V | DIVERSITECH CORPORATION | ED601 | 12.71 | 7.98 | N | 12.71 | 8.34 | 12.71
DIV-ED602 | 166553 | 2 | 133771 | Indicator Light, Amber 28V | DIVERSITECH CORPORATION | ED602 | 12.94 | 7.4802 | Y | 12.94 | 11.2 | 12.94
DIV-ED602 | 166559 | 1 | 133771 | Indicator Light, Amber 28V | DIVERSITECH CORPORATION | ED602 | 12.94 | 11.2 | Y | 12.94 | 11.2 | 12.94
DIV-ED602 | 166561 | 8 | 133771 | Indicator Light, Amber 28V | DIVERSITECH CORPORATION | ED602 | 12.94 | 6.8251 | N | 12.94 | 11.2 | 12.94
DIV-ED610 | 166553 | 2 | 133476 | Indicator Light,Red 105-125VAC | FIREYE INC. | ED610 | 9.13 | 8.86 | Y | 9.13 | 109 | 109
DIV-ED610 | 166559 | 2 | 133476 | Indicator Light,Red 105-125VAC | FIREYE INC. | ED610 | 9.13 | 6.0647 | Y | 9.13 | 109 | 109
DIV-ED610 | 166560 | 3 | 133476 | Indicator Light,Red 105-125VAC | FIREYE INC. | ED610 | 9.13 | 4.32 | N | 9.13 | 109 | 109
DIV-ED610 | 166561 | 8 | 133476 | Indicator Light,Red 105-125VAC | FIREYE INC. | ED610 | 9.13 | 4.1096 | N | 9.13 | 109 | 109
DIV-ED610 | 175891 | 1 | 133777 | Indicator Light,Red 105-125VAC | DWYER INSTRUMENTS, INC. | ED610 | 9.13 | 109 | Y | 9.13 | 109 | 109
DIV-ED611 | 166553 | 2 | 133771 | Indicator Light,Grn 105-125VAC | DIVERSITECH CORPORATION | ED611 | 14.59 | 12.87 | Y | 14.59 | 12.87 | 14.59
DIV-ED611 | 166559 | 1 | 133771 | Indicator Light,Grn 105-125VAC | DIVERSITECH CORPORATION | ED611 | 14.59 | 12.62 | Y | 14.59 | 12.87 | 14.59
DIV-ED611 | 166561 | 4 | 133771 | Indicator Light,Grn 105-125VAC | DIVERSITECH CORPORATION | ED611 | 14.59 | 8.8398 | N | 14.59 | 12.87 | 14.59
DIV-ED612 | 166559 | 5 | 133476 | Indicator Light,Org.105-125VAC | FIREYE INC. | ED612 | 9.64 | 7.14 | Y | 9.64 | 7.14 | 9.64
DIV-ED612 | 166560 | 3 | 133476 | Indicator Light,Org.105-125VAC | FIREYE INC. | ED612 | 9.64 | 4.32 | N | 9.64 | 7.14 | 9.64
DIV-ED612 | 166561 | 8 | 133476 | Indicator Light,Org.105-125VAC | FIREYE INC. | ED612 | 9.64 | 6.058 | N | 9.64 | 7.14 | 9.64
DIV-ED613 | 166560 | 3 | 133771 | Indicator Light, Blue,105-125V | DIVERSITECH CORPORATION | ED613 | 15.43 | 6.4 | N | 15.43 | 6.4 | 15.43
DIV-ED710 | 166560 | 4 | 133771 | Indicator Light 105-125V AC | DIVERSITECH CORPORATION | ED710 | 11.22 | 4.57 | N | 11.22 | 4.57 | 11.22
DIV-ED711 | 166560 | 3 | 133771 | Indicator Lights; Green; 2/pk | DIVERSITECH CORPORATION | ED711 | 7.16 | 7.16 | N | 7.16 | 7.16 | 7.16
DIV-ED712 | 166560 | 3 | 133771 | Indicator Lights; Amber; 2/pk | DIVERSITECH CORPORATION | ED712 | 4.57 | 4.57 | N | 4.57 | 4.57 | 4.57
DIV-ED877 | 166559 | 1 | 133771 | Duplex Receptacle 20A-125V 2 | DIVERSITECH CORPORATION | ED877 | 4.65 | 4.1 | N | 4.65 | 4.1 | 4.65
DIV-EM217 | 166553 | 1 | 133771 | EM217 low volt tester | DIVERSITECH CORPORATION | EM217 | 2.635 | 2.635 | N | 2.635 | 2.635 | 2.635
DIV-EM3583 | 10008 | 3 | 133771 | 1/4 HP 1075/3 115 V DD | DIVERSITECH CORPORATION | EM3583 | 93.05 | 44.08 | N | 93.05 | 44.08 | 93.05
DIV-EM369 | 166553 | 1 | 133771 | EM369 screwdriver tester | DIVERSITECH CORPORATION | EM369 | 2.09 | 2.09 | N | 2.09 | 2.09 | 2.09
DIV-EM469 | 166553 | 2 | 133771 | EM469 Continuity Tester | DIVERSITECH CORPORATION | EM469 | 5.56 | 5.56 | N | 5.56 | 5.56 | 5.56
DIV-EM480 | 166553 | 1 | 133771 | EM480 Inline Fuse Holder 20AMP | DIVERSITECH CORPORATION | EM480 | 5.65 | 2.48 | Y | 5.65 | 4.4183 | 5.65
DIV-EM480 | 166559 | 3 | 133771 | EM480 Inline Fuse Holder 20AMP | DIVERSITECH CORPORATION | EM480 | 5.65 | 4.4183 | N | 5.65 | 4.4183 | 5.65
DIV-EM480 | 166560 | 2 | 133771 | EM480 Inline Fuse Holder 20AMP | DIVERSITECH CORPORATION | EM480 | 5.65 | 2.48 | N | 5.65 | 4.4183 | 5.65
DIV-EM484 | 166561 | 4 | 133771 | Inline Fuse Holder, Blade Type | DIVERSITECH CORPORATION | EM484 | 3.58 | 0.97 | N | 3.58 | 0.97 | 3.58
DIV-ET33 | 166553 | 5 | 133771 | Tape, Elec., Super33+,3/4x66ft | DIVERSITECH CORPORATION | ET33 | 8.51 | 7.8251 | Y | 8.51 | 8.3733 | 8.51
DIV-ET33 | 166559 | 3 | 133771 | Tape, Elec., Super33+,3/4x66ft | DIVERSITECH CORPORATION | ET33 | 8.51 | 8.3733 | Y | 8.51 | 8.3733 | 8.51
DIV-ET33 | 166561 | 6 | 133771 | Tape, Elec., Super33+,3/4x66ft | DIVERSITECH CORPORATION | ET33 | 8.51 | 7.8543 | Y | 8.51 | 8.3733 | 8.51
DIV-FD1056 | 166561 | 1 | 133771 | 1/2HP1075RPM/3Spd208-230VtMtr | DIVERSITECH CORPORATION | FD1056 | 179.26 | 271.69 | N | 179.26 | 271.69 | 271.69
DIV-G571 | 173042 | 1 | 133771 | 1/2HP,1725RPM,115/208-230V,Mtr | DIVERSITECH CORPORATION | G571 | 442.89 | 373.9 | Y | 442.89 | 373.9 | 442.89
DIV-GF2024 | 10008 | 1 | 133771 | 1/4HP1725RPM115VtMtr | DIVERSITECH CORPORATION | GF2024 | 127.79 | 72.9 | N | 127.79 | 72.9 | 127.79
DIV-GG1 | 10510 | 6 | 133771 | Drain Gun | DIVERSITECH CORPORATION | GG-1 | 29.16 | 26.0673 | Y | 29.16 | 27.29 | 29.16
DIV-GG1 | 173042 | 5 | 133771 | Drain Gun | DIVERSITECH CORPORATION | GG-1 | 29.16 | 27.29 | N | 29.16 | 27.29 | 29.16
DIV-GG1A | 10510 | 2 | 133771 | Drain Gun Ad.Kit | DIVERSITECH CORPORATION | GG-1A | 16.17 | 14.41 | Y | 16.17 | 14.41 | 16.17
DIV-GG1A | 175891 | 1 | 133771 | Drain Gun Ad.Kit | DIVERSITECH CORPORATION | GG-1A | 16.17 | 10.633 | Y | 16.17 | 14.41 | 16.17
DIV-GGC12 | 10510 | 7 | 133771 | Drain Gun, Cartridges 12/PK | DIVERSITECH CORPORATION | GGC-12 | 29.37 | 23.9585 | Y | 29.37 | 23.9585 | 29.37
DIV-GGC12 | 175891 | 1 | 133771 | Drain Gun, Cartridges 12/PK | DIVERSITECH CORPORATION | GGC-12 | 29.37 | 18.826 | Y | 29.37 | 23.9585 | 29.37
DIV-GNCL | 173042 | 1 | 133771 | Foam Nitrile Coated Gloves,L | DIVERSITECH CORPORATION | G-NCL | 62.68 | 3.76 | N | 62.68 | 3.76 | 62.68
DIV-GNCM | 173042 | 2 | 133771 | Foam Nitrile Coated Gloves,M | DIVERSITECH CORPORATION | G-NCM | 54.99 | 3.76 | N | 54.99 | 3.76 | 54.99
DIV-GNCXL | 173042 | 1 | 133771 | Foam Nitrile Coated Gloves,XL | DIVERSITECH CORPORATION | G-NCXL | 60.48 | 3.76 | N | 60.48 | 3.76 | 60.48
DIV-HC5410 | 166553 | 1 | 133771 | Hose Clamp, 9/16in-1-1/8in SS | DIVERSITECH CORPORATION | HC5410 | 5.84 | 5.1 | Y | 5.84 | 5.1 | 5.84
DIV-HC5410 | 166559 | 3 | 133771 | Hose Clamp, 9/16in-1-1/8in SS | DIVERSITECH CORPORATION | HC5410 | 5.84 | 4.7522 | N | 5.84 | 5.1 | 5.84
DIV-HC5416 | 166553 | 1 | 133771 | Hose Clamp, 3/4in-1-1/2in SS | DIVERSITECH CORPORATION | HC5416 | 5.96 | 5.15 | Y | 5.96 | 5.15 | 5.96
DIV-HC5416 | 166559 | 1 | 133771 | Hose Clamp, 3/4in-1-1/2in SS | DIVERSITECH CORPORATION | HC5416 | 5.96 | 4.48 | N | 5.96 | 5.15 | 5.96
DIV-HC5436 | 166553 | 3 | 133771 | Hose Clamp,.875in-2.75-Pk of 4 | DIVERSITECH CORPORATION | HC5436 | 4.7 | 2.125 | Y | 4.7 | 2.36 | 4.7
DIV-HC5436 | 166559 | 1 | 133771 | Hose Clamp,.875in-2.75-Pk of 4 | DIVERSITECH CORPORATION | HC5436 | 4.7 | 2.36 | N | 4.7 | 2.36 | 4.7
DIV-HC6202 | 166559 | 2 | 133771 | HoseClamp, 1/4in-5/8in S.steel | DIVERSITECH CORPORATION | HC6202 | 4.61 | 4.07 | N | 4.61 | 4.07 | 4.61
DIV-HC6202 | 175883 | 2 | 133771 | HoseClamp, 1/4in-5/8in S.steel | DIVERSITECH CORPORATION | HC6202 | 4.61 | 3.99 | Y | 4.61 | 4.07 | 4.61
DIV-HC6203 | 166553 | 3 | 133771 | Hose Clamp,5/16-7/8 SS,Pk of 6 | DIVERSITECH CORPORATION | HC6203 | 4.61 | 3.5075 | Y | 4.61 | 3.5075 | 4.61
DIV-HC6203 | 166559 | 2 | 133771 | Hose Clamp,5/16-7/8 SS,Pk of 6 | DIVERSITECH CORPORATION | HC6203 | 4.61 | 2.79 | N | 4.61 | 3.5075 | 4.61
DIV-HS30 | 10510 | 59 | 133771 | Strap, Hanging, 31in Lng | DIVERSITECH CORPORATION | HS-30 | 3.21 | 3.0381 | Y | 3.21 | 3.0381 | 3.21
DIV-HS30 | 175891 | 1 | 133771 | Strap, Hanging, 31in Lng | DIVERSITECH CORPORATION | HS-30 | 3.21 | 1.844 | Y | 3.21 | 3.0381 | 3.21
DIV-HS60 | 10510 | 28 | 133771 | Strap, Hanging, 60in Lng | DIVERSITECH CORPORATION | HS-60 | 4.5 | 2.5841 | Y | 4.5 | 2.591 | 4.5
DIV-HS60 | 175891 | 8 | 133771 | Strap, Hanging, 60in Lng | DIVERSITECH CORPORATION | HS-60 | 4.5 | 2.591 | Y | 4.5 | 2.591 | 4.5
DIV-JB8265 | 166559 | 1 | 133771 | Epoxy, J-B Weld 2 Part | DIVERSITECH CORPORATION | JB8265 | 7.22 | 4.79 | N | 7.22 | 4.79 | 7.22
DIV-K065 | 10008 | 1 | 133771 | 2HP,1725RPM,208-230/460V,Mtr | DIVERSITECH CORPORATION | K065 | 599.46 | 287.57 | N | 599.46 | 287.57 | 599.46
DIV-MAG1 | 166561 | 1 | 133771 | Magjumper terminal kit | DIVERSITECH CORPORATION | MAG-1 | 13 | 11.59 | N | 13 | 11.59 | 13
DIV-MHP4 | 166559 | 4 | 133771 | Hook and Pick Set, 4-Piece | DIVERSITECH CORPORATION | MHP-4 | 10.5 | 8.7225 | Y | 10.5 | 8.7225 | 10.5
DIV-MP4C | 10510 | 221 | 133771 | Anti-Vibration Pad,4x4Cork/Rub | DIVERSITECH CORPORATION | MP-4C | 1.37 | 1.2625 | N | 1.37 | 1.2625 | 1.37
DIV-PC622S | 166559 | 1 | 133771 | Tape,Cloth Duct,Sil (2x60 Yds) | DIVERSITECH CORPORATION | PC-622-S | 17.97 | 8.37 | N | 17.97 | 16.39 | 17.97
DIV-PC622S | 175883 | 24 | 133771 | Tape,Cloth Duct,Sil (2x60 Yds) | DIVERSITECH CORPORATION | PC-622-S | 17.97 | 16.39 | Y | 17.97 | 16.39 | 17.97
DIV-PI221 | 166561 | 2 | 133771 | Lugs, Alum. 4-14 Wire Rng 2A r | DIVERSITECH CORPORATION | PI221 | 8.91 | 3.69 | N | 8.91 | 3.69 | 8.91
DIV-PI222 | 166561 | 3 | 133771 | Lugs, Alum. 2-14 Wire Rng 2A r | DIVERSITECH CORPORATION | PI222 | 10.56 | 4.37 | N | 10.56 | 4.37 | 10.56
DIV-PI303 | 166559 | 3 | 133771 | Conduit Nip.,1/2x2in Pk of 2 | DIVERSITECH CORPORATION | PI303 | 8.71 | 10.3 | Y | 8.71 | 10.3 | 10.3
DIV-PI304 | 166559 | 3 | 133771 | Washer, Reducing 1in to 1/2in | DIVERSITECH CORPORATION | PI304 | 1.71 | 1.8122 | Y | 1.71 | 1.8122 | 1.8122
DIV-PI304 | 166560 | 8 | 133771 | Washer, Reducing 1in to 1/2in | DIVERSITECH CORPORATION | PI304 | 1.71 | 1.495 | Y | 1.71 | 1.8122 | 1.8122
DIV-PI305 | 166560 | 10 | 133771 | Washer, Reducing 1in to 3/4in | DIVERSITECH CORPORATION | PI305 | 1.71 | 1.4936 | Y | 1.71 | 1.4936 | 1.71
DIV-PI306 | 166559 | 1 | 133771 | Strap, Fit, EMT 1/2,Pk of 20 | DIVERSITECH CORPORATION | PI306 | 3.23 | 2.2983 | Y | 3.23 | 2.2983 | 3.23
DIV-PI307 | 166553 | 1 | 133771 | EMT Strap fits 3/4,Pk of 12 | DIVERSITECH CORPORATION | PI307 | 2.42 | 0.9729 | Y | 2.42 | 2.2 | 2.42
DIV-PI307 | 166559 | 1 | 133771 | EMT Strap fits 3/4,Pk of 12 | DIVERSITECH CORPORATION | PI307 | 2.42 | 2.2 | Y | 2.42 | 2.2 | 2.42
DIV-PI308 | 166553 | 8 | 134078 | PI308 1/2" steel washer | MARS MOTORS & ARMATURES INC | PI308 | 1.3964 | 1.3964 | Y | 1.3964 | 1.3964 | 1.3964
DIV-PI310 | 166553 | 4 | 133771 | ReduWash 3/4in to 1/2,Pk of 28 | DIVERSITECH CORPORATION | PI310 | 3.33 | 1.9104 | Y | 3.33 | 3.93 | 3.93
DIV-PI310 | 166559 | 4 | 133771 | ReduWash 3/4in to 1/2,Pk of 28 | DIVERSITECH CORPORATION | PI310 | 3.33 | 3.93 | Y | 3.33 | 3.93 | 3.93
DIV-PI310 | 166560 | 7 | 133771 | ReduWash 3/4in to 1/2,Pk of 28 | DIVERSITECH CORPORATION | PI310 | 3.33 | 2.6522 | Y | 3.33 | 3.93 | 3.93
DIV-PI310 | 166561 | 6 | 133771 | ReduWash 3/4in to 1/2,Pk of 28 | DIVERSITECH CORPORATION | PI310 | 3.33 | 2.7 | N | 3.33 | 3.93 | 3.93
DIV-PI312 | 166553 | 2 | 133771 | BX Conct set screw 3/8in Tr. | DIVERSITECH CORPORATION | PI312 | 5.79 | 2.03 | Y | 5.79 | 5.11 | 5.79
DIV-PI312 | 166559 | 1 | 133771 | BX Conct set screw 3/8in Tr. | DIVERSITECH CORPORATION | PI312 | 5.79 | 5.11 | Y | 5.79 | 5.11 | 5.79
DIV-PI314 | 166559 | 2 | 133771 | PI314 hex head screw | DIVERSITECH CORPORATION | PI314 | 0.52 | 0.52 | N | 0.52 | 0.52 | 0.52
DIV-PI315 | 166553 | 3 | 133771 | BX Connector 90 3/8inTr. 1/2 | DIVERSITECH CORPORATION | PI315 | 4.72 | 4.17 | Y | 4.72 | 4.17 | 4.72
DIV-PI315 | 166559 | 2 | 133771 | BX Connector 90 3/8inTr. 1/2 | DIVERSITECH CORPORATION | PI315 | 4.72 | 4.17 | Y | 4.72 | 4.17 | 4.72
DIV-PI316 | 166553 | 2 | 133771 | Knockout Seal for 1/2in KO zn | DIVERSITECH CORPORATION | PI316 | 7.17 | 6.4075 | Y | 7.17 | 6.4075 | 7.17
DIV-PI316 | 166559 | 2 | 133771 | Knockout Seal for 1/2in KO zn | DIVERSITECH CORPORATION | PI316 | 7.17 | 6.1013 | N | 7.17 | 6.4075 | 7.17
DIV-PI316 | 166560 | 6 | 133771 | Knockout Seal for 1/2in KO zn | DIVERSITECH CORPORATION | PI316 | 7.17 | 5.315 | Y | 7.17 | 6.4075 | 7.17
DIV-PI316 | 166561 | 2 | 133771 | Knockout Seal for 1/2in KO zn | DIVERSITECH CORPORATION | PI316 | 7.17 | 3.89 | N | 7.17 | 6.4075 | 7.17
DIV-PI317 | 166553 | 2 | 133771 | Knockout Seal, for 3/4in. KO | DIVERSITECH CORPORATION | PI317 | 8.42 | 7.0312 | Y | 8.42 | 7.43 | 8.42
DIV-PI317 | 166559 | 1 | 133771 | Knockout Seal, for 3/4in. KO | DIVERSITECH CORPORATION | PI317 | 8.42 | 7.43 | Y | 8.42 | 7.43 | 8.42
DIV-PI317 | 166561 | 1 | 133771 | Knockout Seal, for 3/4in. KO | DIVERSITECH CORPORATION | PI317 | 8.42 | 4.75 | N | 8.42 | 7.43 | 8.42
DIV-PI318 | 166553 | 6 | 133771 | Cable Conn.,Single Screw Clamp | DIVERSITECH CORPORATION | PI318 | 7.51 | 1.37 | Y | 7.51 | 5.14 | 7.51
DIV-PI318 | 166559 | 3 | 133771 | Cable Conn.,Single Screw Clamp | DIVERSITECH CORPORATION | PI318 | 7.51 | 5.14 | Y | 7.51 | 5.14 | 7.51
DIV-PI319 | 166553 | 2 | 133771 | Romex Conn., 3/4in x 3/4 KOs | DIVERSITECH CORPORATION | PI319 | 6.46 | 5.2542 | Y | 6.46 | 5.7 | 6.46
DIV-PI319 | 166559 | 2 | 133771 | Romex Conn., 3/4in x 3/4 KOs | DIVERSITECH CORPORATION | PI319 | 6.46 | 5.7 | Y | 6.46 | 5.7 | 6.46
DIV-PI319 | 166560 | 5 | 133771 | Romex Conn., 3/4in x 3/4 KOs | DIVERSITECH CORPORATION | PI319 | 6.46 | 3.4211 | Y | 6.46 | 5.7 | 6.46
DIV-PI320 | 166553 | 1 | 133771 | Romex Conn.3/8inx1/2, Pk of 25 | DIVERSITECH CORPORATION | PI320 | 13.38 | 14.2431 | Y | 13.38 | 15.81 | 15.81
DIV-PI320 | 166559 | 1 | 133771 | Romex Conn.3/8inx1/2, Pk of 25 | DIVERSITECH CORPORATION | PI320 | 13.38 | 15.81 | Y | 13.38 | 15.81 | 15.81
DIV-PI320 | 166560 | 3 | 133771 | Romex Conn.3/8inx1/2, Pk of 25 | DIVERSITECH CORPORATION | PI320 | 13.38 | 9.922 | Y | 13.38 | 15.81 | 15.81
DIV-PI321 | 166559 | 1 | 133771 | Romex Conn., 3/8in x 1/2 KOs | DIVERSITECH CORPORATION | PI321 | 4.53 | 3.9832 | Y | 4.53 | 3.9832 | 4.53
DIV-PI321 | 166560 | 6 | 133771 | Romex Conn., 3/8in x 1/2 KOs | DIVERSITECH CORPORATION | PI321 | 4.53 | 3.7939 | Y | 4.53 | 3.9832 | 4.53
DIV-PI322 | 166553 | 2 | 133771 | Conn.Cable Screw Clamp-Pk of 8 | DIVERSITECH CORPORATION | PI322 | 9.99 | 5.51 | Y | 9.99 | 8.82 | 9.99
DIV-PI322 | 166559 | 2 | 133771 | Conn.Cable Screw Clamp-Pk of 8 | DIVERSITECH CORPORATION | PI322 | 9.99 | 8.82 | Y | 9.99 | 8.82 | 9.99
DIV-PI331 | 166553 | 2 | 133771 | Cond. Fitt.,Plas.Bush-Pk of 35 | DIVERSITECH CORPORATION | PI331 | 5.79 | 5.4776 | Y | 5.79 | 5.4776 | 5.79
DIV-PI331 | 166559 | 3 | 133771 | Cond. Fitt.,Plas.Bush-Pk of 35 | DIVERSITECH CORPORATION | PI331 | 5.79 | 3.9302 | Y | 5.79 | 5.4776 | 5.79
DIV-PI331 | 166560 | 7 | 133771 | Cond. Fitt.,Plas.Bush-Pk of 35 | DIVERSITECH CORPORATION | PI331 | 5.79 | 3.8914 | Y | 5.79 | 5.4776 | 5.79
DIV-PI331 | 166561 | 2 | 133771 | Cond. Fitt.,Plas.Bush-Pk of 35 | DIVERSITECH CORPORATION | PI331 | 5.79 | 1.6691 | N | 5.79 | 5.4776 | 5.79
DIV-PI332 | 166559 | 1 | 133771 | Ele Staple, Plastic, 3/8 x 1/2 | DIVERSITECH CORPORATION | PI332 | 5.31 | 1.99 | N | 5.31 | 1.99 | 5.31
DIV-PI335 | 166559 | 4 | 133771 | Strap,Pipe Hanging, Steel 10ft | DIVERSITECH CORPORATION | PI335 | 6.13 | 4.3025 | N | 6.13 | 4.3025 | 6.13
DIV-PI335 | 166561 | 2 | 133771 | Strap,Pipe Hanging, Steel 10ft | DIVERSITECH CORPORATION | PI335 | 6.13 | 3.7 | N | 6.13 | 4.3025 | 6.13
DIV-PI336 | 166559 | 3 | 133771 | PI336 ground box clip | DIVERSITECH CORPORATION | PI336 | 1.32 | 1.32 | N | 1.32 | 1.32 | 1.32
DIV-PI3374 | 166559 | 3 | 133771 | PI337-4 12g pig tail | DIVERSITECH CORPORATION | PI3374 | 2.02 | 2.02 | N | 2.02 | 2.02 | 2.02
DIV-PI350 | 166559 | 2 | 133771 | Metal LT Connc straight 1/2in | DIVERSITECH CORPORATION | PI350 | 6.97 | 5.24 | Y | 6.97 | 5.24 | 6.97
DIV-PI351 | 166559 | 5 | 133771 | LT Conn., Metal 3/4in Straight | DIVERSITECH CORPORATION | PI351 | 11.91 | 7.5714 | N | 11.91 | 7.5714 | 11.91
DIV-PI352 | 166559 | 3 | 133771 | Liquid Tight Connector 90 | DIVERSITECH CORPORATION | PI352 | 5.76 | 5.09 | Y | 5.76 | 5.09 | 5.76
DIV-PI353 | 166559 | 1 | 133771 | LT Conn., 90deg 3/4in Tr Sz/KO | DIVERSITECH CORPORATION | PI353 | 8.73 | 3.957 | Y | 8.73 | 3.957 | 8.73
DIV-PI360 | 166553 | 15 | 133771 | Box galv. steel 4in x 2-1/8in | DIVERSITECH CORPORATION | PI360 | 3.57 | 3.899 | Y | 3.57 | 3.899 | 3.899
DIV-PI360 | 166559 | 6 | 133771 | Box galv. steel 4in x 2-1/8in | DIVERSITECH CORPORATION | PI360 | 3.57 | 3.7776 | Y | 3.57 | 3.899 | 3.899
DIV-PI361 | 166559 | 9 | 133771 | Box galv. steel 4in x 2-1/8in | DIVERSITECH CORPORATION | PI361 | 4.21 | 3.7792 | Y | 4.21 | 3.7792 | 4.21
DIV-PI362 | 166553 | 8 | 133771 | Box Galv. Steel, 1900, 4X4 | DIVERSITECH CORPORATION | PI362 | 2.64 | 2.3019 | Y | 2.64 | 2.4 | 2.64
DIV-PI362 | 166559 | 9 | 133771 | Box Galv. Steel, 1900, 4X4 | DIVERSITECH CORPORATION | PI362 | 2.64 | 2.4 | Y | 2.64 | 2.4 | 2.64
DIV-PI363 | 166553 | 10 | 133771 | Box Galv. Steel, 1900, 4X4X2-1 | DIVERSITECH CORPORATION | PI363 | 4.97 | 4.1632 | Y | 4.97 | 4.445 | 4.97
DIV-PI363 | 166559 | 8 | 133771 | Box Galv. Steel, 1900, 4X4X2-1 | DIVERSITECH CORPORATION | PI363 | 4.97 | 4.445 | Y | 4.97 | 4.445 | 4.97
DIV-PI363 | 166561 | 8 | 133771 | Box Galv. Steel, 1900, 4X4X2-1 | DIVERSITECH CORPORATION | PI363 | 4.97 | 2.41 | N | 4.97 | 4.445 | 4.97
DIV-PI365 | 166559 | 4 | 133771 | Utility Cover Toggle Switch | DIVERSITECH CORPORATION | PI365 | 1.37 | 0.82571 | Y | 1.37 | 0.82571 | 1.37
DIV-PI366 | 166559 | 2 | 133771 | Cover Duplex Receptacle 2-11 | DIVERSITECH CORPORATION | PI366 | 1.59 | 1.41 | Y | 1.59 | 1.41 | 1.59
DIV-PI366 | 166561 | 5 | 133771 | Cover Duplex Receptacle 2-11 | DIVERSITECH CORPORATION | PI366 | 1.59 | 0.38 | N | 1.59 | 1.41 | 1.59
DIV-PI367 | 166553 | 15 | 133771 | Utility Cover Blank 2-11/32in | DIVERSITECH CORPORATION | PI367 | 1.65 | 0.88 | Y | 1.65 | 1.8275 | 1.8275
DIV-PI367 | 166559 | 4 | 133771 | Utility Cover Blank 2-11/32in | DIVERSITECH CORPORATION | PI367 | 1.65 | 1.8275 | Y | 1.65 | 1.8275 | 1.8275
DIV-PI367 | 166560 | 7 | 133771 | Utility Cover Blank 2-11/32in | DIVERSITECH CORPORATION | PI367 | 1.65 | 0.9092 | N | 1.65 | 1.8275 | 1.8275
DIV-PI367 | 166561 | 2 | 133771 | Utility Cover Blank 2-11/32in | DIVERSITECH CORPORATION | PI367 | 1.65 | 0.88 | N | 1.65 | 1.8275 | 1.8275
DIV-PI368 | 166559 | 1 | 133771 | Cover,Sw/Dup Rec cad fin.1900 | DIVERSITECH CORPORATION | PI368 | 3.07 | 1.4767 | N | 3.07 | 1.4767 | 3.07
DIV-PI371 | 166553 | 8 | 133771 | Cover, Blank Flat Galv. 1900 | DIVERSITECH CORPORATION | PI371 | 1.69 | 1.49 | Y | 1.69 | 1.9466 | 1.9466
DIV-PI371 | 166559 | 6 | 133771 | Cover, Blank Flat Galv. 1900 | DIVERSITECH CORPORATION | PI371 | 1.69 | 1.9466 | Y | 1.69 | 1.9466 | 1.9466
DIV-PI375 | 166559 | 5 | 133771 | Util. Cover,Stnd.Single Recep. | DIVERSITECH CORPORATION | PI375 | 1.59 | 1.01 | N | 1.59 | 1.01 | 1.59
DIV-PI377 | 166559 | 2 | 133771 | Cover,Sin Toggle Raised 1/2in | DIVERSITECH CORPORATION | PI377 | 3.62 | 2.04 | Y | 3.62 | 2.04 | 3.62
DIV-PI378 | 166559 | 3 | 133771 | Switch Cover,Single Dupx Recep | DIVERSITECH CORPORATION | PI378 | 3.75 | 1.17 | N | 3.75 | 1.17 | 3.75
DIV-PI379 | 166559 | 4 | 133771 | Switch Cover,(S), 250V Pk of 1 | DIVERSITECH CORPORATION | PI379 | 3.99 | 2.3433 | Y | 3.99 | 2.3433 | 3.99
DIV-PI382 | 10510 | 1 | 133771 | Weatherproof Cover Blank Al | DIVERSITECH CORPORATION | PI382 | 2.57 | 2.3122 | N | 2.57 | 2.8321 | 2.8321
DIV-PI382 | 166553 | 8 | 133771 | Weatherproof Cover Blank Al | DIVERSITECH CORPORATION | PI382 | 2.57 | 2.8321 | Y | 2.57 | 2.8321 | 2.8321
DIV-PI382 | 166559 | 2 | 133771 | Weatherproof Cover Blank Al | DIVERSITECH CORPORATION | PI382 | 2.57 | 2.27 | Y | 2.57 | 2.8321 | 2.8321
DIV-PI382 | 166560 | 5 | 133771 | Weatherproof Cover Blank Al | DIVERSITECH CORPORATION | PI382 | 2.57 | 2.23 | Y | 2.57 | 2.8321 | 2.8321
DIV-PI383 | 166559 | 1 | 133771 | Util. Cover,Appl. Swtc 4x2-1/8 | DIVERSITECH CORPORATION | PI383 | 2.64 | 2.4 | Y | 2.64 | 2.4 | 2.64
DIV-PI383 | 166561 | 1 | 133771 | Util. Cover,Appl. Swtc 4x2-1/8 | DIVERSITECH CORPORATION | PI383 | 2.64 | 1.8981 | N | 2.64 | 2.4 | 2.64
DIV-PI385 | 166553 | 10 | 133771 | Wthrprf BoxAL2-3/4inx4-1/2inx2 | DIVERSITECH CORPORATION | PI385 | 7.5 | 6.6052 | Y | 7.5 | 6.62 | 7.5
DIV-PI385 | 166559 | 2 | 133771 | Wthrprf BoxAL2-3/4inx4-1/2inx2 | DIVERSITECH CORPORATION | PI385 | 7.5 | 6.62 | Y | 7.5 | 6.62 | 7.5
DIV-PI385 | 166560 | 6 | 133771 | Wthrprf BoxAL2-3/4inx4-1/2inx2 | DIVERSITECH CORPORATION | PI385 | 7.5 | 6.49 | Y | 7.5 | 6.62 | 7.5
DIV-PI386 | 166559 | 1 | 133771 | Wthrprf Cover, Lever Switch | DIVERSITECH CORPORATION | PI386 | 8.63 | 7.62 | N | 8.63 | 7.62 | 8.63
DIV-PI386 | 166560 | 7 | 133771 | Wthrprf Cover, Lever Switch | DIVERSITECH CORPORATION | PI386 | 8.63 | 6.7271 | N | 8.63 | 7.62 | 8.63
DIV-PI389 | 166559 | 2 | 133771 | Wthrprf Cover Duplex Rec AL | DIVERSITECH CORPORATION | PI389 | 6.5 | 5.62 | N | 6.5 | 5.62 | 6.5
DIV-PI390 | 166559 | 3 | 133771 | Extension Ring, 4x2-1/8x1-7/8 | DIVERSITECH CORPORATION | PI390 | 5.71 | 5.1215 | Y | 5.71 | 5.1215 | 5.71
DIV-PI391 | 166553 | 8 | 133771 | Extension Ring, 4x4x1-1/2in | DIVERSITECH CORPORATION | PI391 | 4.86 | 3.9576 | Y | 4.86 | 3.9576 | 4.86
DIV-PI391 | 166559 | 1 | 133771 | Extension Ring, 4x4x1-1/2in | DIVERSITECH CORPORATION | PI391 | 4.86 | 3.8455 | Y | 4.86 | 3.9576 | 4.86
DIV-POP15 | 175890 | 0 | 133771 | LiL Popper 15 amp | DIVERSITECH CORPORATION | POP15 | 20.81 | 0 | N | 20.81 | 0 | 20.81
DIV-PROCP22S | 10510 | 11 | 133771 | Con Pump,120v,22Ft Lift | DIVERSITECH CORPORATION | PROCP-22S | 40.71 | 38.77 | Y | 40.71 | 38.77 | 40.71
DIV-QT100 | 10510 | 8 | 133771 | Line Tap, Line pierce Plier | DIVERSITECH CORPORATION | QT-100 | 56.2 | 34.8977 | Y | 56.2 | 34.8977 | 56.2
DIV-QT100N | 10510 | 21 | 133771 | Line Tap,Replcmnt Nedle QT-100 | DIVERSITECH CORPORATION | QT-100N | 6.12 | 5.197 | Y | 6.12 | 5.197 | 6.12
DIV-S61948 | 166561 | 1 | 133771 | RP 537-F Yoke Assy | DIVERSITECH CORPORATION | S61948 | 148.62 | 135.11 | N | 148.62 | 135.11 | 148.62
DIV-SC10 | 10510 | 26 | 133771 | Abras. Cloth, 1-1/2x10yds | DIVERSITECH CORPORATION | SC-10 | 5 | 3.3224 | Y | 5 | 4.0015 | 5
DIV-SC10 | 175891 | 4 | 133771 | Abras. Cloth, 1-1/2x10yds | DIVERSITECH CORPORATION | SC-10 | 5 | 4.0015 | Y | 5 | 4.0015 | 5
DIV-SC25 | 10510 | 20 | 133771 | Abras. Cloth, 1-1/2x25yds | DIVERSITECH CORPORATION | SC-25 | 9.36 | 6.9778 | Y | 9.36 | 6.9778 | 9.36
DIV-SC25 | 175891 | 2 | 133771 | Abras. Cloth, 1-1/2x25yds | DIVERSITECH CORPORATION | SC-25 | 9.36 | 5.815 | Y | 9.36 | 6.9778 | 9.36
DIV-SCM10 | 10510 | 15 | 133771 | Abras.Clth,Grip-Cut1-1/2x10yd | DIVERSITECH CORPORATION | SCM-10 | 11.19 | 7.0968 | Y | 11.19 | 7.109 | 11.19
DIV-SCM10 | 175891 | 5 | 133771 | Abras.Clth,Grip-Cut1-1/2x10yd | DIVERSITECH CORPORATION | SCM-10 | 11.19 | 7.109 | Y | 11.19 | 7.109 | 11.19
DIV-T300 | 175891 | 36 | 133771 | Fin Tool, W/H.D. Bicycle Hndl. | DIVERSITECH CORPORATION | T-300 | 13.85 | 12.59 | Y | 13.85 | 12.59 | 13.85
DIV-TC007 | 10510 | 26 | 133771 | Monitor, 007 Control Checker | DIVERSITECH CORPORATION | TC-007 | 78.91 | 24.1156 | Y | 78.91 | 24.1156 | 78.91
DIV-TR71 | 166561 | 5 | 133771 | Titan Ice Potential Relay | DIVERSITECH CORPORATION | TR71 | 38.43 | 30.94 | N | 38.43 | 30.94 | 38.43
DIV-TS1 | 10510 | 12 | 133771 | Toggle Switch, SP.ST, 20A | DIVERSITECH CORPORATION | TS-1 | 7.08 | 7.38 | N | 7.08 | 7.38 | 7.38
DIV-TS1 | 175891 | 4 | 133771 | Toggle Switch, SP.ST, 20A | DIVERSITECH CORPORATION | TS-1 | 7.08 | 5.73 | Y | 7.08 | 7.38 | 7.38
DIV-TS3 | 10510 | 7 | 133771 | Toggle Switch, SP.DT.CO, 15A | DIVERSITECH CORPORATION | TS-3 | 16.28 | 12.5484 | Y | 16.28 | 12.5484 | 16.28
DIV-TS4 | 10510 | 5 | 133771 | Toggle Switch, DP.ST, 20A | DIVERSITECH CORPORATION | TS-4 | 14.56 | 11.4469 | Y | 14.56 | 11.4469 | 14.56
DIV-TS4 | 175891 | 4 | 133771 | Toggle Switch, DP.ST, 20A | DIVERSITECH CORPORATION | TS-4 | 14.56 | 8.8688 | Y | 14.56 | 11.4469 | 14.56
DIV-TT120 | 10510 | 9 | 133771 | Monitor, Tattle-Tale, PK of 3 | DIVERSITECH CORPORATION | TT-120 | 19.67 | 11.67 | Y | 19.67 | 15.6 | 19.67
DIV-TT120 | 166559 | 1 | 133771 | Monitor, Tattle-Tale, PK of 3 | DIVERSITECH CORPORATION | TT-120 | 19.67 | 15.6 | N | 19.67 | 15.6 | 19.67
DIV-TT120 | 175891 | 4 | 133771 | Monitor, Tattle-Tale, PK of 3 | DIVERSITECH CORPORATION | TT-120 | 19.67 | 11.67 | Y | 19.67 | 15.6 | 19.67
DIV-TT24 | 10510 | 7 | 133771 | Monitor,Tattle-Tale, PK of 3 | DIVERSITECH CORPORATION | TT-24 | 21.24 | 15.6416 | Y | 21.24 | 17.139 | 21.24
DIV-TT24 | 166559 | 3 | 133771 | Monitor,Tattle-Tale, PK of 3 | DIVERSITECH CORPORATION | TT-24 | 21.24 | 17.139 | Y | 21.24 | 17.139 | 21.24
DIV-TT24 | 175883 | 2 | 133771 | Monitor,Tattle-Tale, PK of 3 | DIVERSITECH CORPORATION | TT-24 | 21.24 | 16.85 | Y | 21.24 | 17.139 | 21.24
DIV-TT24 | 175891 | 5 | 133771 | Monitor,Tattle-Tale, PK of 3 | DIVERSITECH CORPORATION | TT-24 | 21.24 | 16.8113 | Y | 21.24 | 17.139 | 21.24
DIV-TT240 | 10510 | 7 | 133771 | Monitor,Tatt-Tale,240V,Pk of 3 | DIVERSITECH CORPORATION | TT-240 | 22.39 | 9.8097 | Y | 22.39 | 9.8097 | 22.39
DIV-TT240 | 175891 | 3 | 133771 | Monitor,Tatt-Tale,240V,Pk of 3 | DIVERSITECH CORPORATION | TT-240 | 22.39 | 8.678 | Y | 22.39 | 9.8097 | 22.39
DIV-UC16363 | 10510 | 4 | 133771 | UltraLite Pad 16x36x3 | DIVERSITECH CORPORATION | UC1636-3 | 22.22 | 10.893 | Y | 22.22 | 10.893 | 22.22
DIV-ULTRACP22 | 10510 | 16 | 133771 | Con Pump,120v,22Ft Lift,Ultra | DIVERSITECH CORPORATION | ULTRACP-22 | 50.87 | 45.86 | Y | 50.87 | 45.86 | 50.87
DIV-ULTRACP22 | 175891 | 3 | 133771 | Con Pump,120v,22Ft Lift,Ultra | DIVERSITECH CORPORATION | ULTRACP-22 | 50.87 | 45.86 | Y | 50.87 | 45.86 | 50.87
DIV-VCR1 | 10510 | 21 | 133771 | Valve Core Remover and Storage | DIVERSITECH CORPORATION | VCR-1 | 8.09 | 7.3248 | Y | 8.09 | 7.3248 | 8.09
DIV-VCR1 | 175891 | 1 | 133771 | Valve Core Remover and Storage | DIVERSITECH CORPORATION | VCR-1 | 8.09 | 3.713 | Y | 8.09 | 7.3248 | 8.09
DIV-WM1002 | 166553 | 2 | 133771 | Cable Marker Book alpha num | DIVERSITECH CORPORATION | WM1002 | 16.95 | 14.5375 | Y | 16.95 | 14.96 | 16.95
DIV-WM1002 | 166559 | 2 | 133771 | Cable Marker Book alpha num | DIVERSITECH CORPORATION | WM1002 | 16.95 | 14.96 | Y | 16.95 | 14.96 | 16.95
DIV-WM1002 | 175883 | 5 | 133771 | Cable Marker Book alpha num | DIVERSITECH CORPORATION | WM1002 | 16.95 | 14.96 | Y | 16.95 | 14.96 | 16.95
DIV-WM1003 | 166553 | 1 | 133771 | Cable Marker Book numeric co | DIVERSITECH CORPORATION | WM1003 | 16.95 | 14.6125 | Y | 16.95 | 14.96 | 16.95
DIV-WM1003 | 166559 | 6 | 133771 | Cable Marker Book numeric co | DIVERSITECH CORPORATION | WM1003 | 16.95 | 14.96 | Y | 16.95 | 14.96 | 16.95
DIV-WM1003 | 175883 | 4 | 133771 | Cable Marker Book numeric co | DIVERSITECH CORPORATION | WM1003 | 16.95 | 14.96 | Y | 16.95 | 14.96 | 16.95
DIV-WM1009 | 166553 | 3 | 133771 | WM1009 Wire Markers | DIVERSITECH CORPORATION | WM1009 | 18.73 | 16.114 | Y | 18.73 | 22.14 | 22.14
DIV-WM1009 | 166559 | 1 | 133771 | WM1009 Wire Markers | DIVERSITECH CORPORATION | WM1009 | 18.73 | 22.14 | Y | 18.73 | 22.14 | 22.14
DIV-WM1009 | 175883 | 3 | 133771 | WM1009 Wire Markers | DIVERSITECH CORPORATION | WM1009 | 18.73 | 16.53 | Y | 18.73 | 22.14 | 22.14
DIV-WM1014 | 166553 | 1 | 133771 | Cable Marker, Blank Write-On | DIVERSITECH CORPORATION | WM1014 | 26.58 | 21.9 | Y | 26.58 | 23.46 | 26.58
DIV-WM1014 | 166559 | 1 | 133771 | Cable Marker, Blank Write-On | DIVERSITECH CORPORATION | WM1014 | 26.58 | 15.3383 | N | 26.58 | 23.46 | 26.58
DIV-WM1014 | 166560 | 6 | 133771 | Cable Marker, Blank Write-On | DIVERSITECH CORPORATION | WM1014 | 26.58 | 14.8397 | N | 26.58 | 23.46 | 26.58
DIV-WM1014 | 175883 | 2 | 133771 | Cable Marker, Blank Write-On | DIVERSITECH CORPORATION | WM1014 | 26.58 | 23.46 | Y | 26.58 | 23.46 | 26.58
DIV-WS1 | 10006 | 1 | 133771 | Wet Switch Flood Detector | DIVERSITECH CORPORATION | WS-1 | 58.34 | 30.7 | N | 58.34 | 61.7111 | 61.7111
DIV-WS1 | 10008 | 5 | 133771 | Wet Switch Flood Detector | DIVERSITECH CORPORATION | WS-1 | 58.34 | 51.2101 | Y | 58.34 | 61.7111 | 61.7111
DIV-WS1 | 10510 | 14 | 133771 | Wet Switch Flood Detector | DIVERSITECH CORPORATION | WS-1 | 58.34 | 53.531 | Y | 58.34 | 61.7111 | 61.7111
DIV-WS1 | 166553 | 55 | 133771 | Wet Switch Flood Detector | DIVERSITECH CORPORATION | WS-1 | 58.34 | 53.54 | Y | 58.34 | 61.7111 | 61.7111
DIV-WS1 | 166557 | 7 | 133771 | Wet Switch Flood Detector | DIVERSITECH CORPORATION | WS-1 | 58.34 | 53.6455 | Y | 58.34 | 61.7111 | 61.7111
DIV-WS1 | 166559 | 6 | 133771 | Wet Switch Flood Detector | DIVERSITECH CORPORATION | WS-1 | 58.34 | 53.54 | Y | 58.34 | 61.7111 | 61.7111
DIV-WS1 | 173042 | 25 | 133771 | Wet Switch Flood Detector | DIVERSITECH CORPORATION | WS-1 | 58.34 | 53.54 | Y | 58.34 | 61.7111 | 61.7111
DIV-WS1 | 175888 | 2 | 133771 | Wet Switch Flood Detector | DIVERSITECH CORPORATION | WS-1 | 58.34 | 53.54 | Y | 58.34 | 61.7111 | 61.7111
DIV-WS1 | 175890 | 10 | 133771 | Wet Switch Flood Detector | DIVERSITECH CORPORATION | WS-1 | 58.34 | 60.7845 | Y | 58.34 | 61.7111 | 61.7111
DIV-WS1 | 175891 | 19 | 133771 | Wet Switch Flood Detector | DIVERSITECH CORPORATION | WS-1 | 58.34 | 61.7111 | Y | 58.34 | 61.7111 | 61.7111
DIV-WT04 | 10510 | 8 | 133771 | NYL,W.Ties, Wht, 4in, PK of 40 | DIVERSITECH CORPORATION | WT04 | 2.44 | 1.7441 | Y | 2.44 | 1.7441 | 2.44
DIV-WT04 | 175891 | 5 | 133771 | NYL,W.Ties, Wht, 4in, PK of 40 | DIVERSITECH CORPORATION | WT04 | 2.44 | 1.4575 | N | 2.44 | 1.7441 | 2.44
DIV-WT04C | 10510 | 6 | 133771 | Wire Ties, 4in - Pk of 100 | DIVERSITECH CORPORATION | WT04C | 1.69 | 1.684 | N | 1.69 | 1.684 | 1.69
DIV-WT04C | 175891 | 5 | 133771 | Wire Ties, 4in - Pk of 100 | DIVERSITECH CORPORATION | WT04C | 1.69 | 1.678 | N | 1.69 | 1.684 | 1.69
DIV-WT05 | 10510 | 12 | 133771 | Wire Ties, Wht, 5in -Pk of 35 | DIVERSITECH CORPORATION | WT05 | 2.44 | 1.6184 | Y | 2.44 | 1.6184 | 2.44
DIV-WT05 | 175891 | 6 | 133771 | Wire Ties, Wht, 5in -Pk of 35 | DIVERSITECH CORPORATION | WT05 | 2.44 | 1.3643 | N | 2.44 | 1.6184 | 2.44
DIV-WT05C | 10510 | 21 | 133771 | Wire Ties, 5in - Pk of 100 | DIVERSITECH CORPORATION | WT05C | 5.28 | 3.6617 | Y | 5.28 | 3.6617 | 5.28
DIV-WT05C | 175891 | 5 | 133771 | Wire Ties, 5in - Pk of 100 | DIVERSITECH CORPORATION | WT05C | 5.28 | 3.0396 | N | 5.28 | 3.6617 | 5.28
DIV-WT07 | 10510 | 11 | 133771 | Wire Ties, Wht 7in - Pk of 30 | DIVERSITECH CORPORATION | WT07 | 2.55 | 1.8663 | Y | 2.55 | 1.8663 | 2.55
DIV-WT07 | 175891 | 4 | 133771 | Wire Ties, Wht 7in - Pk of 30 | DIVERSITECH CORPORATION | WT07 | 2.55 | 1.851 | N | 2.55 | 1.8663 | 2.55
DIV-WT07C | 10510 | 7 | 133771 | Wire Ties, Wht 7in - Pk of 100 | DIVERSITECH CORPORATION | WT07C | 5.33 | 5.0672 | Y | 5.33 | 5.1297 | 5.33
DIV-WT07C | 175890 | 4 | 133771 | Wire Ties, Wht 7in - Pk of 100 | DIVERSITECH CORPORATION | WT07C | 5.33 | 5.1297 | Y | 5.33 | 5.1297 | 5.33
DIV-WT07C | 175891 | 3 | 133771 | Wire Ties, Wht 7in - Pk of 100 | DIVERSITECH CORPORATION | WT07C | 5.33 | 4.817 | Y | 5.33 | 5.1297 | 5.33
DIV-WT15 | 10510 | 12 | 133771 | Wire Ties,White,15in. Pk of 12 | DIVERSITECH CORPORATION | WT15 | 2.4 | 1.8601 | Y | 2.4 | 1.8601 | 2.4
DIV-WT15 | 175891 | 4 | 133771 | Wire Ties,White,15in. Pk of 12 | DIVERSITECH CORPORATION | WT15 | 2.4 | 1.6958 | N | 2.4 | 1.8601 | 2.4
DIV-WTB05C | 10510 | 8 | 133771 | Wire Ties, Blk, 6in-PK of 100 | DIVERSITECH CORPORATION | WTB05C | 5.14 | 4.4692 | Y | 5.14 | 4.4692 | 5.14
DIV-WTB07C | 10510 | 8 | 133771 | NYL,W.Ties, Blk,7in,Pk of 100 | DIVERSITECH CORPORATION | WTB07C | 5.16 | 4.875 | Y | 5.16 | 4.875 | 5.16
DIV-WTB11C | 175891 | 9 | 133771 | NY,LW.Ties,Black,11in 100/PK | DIVERSITECH CORPORATION | WTB11C | 11.79 | 10.9 | Y | 11.79 | 10.9 | 11.79
DIV-WTB15 | 10510 | 19 | 133771 | Wire Ties, Black,14in-Pk of 12 | DIVERSITECH CORPORATION | WTB15 | 2.44 | 2.225 | Y | 2.44 | 2.225 | 2.44
DIV-WTB15C | 10510 | 11 | 133771 | NYL, W.Ties,Black,Pk of 100 | DIVERSITECH CORPORATION | WTB15C | 13.81 | 12.9155 | Y | 13.81 | 12.9155 | 13.81
DIV-WTM07C | 10510 | 8 | 133771 | Wire Ties, 7in - Pk of 100 | DIVERSITECH CORPORATION | WTM07C | 18.37 | 17.2369 | Y | 18.37 | 17.2369 | 18.37
DIV-WTM1 | 10510 | 7 | 133771 | Mount, Wire Tie , Wht, Pk of 4 | DIVERSITECH CORPORATION | WTM1 | 1.589 | 1.589 | N | 1.589 | 1.589 | 1.589
DIV-WTM1 | 175891 | 2 | 133771 | Mount, Wire Tie , Wht, Pk of 4 | DIVERSITECH CORPORATION | WTM1 | 1.589 | 1.228 | N | 1.589 | 1.589 | 1.589
DIV-WTM1C | 10510 | 4 | 133771 | Wire Tie Mount, 1in- Pk of 100 | DIVERSITECH CORPORATION | WTM1C | 43.57 | 40.28 | Y | 43.57 | 40.28 | 43.57
DIV-WTMB07C | 10510 | 11 | 133771 | Wire Ties,Black,7in. Pk of 100 | DIVERSITECH CORPORATION | WTMB07C | 18.65 | 17.5414 | Y | 18.65 | 17.5414 | 18.65
DIV-WTMB07C | 175891 | 4 | 133771 | Wire Ties,Black,7in. Pk of 100 | DIVERSITECH CORPORATION | WTMB07C | 18.65 | 13.4886 | Y | 18.65 | 17.5414 | 18.65
DK1 | 10008 | 20 | 175872 | Door Accessories kit | Kantech | DK-1 | 148.0095 | 148.0095 | N | 148.0095 | 148.0095 | 148.0095
DL04060835 | 10510 | 1 | 187631 | Panasonic 35' line set1/4 x 3/8 x 1/2 35 | PANASONIC CORPORATION | DL04060835 | 102.375 | 102.375 | N | 102.375 | 102.375 | 102.375
DLA06D3 | 175883 | 1 | 147420 | Lightning Arrestor | CITEL INC. | DLA06D3 | 55.2 | 55.2 | N | 55.2 | 55.2 | 55.2
DM24210 | 175891 | 1 | 134179 | PROP ACT, 0-10/2-10VDC, 210" LB | NEUCO INC. | DM24210 | 186.6883 | 186.6883 | N | 186.6883 | 186.6883 | 186.6883
DMPRKC202 | 175891 | 2 | 134012 | PIN-PIN-COUP KIT | JOHNSON CONTROLS NORTH AMERICAN PRODUCTS (JCI) | DMPR-KC202 | 6.39 | 6.39 | N | 6.39 | 6.39 | 6.39
DNR35SAL1 | 10008 | 72 | 133424 | DINnector DIN Rail, Slotted | AUTOMATION DIRECT.COM INC | DN-R35SAL1 | 0 | 6 | Y | 0 | 6 | 6
DOLE910 | 175891 | 9 | 176778 | DOLE COMBO 9 & 10 VENT VALVE | TOM TIERNAN AND ASSOCIATES | DOLE910 | 2.3841 | 2.3841 | N | 2.3841 | 2.3841 | 2.3841
DON3305082 | 173042 | 1 | 133766 | 50VA TFMR | DONGAN ELECTRIC MFG CO | DON-3305082 | 23.87 | 23.87 | N | 23.87 | 23.87 | 23.87
DON500250056 | 173042 | 1 | 133766 | TRANSFORMER | DONGAN ELECTRIC MFG CO | DON-500250056 | 66.74 | 66.74 | N | 66.74 | 66.74 | 66.74
DONA06SA6 | 10008 | 3 | 133766 | Dongan Ignition Transformer | DONGAN ELECTRIC MFG CO | DON-A06SA6 | 116.55 | 113.4027 | Y | 116.55 | 118.1849 | 118.1849
DONA06SA6 | 10510 | 36 | 133766 | Dongan Ignition Transformer | DONGAN ELECTRIC MFG CO | DON-A06SA6 | 116.55 | 118.1849 | Y | 116.55 | 118.1849 | 118.1849
DONA06SA6 | 173042 | 61 | 133766 | Dongan Ignition Transformer | DONGAN ELECTRIC MFG CO | DON-A06SA6 | 116.55 | 106.9159 | Y | 116.55 | 118.1849 | 118.1849
DONA06SA6 | 175891 | 45 | 133766 | Dongan Ignition Transformer | DONGAN ELECTRIC MFG CO | DON-A06SA6 | 116.55 | 114.7841 | Y | 116.55 | 118.1849 | 118.1849
DONA08SJ5 | 173042 | 4 | 133766 | REPLACEMENT FOR 832-00783 (8500 VOLT | DONGAN ELECTRIC MFG CO | DON-A08SJ5 | 198 | 198 | Y | 198 | 198 | 198
DONA10SP10 | 173042 | 2 | 133766 | 120V TRANSFORMER | DONGAN ELECTRIC MFG CO | DON-A10SP10 | 29.55 | 29.55 | N | 29.55 | 29.55 | 29.55
DONA10SQ372 | 173042 | 1 | 133766 | TRANSFORMER | DONGAN ELECTRIC MFG CO | DON-A10SQ372 | 24.36 | 24.36 | N | 24.36 | 24.36 | 24.36
DONB130CBICBPLATE | 173042 | 6 | 133766 | XFR MOUNTING PLATE 6,000V | DONGAN ELECTRIC MFG CO | DON-B130CBICBPLATE | 12 | 12 | N | 12 | 12 | 12
DONB273GPPLATE | 173042 | 17 | 133766 | XFR MOUNTING PLATE 6,000V | DONGAN ELECTRIC MFG CO | DON-B273GPPLATE | 12 | 12 | N | 12 | 12 | 12
DONXDAB201 | 173042 | 2 | 133766 | ABC/SUNRAY TRANSFORMER | DONGAN ELECTRIC MFG CO | DON-XDAB201 | 35.72 | 35.72 | N | 35.72 | 35.72 | 35.72
DONXDWN208 | 173042 | 1 | 133766 | WAYNE E TRANSFORMER | DONGAN ELECTRIC MFG CO | DON-XDWN208 | 34.2 | 34.2 | N | 34.2 | 34.2 | 34.2
DOUBLE PIGGYBACK SPADE CONNECTOR | 175883 | 70 | 134179 | 2 Way Wire Terminals Adapter Quick Disco | NEUCO INC. | DOUBLE PIGGYBACK SPADE CONNECTOR | 0 | 0.1699 | N | 0 | 0.1699 | 0.1699
DP202000 | 175891 | 1 | 176401 | DIFFERENTIAL PRESSURE INDICATOR | AIR-OIL SYSTEMS INC | DP202000 | 27.24 | 33.7415 | Y | 27.24 | 33.7415 | 33.7415
DP2030C5002 | 166559 | 10 | 133921 | CONTACTOR POWER-PRO MODEL 30A,2P,208/2 | HONEYWELL INTERNATIONAL ECC US (HOFS) | DP2030C5002 | 8.5535 | 8.5535 | N | 8.5535 | 8.5535 | 8.5535
DP300A | 175888 | 1 | 134583 | POCKET THERMO FLAT STYLE | MILJOCO-WEISS LLC | DP300A | 10.9967 | 10.8158 | N | 10.9967 | 10.9959 | 10.9967
DP300A | 175891 | 34 | 134583 | POCKET THERMO FLAT STYLE | MILJOCO-WEISS LLC | DP300A | 10.9967 | 10.9959 | Y | 10.9967 | 10.9959 | 10.9967
DP3050C5009U | 173042 | 6 | 133358 | 3P 50AMP 208-240 COIL | ADEMCO, INC. (Resideo) | DP3050C5009/U | 60.4344 | 58.11 | N | 60.4344 | 58.11 | 60.4344
DPDT | 173042 | 7 | 134087 | DPDT TOG | MONTI AND ASSOCIATES, INC. | DPDT | 6.23 | 6.23 | N | 6.23 | 6.23 | 6.23
DPDTCOSWITCH | 173042 | 8 | 134087 | DPDT C/O SWITCHTOG | MONTI AND ASSOCIATES, INC. | DPDT C/O SWITCH | 5.76 | 5.76 | N | 5.76 | 5.76 | 5.76
DPS300S-P10PF-5 | 175890 | 2 | 176922 | DIFFERENTIAL PRESSURE SWITCH | KOENIG-PRETEMPCO INC | DPS300S-P10PF-5 | 374 | 374 | N | 374 | 374 | 374
DPST | 173042 | 2 | 134087 | DPST TOG | MONTI AND ASSOCIATES, INC. | DPST | 4.85 | 4.85 | N | 4.85 | 4.85 | 4.85
DPT26400R5D | 10510 | 1 | 134012 | Johnson diff press transmitter0-0.5 WD, | JOHNSON CONTROLS NORTH AMERICAN PRODUCTS (JCI) | DPT2640-0R5D | 104.97 | 104.97 | N | 104.97 | 104.97 | 104.97
DR82 | 10510 | 3 | 133856 | Fieldpiece infra red refrigeradetector r | FIELDPIECE INSTRUMENTS, INC. | DR82 | 348.72 | 348.72 | Y | 348.72 | 378.03 | 378.03
DR82 | 10770 | 1 | 133856 | Fieldpiece infra red refrigeradetector r | FIELDPIECE INSTRUMENTS, INC. | DR82 | 348.72 | 348.72 | N | 348.72 | 378.03 | 378.03
DR82 | 175883 | 1 | 133856 | Fieldpiece infra red refrigeradetector r | FIELDPIECE INSTRUMENTS, INC. | DR82 | 348.72 | 338.4 | N | 348.72 | 378.03 | 378.03
DR82 | 175891 | 4 | 133856 | Fieldpiece infra red refrigeradetector r | FIELDPIECE INSTRUMENTS, INC. | DR82 | 348.72 | 378.03 | Y | 348.72 | 378.03 | 378.03
DR9011019UDC | 175888 | 2 | 177035 | WILKERSON WIRELESS TRANSMITTER | WILKERSON INSTRUMENT CO INC | DR9011019UDC | 742 | 742 | N | 742 | 742 | 742
DR90219UAC | 175888 | 1 | 177035 | WILKERSON WIRELESS RECEIVER | WILKERSON INSTRUMENT CO INC | DR90219UAC | 711.9 | 711.9 | N | 711.9 | 711.9 | 711.9
DRAF0911S | 166561 | 1 | 133344 | 9A 3ph 24-60V Control IP66 Contactor | ABB INC. | DRAF0911S | 64.76 | 64.76 | N | 64.76 | 64.76 | 64.76
DRAF1211S | 166561 | 2 | 133344 | 12A 3ph 24-60V Control IP66 Contacto | ABB INC. | DRAF1211S | 67.28 | 67.28 | N | 67.28 | 67.28 | 67.28
DRAF1611S | 166561 | 2 | 133344 | 18A 3ph 24-60V Control IP66 Contacto | ABB INC. | DRAF1611S | 73.89 | 73.89 | N | 73.89 | 73.89 | 73.89
DRAF1613N | 166561 | 1 | 133344 | 18A 3ph 100-250V Control IP66 Contac | ABB INC. | DRAF1613N | 73.89 | 73.89 | N | 73.89 | 73.89 | 73.89
DRB1 | 166557 | 8 | 133433 | DIN RAIL BRACKET FOR RCS1D-6V | AWC, INC. | DRB-1 | 2.219 | 1.6758 | Y | 2.219 | 2.2189 | 2.219
DRB1 | 166561 | 13 | 133433 | DIN RAIL BRACKET FOR RCS1D-6V | AWC, INC. | DRB-1 | 2.219 | 2.2189 | N | 2.219 | 2.2189 | 2.219
DRMEAX | 175883 | 12 | 133342 | MinistrEspace Driver | Building Controls & Solutions | DR-ME-AX | 0.0001 | 0.0001 | N | 0.0001 | 0.0001 | 0.0001
DRN310135 | 175891 | 1 | 130004 | Advanced Control analog voltagin to 135 | Automation Components Inc (ACI) | DRN3.1.0-135 | 107.45 | 107.45 | N | 107.45 | 107.45 | 107.45
DRVREMORAFSA | 175883 | 8 | 183595 | DRV-REMORA-FSA | MICHAEL R. SKEEN | DRVREMORAFSA | 0 | 0.01 | N | 0 | 0.01 | 0.01
DRYWALL BRACKET | 175883 | 10 | 134179 | Drywall Bracket | NEUCO INC. | DRYWALL BRACKET | 0 | 1.496 | N | 0 | 1.496 | 1.496
DS2C | 10008 | 0 | 134012 | RAIN/SNOW SENSOR CONTROLLER | JOHNSON CONTROLS NORTH AMERICAN PRODUCTS (JCI) | DS-2C | 592.58 | 279.1433 | N | 592.58 | 279.1433 | 592.58
DSQDD17563375 | 175891 | 5 | 176953 | Double-Square to Double-D Adapter | MAX-AIR TECHNOLOGY INC | DSQDD17563375 | 23.02 | 23.02 | N | 23.02 | 23.02 | 23.02
DSQDD22563375 | 175891 | 5 | 176953 | Double-Square to Double-D Adapter | MAX-AIR TECHNOLOGY INC | DSQDD22563375 | 23.02 | 23.02 | N | 23.02 | 23.02 | 23.02
DSQDD22625438 | 175891 | 5 | 176953 | Double-Square to Double-D Adapter | MAX-AIR TECHNOLOGY INC | DSQDD22625438 | 23.02 | 23.02 | N | 23.02 | 23.02 | 23.02
DSQDD22750500 | 175891 | 5 | 176953 | Double-Square to Double-D Adapter | MAX-AIR TECHNOLOGY INC | DSQDD22750500 | 23.02 | 23.02 | N | 23.02 | 23.02 | 23.02
DSQDD27625438 | 175891 | 5 | 176953 | Double-Square to Double-D Adapter | MAX-AIR TECHNOLOGY INC | DSQDD27625438 | 25.57 | 25.57 | N | 25.57 | 25.57 | 25.57
DSQDD27750500 | 175891 | 5 | 176953 | Double-Square to Double-D Adapter | MAX-AIR TECHNOLOGY INC | DSQDD27750500 | 25.57 | 25.57 | N | 25.57 | 25.57 | 25.57
DSQDD27875625 | 175891 | 5 | 176953 | Double-Square to Double-D Adapter | MAX-AIR TECHNOLOGY INC | DSQDD27875625 | 25.57 | 25.57 | N | 25.57 | 25.57 | 25.57
DSQDD36750500 | 175891 | 5 | 176953 | Double-Square to Double-D Adapter | MAX-AIR TECHNOLOGY INC | DSQDD36750500 | 31.97 | 31.97 | N | 31.97 | 31.97 | 31.97
DSQDD36875625 | 175891 | 5 | 176953 | Double-Square to Double-D Adapter | MAX-AIR TECHNOLOGY INC | DSQDD36875625 | 31.97 | 31.97 | N | 31.97 | 31.97 | 31.97
DT207LR | 175883 | 16 | 176840 | SHIMPO DIGITAL METER | SHIMPO AMERICA CORP | DT207LR | 220.24 | 220.2391 | N | 220.24 | 220.2391 | 220.24
DT300 | 10008 | 2 | 134012 | Dual Tech Occupancy Sensor 24VDC, center | JOHNSON CONTROLS NORTH AMERICAN PRODUCTS (JCI) | DT-300 | 280.86 | 114.355 | N | 280.86 | 114.355 | 280.86
DTADP200LR | 175883 | 14 | 176840 | SHIMPO CONTACT ADAPTER | SHIMPO AMERICA CORP | DTADP200LR | 56 | 56 | N | 56 | 56 | 56
DTAV40 | 10008 | 1 | 133886 | 120/240V NEMA3R Defrost Timer | INTERMATIC INC. | DTAV40 | 89.8 | 85.52 | N | 89.8 | 88.7186 | 89.8
DTAV40 | 10510 | 13 | 133886 | 120/240V NEMA3R Defrost Timer | INTERMATIC INC. | DTAV40 | 89.8 | 88.7186 | Y | 89.8 | 88.7186 | 89.8
DTAV40 | 175891 | 1 | 133886 | 120/240V NEMA3R Defrost Timer | INTERMATIC INC. | DTAV40 | 89.8 | 77.761 | N | 89.8 | 88.7186 | 89.8
DV200N | 10510 | 1 | 176751 | JBI 7CFM 1/2hp 120v2 stage vacuum pump | J/B INDUSTRIES INC | DV-200N | 532.08 | 519.1 | Y | 532.08 | 532.08 | 532.08
DV200N | 175891 | 1 | 176751 | JBI 7CFM 1/2hp 120v2 stage vacuum pump | J/B INDUSTRIES INC | DV-200N | 532.08 | 532.08 | Y | 532.08 | 532.08 | 532.08
DV41 | 10510 | 1 | 176751 | JBI Digital vacuum Gaugewith carrying ca | J/B INDUSTRIES INC | DV-41 | 222.708 | 222.708 | Y | 222.708 | 222.708 | 222.708
DV41 | 175891 | 2 | 176751 | JBI Digital vacuum Gaugewith carrying ca | J/B INDUSTRIES INC | DV-41 | 222.708 | 219.076 | Y | 222.708 | 222.708 | 222.708
DVD35 | 166557 | 5 | 133921 | DIGITAL THERMOMETER,DUCT MTD.SOLAR POWER | HONEYWELL INTERNATIONAL ECC US (HOFS) | DV-D35 | 15.48 | 15.48 | N | 15.48 | 15.48 | 15.48
DVD6 | 10510 | 4 | 134583 | WEISS DIGITAL DUCT THERMOMETER 6" | MILJOCO-WEISS LLC | DVD-6 | 51.85 | 73.8584 | Y | 51.85 | 73.8584 | 73.8584
DVD6 | 175891 | 2 | 134583 | WEISS DIGITAL DUCT THERMOMETER 6" | MILJOCO-WEISS LLC | DVD-6 | 51.85 | 67.2639 | Y | 51.85 | 73.8584 | 73.8584
DVD9 | 166553 | 6 | 134583 | LCD Solar Digital Duct Therm, 9" wel | MILJOCO-WEISS LLC | DVD-9 | 51 | 51 | Y | 51 | 51 | 51
DVU35 | 10008 | 4 | 134583 | VARI-ANGLE SOLAR DIGITAL THERMOMETER | MILJOCO-WEISS LLC | DVU35 | 41.92 | 43.7019 | Y | 41.92 | 43.7019 | 43.7019
DVU35 | 10510 | 14 | 134583 | VARI-ANGLE SOLAR DIGITAL THERMOMETER | MILJOCO-WEISS LLC | DVU35 | 41.92 | 43.2278 | Y | 41.92 | 43.7019 | 43.7019
DVU35 | 166553 | 9 | 134583 | VARI-ANGLE SOLAR DIGITAL THERMOMETER | MILJOCO-WEISS LLC | DVU35 | 41.92 | 41.3611 | Y | 41.92 | 43.7019 | 43.7019
DVU35 | 175888 | 4 | 134583 | VARI-ANGLE SOLAR DIGITAL THERMOMETER | MILJOCO-WEISS LLC | DVU35 | 41.92 | 43.7019 | Y | 41.92 | 43.7019 | 43.7019
DVU35 | 175890 | 4 | 134583 | VARI-ANGLE SOLAR DIGITAL THERMOMETER | MILJOCO-WEISS LLC | DVU35 | 41.92 | 39.4639 | Y | 41.92 | 43.7019 | 43.7019
DVU35 | 175891 | 2 | 134583 | VARI-ANGLE SOLAR DIGITAL THERMOMETER | MILJOCO-WEISS LLC | DVU35 | 41.92 | 26.1 | Y | 41.92 | 43.7019 | 43.7019
DVU6 | 166553 | 9 | 134583 | Digital Vari-angle Thermometer, Light Po | MILJOCO-WEISS LLC | DVU6 | 31.75 | 31.75 | Y | 31.75 | 31.75 | 31.75
DVU6 | 166557 | 4 | 134583 | Digital Vari-angle Thermometer, Light Po | MILJOCO-WEISS LLC | DVU6 | 31.75 | 30.5 | Y | 31.75 | 31.75 | 31.75
DVU6 | 166559 | 2 | 134583 | Digital Vari-angle Thermometer, Light Po | MILJOCO-WEISS LLC | DVU6 | 31.75 | 31.125 | N | 31.75 | 31.75 | 31.75
DVU6 | 166561 | 4 | 134583 | Digital Vari-angle Thermometer, Light Po | MILJOCO-WEISS LLC | DVU6 | 31.75 | 31.75 | Y | 31.75 | 31.75 | 31.75
DVU9 | 166553 | 5 | 134583 | Solar Digital Thermometer -50-300F 9 | MILJOCO-WEISS LLC | DVU9 | 50 | 50 | N | 50 | 50 | 50
DWY-1227 | 10510 | 1 | 133777 | 1227 DUAL RANGE MANOMETER | DWYER INSTRUMENTS, INC. | 1227 | 122.88 | 112.11 | Y | 122.88 | 112.11 | 122.88
DWY-16400 | 10008 | 1 | 133777 | 1640-0 PRESS SW .01-.2 INWC | DWYER INSTRUMENTS, INC. | 1640-0 | 546.03 | 323.2 | N | 546.03 | 323.2 | 546.03
DWY-18240 | 173042 | 3 | 133777 | 1824-0 PRESS SW .15-.5 INWC | DWYER INSTRUMENTS, INC. | 1824-0 | 76.53 | 65.52 | N | 76.53 | 65.52 | 76.53
DWY-190010MR | 166553 | 5 | 133777 | 1900-10-MR | DWYER INSTRUMENTS, INC. | 1900-10-MR | 85.44 | 77.63 | Y | 85.44 | 77.63 | 85.44
DWY-19005MR | 175891 | 1 | 133777 | 1900-5-MR | DWYER INSTRUMENTS, INC. | 1900-5-MR | 85.44 | 76.35 | Y | 85.44 | 76.35 | 85.44
DWY-19100 | 10510 | 2 | 133777 | 1910-0 PRESS SW .15-.5 INWC | DWYER INSTRUMENTS, INC. | 1910-0 | 53.88 | 49.16 | Y | 53.88 | 89.8 | 89.8
DWY-19100 | 166553 | 3 | 133777 | 1910-0 PRESS SW .15-.5 INWC | DWYER INSTRUMENTS, INC. | 1910-0 | 53.88 | 89.8 | Y | 53.88 | 89.8 | 89.8
DWY-19100 | 175890 | 1 | 133777 | 1910-0 PRESS SW .15-.5 INWC | DWYER INSTRUMENTS, INC. | 1910-0 | 53.88 | 45.5 | N | 53.88 | 89.8 | 89.8
DWY-19101 | 175890 | 1 | 133777 | Switch, Differential Pressure | DWYER INSTRUMENTS, INC. | 1910-1 | 53.88 | 46.17 | Y | 53.88 | 46.17 | 53.88
DWY-2001 | 10008 | 2 | 133777 | 2001 MAGNEHELIC GAGE | DWYER INSTRUMENTS, INC. | 2001 | 52.86 | 45.21 | N | 52.86 | 47.8258 | 52.86
DWY-2001 | 10510 | 11 | 133777 | 2001 MAGNEHELIC GAGE | DWYER INSTRUMENTS, INC. | 2001 | 52.86 | 46.4083 | Y | 52.86 | 47.8258 | 52.86
DWY-2001 | 175888 | 1 | 133777 | 2001 MAGNEHELIC GAGE | DWYER INSTRUMENTS, INC. | 2001 | 52.86 | 47.45 | Y | 52.86 | 47.8258 | 52.86
DWY-2001 | 175891 | 2 | 133777 | 2001 MAGNEHELIC GAGE | DWYER INSTRUMENTS, INC. | 2001 | 52.86 | 47.8258 | Y | 52.86 | 47.8258 | 52.86
DWY-2002 | 10510 | 5 | 133777 | 2002 MAGNEHELIC GAGE | DWYER INSTRUMENTS, INC. | 2002 | 52.86 | 52.86 | Y | 52.86 | 52.86 | 52.86
DWY-2002 | 166561 | 4 | 133777 | 2002 MAGNEHELIC GAGE | DWYER INSTRUMENTS, INC. | 2002 | 52.86 | 45.21 | Y | 52.86 | 52.86 | 52.86
DWY-2002 | 175888 | 1 | 133777 | 2002 MAGNEHELIC GAGE | DWYER INSTRUMENTS, INC. | 2002 | 52.86 | 47.45 | Y | 52.86 | 52.86 | 52.86
DWY-2002 | 175890 | 2 | 133777 | 2002 MAGNEHELIC GAGE | DWYER INSTRUMENTS, INC. | 2002 | 52.86 | 46.33 | Y | 52.86 | 52.86 | 52.86
DWY-2002 | 175891 | 2 | 133777 | 2002 MAGNEHELIC GAGE | DWYER INSTRUMENTS, INC. | 2002 | 52.86 | 52.86 | Y | 52.86 | 52.86 | 52.86
DWY-2003 | 166553 | 0 | 133777 | 2003 MAGNEHELIC GAGE | DWYER INSTRUMENTS, INC. | 2003 | 52.86 | 52.86 | N | 52.86 | 52.86 | 52.86
DWY-2003 | 166561 | 1 | 133777 | 2003 MAGNEHELIC GAGE | DWYER INSTRUMENTS, INC. | 2003 | 52.86 | 45.21 | N | 52.86 | 52.86 | 52.86
DWY-2005 | 10008 | 1 | 133777 | 2005 MAGNEHELIC GAGE | DWYER INSTRUMENTS, INC. | 2005 | 52.86 | 45.21 | Y | 52.86 | 45.7119 | 52.86
DWY-2005 | 10510 | 3 | 133777 | 2005 MAGNEHELIC GAGE | DWYER INSTRUMENTS, INC. | 2005 | 52.86 | 45.7119 | Y | 52.86 | 45.7119 | 52.86
DWY-2005 | 175891 | 2 | 133777 | 2005 MAGNEHELIC GAGE | DWYER INSTRUMENTS, INC. | 2005 | 52.86 | 44.7125 | Y | 52.86 | 45.7119 | 52.86
DWY-2006 | 166561 | 1 | 133777 | 2006 MAGNEHELIC GAGE | DWYER INSTRUMENTS, INC. | 2006 | 52.86 | 45.21 | N | 52.86 | 45.21 | 52.86
DWY-2010 | 10510 | 1 | 133777 | 2010 MAGNEHELIC GAGE | DWYER INSTRUMENTS, INC. | 2010 | 52.86 | 52.86 | Y | 52.86 | 52.86 | 52.86
DWY-2010 | 166559 | 1 | 133777 | 2010 MAGNEHELIC GAGE | DWYER INSTRUMENTS, INC. | 2010 | 52.86 | 45.21 | N | 52.86 | 52.86 | 52.86
DWY-2015 | 10510 | 3 | 133777 | 2015 MAGNEHELIC GAGE | DWYER INSTRUMENTS, INC. | 2015 | 52.86 | 50.3688 | Y | 52.86 | 50.3688 | 52.86
DWY-2015 | 175891 | 1 | 133777 | 2015 MAGNEHELIC GAGE | DWYER INSTRUMENTS, INC. | 2015 | 52.86 | 49.6833 | Y | 52.86 | 50.3688 | 52.86
DWY-23000 | 10510 | 6 | 133777 | 2300-0 MAGNEHELIC GAGE | DWYER INSTRUMENTS, INC. | 2300-0 | 62.28 | 53.5644 | Y | 62.28 | 59.2 | 62.28
DWY-23000 | 166553 | 1 | 133777 | 2300-0 MAGNEHELIC GAGE | DWYER INSTRUMENTS, INC. | 2300-0 | 62.28 | 59.2 | N | 62.28 | 59.2 | 62.28
DWY-2301 | 166561 | 4 | 133777 | 2301 MAGNEHELIC GAGE | DWYER INSTRUMENTS, INC. | 2301 | 62.28 | 53.25 | N | 62.28 | 53.25 | 62.28
DWY-2302 | 10008 | 1 | 133777 | 2302 MAGNEHELIC GAGE | DWYER INSTRUMENTS, INC. | 2302 | 62.28 | 53.25 | Y | 62.28 | 59.886 | 62.28
DWY-2302 | 10510 | 3 | 133777 | 2302 MAGNEHELIC GAGE | DWYER INSTRUMENTS, INC. | 2302 | 62.28 | 59.886 | Y | 62.28 | 59.886 | 62.28
DWY-32B53 | 10008 | 1 | 133777 | 32B-53 1/32 TEMP CONT CUR/RLY | DWYER INSTRUMENTS, INC. | 32B-53 | 93.33 | 77.44 | N | 93.33 | 77.44 | 93.33
DWY-4753FM | 10510 | 1 | 133777 | 475-3-FM 199.9 IN/49.7 KPA | DWYER INSTRUMENTS, INC. | 475-3-FM | 208.54 | 208.54 | Y | 208.54 | 208.54 | 208.54
DWY-62810GHP1E1S5 | 10008 | 3 | 133777 | Industrial Pressure Transmitter | DWYER INSTRUMENTS, INC. | 628-10-GH-P1-E1-S5 | 73.8 | 86.366 | Y | 73.8 | 86.366 | 86.366
DWY-62904CHP2E5S13V | 10008 | 2 | 133777 | 50 PSID, DIFF PRESS TRANS-MITTER, CONDUI | DWYER INSTRUMENTS, INC. | 629-04-CH-P2-E5-S1-3V | 231.0467 | 231.0467 | N | 231.0467 | 231.0467 | 231.0467
DWY-62904CHP2E5S1LED | 10008 | 2 | 133777 | 50 PSID, DIFF PRESS TRANS-MITTER, CONDUI | DWYER INSTRUMENTS, INC. | 629-04-CH-P2-E5-S1-LED | 219.45 | 219.45 | N | 219.45 | 219.45 | 219.45
DWY-64516 | 166559 | 0 | 133777 | 645-16 +/-50 PSID W/W XMTR | DWYER INSTRUMENTS, INC. | 645-16 | 704.55 | 642.85 | N | 704.55 | 642.85 | 704.55
DWY-6682 | 166561 | 4 | 133777 | 668-2 DIFF PR XMTR 0-.5 IN | DWYER INSTRUMENTS, INC. | 668-2 | 210.23 | 131.2 | N | 210.23 | 131.2 | 210.23
DWY-70782D81A | 173042 | 0 | 133777 | 70-782D8-1A SKT FOR 782 SERIES | DWYER INSTRUMENTS, INC. | 70-782D8-1A | 20.78 | 18.1333 | N | 20.78 | 18.1333 | 20.78
DWY-70782D81A | 175883 | 51 | 133777 | 70-782D8-1A SKT FOR 782 SERIES | DWYER INSTRUMENTS, INC. | 70-782D8-1A | 20.78 | 4.95 | N | 20.78 | 18.1333 | 20.78
DWY-781XAXRM4L120A | 175883 | 69 | 133777 | 781XAXRM4L-120A ICECB RLY 120V | DWYER INSTRUMENTS, INC. | 781XAXRM4L-120A | 14.7 | 6.3 | N | 14.7 | 6.3 | 14.7
DWY-781XAXRM4L24D | 175883 | 18 | 133777 | 781XAXRM4L-24D ICECUBE RLY 24V | DWYER INSTRUMENTS, INC. | 781XAXRM4L-24D | 14.48 | 6.09 | N | 14.48 | 6.09 | 14.48
DWY-782XBXM4L24A | 173042 | 0 | 133777 | 782XBXM4L-24A ICE CB RLY 24VAC | DWYER INSTRUMENTS, INC. | 782XBXM4L-24A | 16.35 | 16.35 | N | 16.35 | 16.35 | 16.35
DWY-A101 | 10510 | 8 | 133777 | A-101 RED GAGE FLUID 1 OZ | DWYER INSTRUMENTS, INC. | A-101 | 10.28 | 8.71 | Y | 10.28 | 8.71 | 10.28
DWY-A101 | 175891 | 1 | 133777 | A-101 RED GAGE FLUID 1 OZ | DWYER INSTRUMENTS, INC. | A-101 | 10.28 | 8.71 | Y | 10.28 | 8.71 | 10.28
DWY-A102 | 10510 | 3 | 133777 | A-102 RED GAGE FLUID 4 OZ | DWYER INSTRUMENTS, INC. | A-102 | 14.94 | 12.738 | Y | 14.94 | 12.738 | 14.94
DWY-A158 | 10008 | 2 | 133777 | A-158 SPLIT FLANGE | DWYER INSTRUMENTS, INC. | A-158 | 17.92 | 7.52 | N | 17.92 | 7.52 | 17.92
DWY-A180 | 166561 | 10 | 133777 | A-180 VLV MTG BKT 2900 I/P | DWYER INSTRUMENTS, INC. | A-180 | 30.23 | 25.01 | N | 30.23 | 25.01 | 30.23
DWY-A201 | 10510 | 13 | 133777 | BLACK RBR TB 9ft PC 3/16inX3/64in | DWYER INSTRUMENTS, INC. | A-201 | 9.64 | 8.2723 | Y | 9.64 | 8.71 | 9.64
DWY-A201 | 166553 | 15 | 133777 | BLACK RBR TB 9ft PC 3/16inX3/64in | DWYER INSTRUMENTS, INC. | A-201 | 9.64 | 8.6562 | Y | 9.64 | 8.71 | 9.64
DWY-A201 | 166561 | 2 | 133777 | BLACK RBR TB 9ft PC 3/16inX3/64in | DWYER INSTRUMENTS, INC. | A-201 | 9.64 | 8.71 | Y | 9.64 | 8.71 | 9.64
DWY-A285 | 10008 | 5 | 133777 | A-285 REM ANNUN FOR RSM | DWYER INSTRUMENTS, INC. | A-285 | 315.8 | 174.4 | N | 315.8 | 174.4 | 315.8
DWY-A287 | 166553 | 0 | 133777 | A-287 MTG BRKT W/2" UBOLT | DWYER INSTRUMENTS, INC. | A-287 | 55.96 | 0 | N | 55.96 | 0 | 55.96
DWY-A287 | 166559 | 0 | 133777 | A-287 MTG BRKT W/2" UBOLT | DWYER INSTRUMENTS, INC. | A-287 | 55.96 | 0 | N | 55.96 | 0 | 55.96
DWY-A297 | 166561 | 1 | 133777 | A-297 DESICCANT FILTER ASSY | DWYER INSTRUMENTS, INC. | A-297 | 21.81 | 18.12 | N | 21.81 | 18.12 | 21.81
DWY-A300 | 10008 | 5 | 133777 | A-300 MAG AL FLUSH MTG KIT | DWYER INSTRUMENTS, INC. | A-300 | 34.24 | 23.2 | N | 34.24 | 23.2 | 34.24
DWY-A301 | 10510 | 21 | 133777 | A-301 STATIC PRESSURE TIP BR | DWYER INSTRUMENTS, INC. | A-301 | 12.52 | 10.0597 | Y | 12.52 | 10.4856 | 12.52
DWY-A301 | 166561 | 27 | 133777 | A-301 STATIC PRESSURE TIP BR | DWYER INSTRUMENTS, INC. | A-301 | 12.52 | 10.3134 | Y | 12.52 | 10.4856 | 12.52
DWY-A301 | 173042 | 14 | 133777 | A-301 STATIC PRESSURE TIP BR | DWYER INSTRUMENTS, INC. | A-301 | 12.52 | 10.4856 | Y | 12.52 | 10.4856 | 12.52
DWY-A301 | 175890 | 1 | 133777 | A-301 STATIC PRESSURE TIP BR | DWYER INSTRUMENTS, INC. | A-301 | 12.52 | 6.8211 | Y | 12.52 | 10.4856 | 12.52
DWY-A301 | 175891 | 5 | 133777 | A-301 STATIC PRESSURE TIP BR | DWYER INSTRUMENTS, INC. | A-301 | 12.52 | 10.1698 | Y | 12.52 | 10.4856 | 12.52
DWY-A302 | 10008 | 1 | 133777 | A-302 STATIC PRESSURE | DWYER INSTRUMENTS, INC. | A-302 | 11.88 | 10.12 | Y | 11.88 | 12.334 | 12.334
DWY-A302 | 10510 | 1 | 133777 | A-302 STATIC PRESSURE | DWYER INSTRUMENTS, INC. | A-302 | 11.88 | 8.6877 | N | 11.88 | 12.334 | 12.334
DWY-A302 | 166559 | 2 | 133777 | A-302 STATIC PRESSURE | DWYER INSTRUMENTS, INC. | A-302 | 11.88 | 12.334 | Y | 11.88 | 12.334 | 12.334
DWY-A302 | 166561 | 6 | 133777 | A-302 STATIC PRESSURE | DWYER INSTRUMENTS, INC. | A-302 | 11.88 | 10 | Y | 11.88 | 12.334 | 12.334
DWY-A302 | 173042 | 2 | 133777 | A-302 STATIC PRESSURE | DWYER INSTRUMENTS, INC. | A-302 | 11.88 | 10.82 | Y | 11.88 | 12.334 | 12.334
DWY-A302 | 175888 | 50 | 133777 | A-302 STATIC PRESSURE | DWYER INSTRUMENTS, INC. | A-302 | 11.88 | 10.5252 | Y | 11.88 | 12.334 | 12.334
DWY-A302 | 175890 | 28 | 133777 | A-302 STATIC PRESSURE | DWYER INSTRUMENTS, INC. | A-302 | 11.88 | 10.4656 | Y | 11.88 | 12.334 | 12.334
DWY-A303 | 10510 | 6 | 133777 | A-303 PORTABLE STATIC | DWYER INSTRUMENTS, INC. | A-303 | 12.52 | 10.6851 | Y | 12.52 | 10.6851 | 12.52
DWY-A303 | 175891 | 3 | 133777 | A-303 PORTABLE STATIC | DWYER INSTRUMENTS, INC. | A-303 | 12.52 | 7.854 | Y | 12.52 | 10.6851 | 12.52
DWY-A305 | 175891 | 4 | 133777 | A-305 STATIC PRESSURE | DWYER INSTRUMENTS, INC. | A-305 | 72.28 | 64.1792 | Y | 72.28 | 64.1792 | 72.28
DWY-A306 | 10008 | 3 | 133777 | A-306 OUTDOOR STATIC RED | DWYER INSTRUMENTS, INC. | A-306 | 65.12 | 62.9948 | Y | 65.12 | 63.98 | 65.12
DWY-A306 | 10510 | 16 | 133777 | A-306 OUTDOOR STATIC RED | DWYER INSTRUMENTS, INC. | A-306 | 65.12 | 62.8114 | Y | 65.12 | 63.98 | 65.12
DWY-A306 | 166559 | 0 | 133777 | A-306 OUTDOOR STATIC RED | DWYER INSTRUMENTS, INC. | A-306 | 65.12 | 52.4742 | N | 65.12 | 63.98 | 65.12
DWY-A306 | 166561 | 6 | 133777 | A-306 OUTDOOR STATIC RED | DWYER INSTRUMENTS, INC. | A-306 | 65.12 | 52.4742 | N | 65.12 | 63.98 | 65.12
DWY-A306 | 175891 | 5 | 133777 | A-306 OUTDOOR STATIC RED | DWYER INSTRUMENTS, INC. | A-306 | 65.12 | 63.98 | Y | 65.12 | 63.98 | 65.12
DWY-A308 | 166561 | 2 | 133777 | A-308 STATIC PRESSURE | DWYER INSTRUMENTS, INC. | A-308 | 5.36 | 3.1513 | N | 5.36 | 3.1513 | 5.36
DWY-A319 | 10510 | 1 | 133777 | ADPTR 3/16 ID RBR TBG TO PLSTC | DWYER INSTRUMENTS, INC. | A-319 | 5.6 | 6.25 | N | 5.6 | 6.25 | 6.25
DWY-A331 | 166553 | 6 | 133777 | A-331 FILTER VENT | DWYER INSTRUMENTS, INC. | A-331 | 11.64 | 9 | N | 11.64 | 9 | 11.64
DWY-A345 | 10008 | 4 | 133777 | A-345 DUCT MOUNTING | DWYER INSTRUMENTS, INC. | A-345 | 10.76 | 7.3501 | Y | 10.76 | 9.2676 | 10.76
DWY-A345 | 10510 | 62 | 133777 | A-345 DUCT MOUNTING | DWYER INSTRUMENTS, INC. | A-345 | 10.76 | 8.6621 | Y | 10.76 | 9.2676 | 10.76
DWY-A345 | 166559 | 8 | 133777 | A-345 DUCT MOUNTING | DWYER INSTRUMENTS, INC. | A-345 | 10.76 | 8.6208 | Y | 10.76 | 9.2676 | 10.76
DWY-A345 | 166561 | 10 | 133777 | A-345 DUCT MOUNTING | DWYER INSTRUMENTS, INC. | A-345 | 10.76 | 9.08 | Y | 10.76 | 9.2676 | 10.76
DWY-A345 | 173042 | 7 | 133777 | A-345 DUCT MOUNTING | DWYER INSTRUMENTS, INC. | A-345 | 10.76 | 8.8 | Y | 10.76 | 9.2676 | 10.76
DWY-A345 | 175888 | 8 | 133777 | A-345 DUCT MOUNTING | DWYER INSTRUMENTS, INC. | A-345 | 10.76 | 8.966 | Y | 10.76 | 9.2676 | 10.76
DWY-A345 | 175890 | 37 | 133777 | A-345 DUCT MOUNTING | DWYER INSTRUMENTS, INC. | A-345 | 10.76 | 9.2676 | Y | 10.76 | 9.2676 | 10.76
DWY-A345 | 175891 | 2 | 133777 | A-345 DUCT MOUNTING | DWYER INSTRUMENTS, INC. | A-345 | 10.76 | 8.8 | Y | 10.76 | 9.2676 | 10.76
DWY-A347 | 10008 | 2 | 133777 | A-347 CARBON STEEL ADAPTER | DWYER INSTRUMENTS, INC. | A-347 | 29.76 | 25.44 | N | 29.76 | 25.44 | 29.76
DWY-A356 | 10510 | 1 | 133777 | A-356 PLUG/RETAINER MANO | DWYER INSTRUMENTS, INC. | A-356 | 4.92 | 5.5 | N | 4.92 | 5.5 | 5.5
DWY-A368 | 166553 | 4 | 133777 | A-368 BRK PNL MNT | DWYER INSTRUMENTS, INC. | A-368 | 9.84 | 8.33 | Y | 9.84 | 8.44 | 9.84
DWY-A368 | 166561 | 2 | 133777 | A-368 BRK PNL MNT | DWYER INSTRUMENTS, INC. | A-368 | 9.84 | 8.44 | N | 9.84 | 8.44 | 9.84
DWY-A401 | 166553 | 2 | 133777 | A-401 CARRYING CASE | DWYER INSTRUMENTS, INC. | A-401 | 33.36 | 29.8 | Y | 33.36 | 29.8 | 33.36
DWY-A417A | 10006 | 1 | 133777 | A-417A PR SNSR FLUSH WALL MNT | DWYER INSTRUMENTS, INC. | A-417A | 11.88 | 9.8 | N | 11.88 | 10.7785 | 11.88
DWY-A417A | 166553 | 10 | 133777 | A-417A PR SNSR FLUSH WALL MNT | DWYER INSTRUMENTS, INC. | A-417A | 11.88 | 10.7785 | Y | 11.88 | 10.7785 | 11.88
DWY-A417A | 175890 | 6 | 133777 | A-417A PR SNSR FLUSH WALL MNT | DWYER INSTRUMENTS, INC. | A-417A | 11.88 | 10.12 | Y | 11.88 | 10.7785 | 11.88
DWY-A420A | 166553 | 5 | 133777 | A-420A OUTSIDE AIR PR SNSR ASS | DWYER INSTRUMENTS, INC. | A-420A | 25.96 | 22.0722 | Y | 25.96 | 25.6367 | 25.96
DWY-A420A | 166559 | 6 | 133777 | A-420A OUTSIDE AIR PR SNSR ASS | DWYER INSTRUMENTS, INC. | A-420A | 25.96 | 22.7369 | Y | 25.96 | 25.6367 | 25.96
DWY-A420A | 175888 | 12 | 133777 | A-420A OUTSIDE AIR PR SNSR ASS | DWYER INSTRUMENTS, INC. | A-420A | 25.96 | 25.6367 | Y | 25.96 | 25.6367 | 25.96
DWY-A420A | 175891 | 1 | 133777 | A-420A OUTSIDE AIR PR SNSR ASS | DWYER INSTRUMENTS, INC. | A-420A | 25.96 | 22.08 | N | 25.96 | 25.6367 | 25.96
DWY-A432 | 10510 | 1 | 133777 | A-432 CARRYING CASE | DWYER INSTRUMENTS, INC. | A-432 | 59.76 | 49.8312 | Y | 59.76 | 49.8312 | 59.76
DWY-A464 | 166553 | 4 | 133777 | A-464 FLUSH MOUNT KIT FOR MAG | DWYER INSTRUMENTS, INC. | A-464 | 26.4 | 22.3992 | N | 26.4 | 24.1 | 26.4
DWY-A464 | 166559 | 2 | 133777 | A-464 FLUSH MOUNT KIT FOR MAG | DWYER INSTRUMENTS, INC. | A-464 | 26.4 | 24.1 | N | 26.4 | 24.1 | 26.4
DWY-A465 | 10008 | 34 | 133777 | A-465 FLUSH SPACE PRESS SENSOR | DWYER INSTRUMENTS, INC. | A-465 | 13.2 | 12.8103 | Y | 13.2 | 13.0573 | 13.2
DWY-A465 | 10510 | 13 | 133777 | A-465 FLUSH SPACE PRESS SENSOR | DWYER INSTRUMENTS, INC. | A-465 | 13.2 | 12.837 | Y | 13.2 | 13.0573 | 13.2
DWY-A465 | 166559 | 3 | 133777 | A-465 FLUSH SPACE PRESS SENSOR | DWYER INSTRUMENTS, INC. | A-465 | 13.2 | 11.3083 | Y | 13.2 | 13.0573 | 13.2
DWY-A465 | 166561 | 5 | 133777 | A-465 FLUSH SPACE PRESS SENSOR | DWYER INSTRUMENTS, INC. | A-465 | 13.2 | 12.2 | N | 13.2 | 13.0573 | 13.2
DWY-A465 | 175888 | 2 | 133777 | A-465 FLUSH SPACE PRESS SENSOR | DWYER INSTRUMENTS, INC. | A-465 | 13.2 | 11.16 | Y | 13.2 | 13.0573 | 13.2
DWY-A465 | 175891 | 8 | 133777 | A-465 FLUSH SPACE PRESS SENSOR | DWYER INSTRUMENTS, INC. | A-465 | 13.2 | 13.0573 | Y | 13.2 | 13.0573 | 13.2
DWY-A481 | 166553 | 6 | 133777 | A-481 INSTALLER KIT | DWYER INSTRUMENTS, INC. | A-481 | 4.71 | 4.71 | N | 4.71 | 4.71 | 4.71
DWY-A489 | 10008 | 0 | 133777 | A-489 ASSY DET 4in STATIC TIP | DWYER INSTRUMENTS, INC. | A-489 | 6.72 | 6.3267 | N | 6.72 | 6.8501 | 6.8501
DWY-A489 | 166553 | 14 | 133777 | A-489 ASSY DET 4in STATIC TIP | DWYER INSTRUMENTS, INC. | A-489 | 6.72 | 6.6386 | N | 6.72 | 6.8501 | 6.8501
DWY-A489 | 175888 | 38 | 133777 | A-489 ASSY DET 4in STATIC TIP | DWYER INSTRUMENTS, INC. | A-489 | 6.72 | 6.8501 | Y | 6.72 | 6.8501 | 6.8501
DWY-A489 | 175891 | 6 | 133777 | A-489 ASSY DET 4in STATIC TIP | DWYER INSTRUMENTS, INC. | A-489 | 6.72 | 6.5889 | Y | 6.72 | 6.8501 | 6.8501
DWY-A491 | 10008 | 6 | 133777 | A-491 ASSY DET 6in STATIC TIP | DWYER INSTRUMENTS, INC. | A-491 | 6.72 | 5.475 | Y | 6.72 | 5.475 | 6.72
DWY-A493 | 10008 | 10 | 133777 | A-493 ASSY DET 8in STATIC TIP | DWYER INSTRUMENTS, INC. | A-493 | 7.05 | 5.395 | Y | 7.05 | 7.05 | 7.05
DWY-A493 | 166553 | 49 | 133777 | A-493 ASSY DET 8in STATIC TIP | DWYER INSTRUMENTS, INC. | A-493 | 7.05 | 6.78 | Y | 7.05 | 7.05 | 7.05
DWY-A493 | 175888 | 6 | 133777 | A-493 ASSY DET 8in STATIC TIP | DWYER INSTRUMENTS, INC. | A-493 | 7.05 | 6.59 | Y | 7.05 | 7.05 | 7.05
DWY-A493 | 175891 | 6 | 133777 | A-493 ASSY DET 8in STATIC TIP | DWYER INSTRUMENTS, INC. | A-493 | 7.05 | 7.05 | Y | 7.05 | 7.05 | 7.05
DWY-A602 | 175891 | 2 | 133777 | A-602 AIR FILTER KIT | DWYER INSTRUMENTS, INC. | A-602 | 35.8 | 28 | Y | 35.8 | 28 | 35.8
DWY-A605 | 166561 | 5 | 133777 | A-605 AIR FILTER KIT FOR | DWYER INSTRUMENTS, INC. | A-605 | 46.56 | 39.84 | N | 46.56 | 46.56 | 46.56
DWY-A605 | 175891 | 2 | 133777 | A-605 AIR FILTER KIT FOR | DWYER INSTRUMENTS, INC. | A-605 | 46.56 | 46.56 | Y | 46.56 | 46.56 | 46.56
DWY-AIEFDSP | 166553 | 1 | 133777 | A-IEF-DSP SET UP DSPY KIT | DWYER INSTRUMENTS, INC. | A-IEF-DSP | 785.52 | 664.6 | N | 785.52 | 664.6 | 785.52
DWY-BPS015 | 10008 | 1 | 133777 | BPS-015 1.5A POWER SUPPLY | DWYER INSTRUMENTS, INC. | BPS-015 | 35.43 | 25.1167 | Y | 35.43 | 25.1167 | 35.43
DWY-BYS00 | 166561 | 6 | 133777 | BYS-00 BRS Y-STR,400PSI | DWYER INSTRUMENTS, INC. | BYS-00 | 5.95 | 11 | N | 5.95 | 11 | 11
DWY-CDT2E4FLCD | 10008 | 3 | 133777 | CO2/TEMP COMBO, 0-2000PPM, CO2 OUTPUT 4- | DWYER INSTRUMENTS, INC. | CDT-2E4F-LCD | 120.4967 | 120.4967 | N | 120.4967 | 120.4967 | 120.4967
DWY-CDT2N4FLCD | 10008 | 4 | 133777 | CDT-2N4F-LCD CO2 XMTR 2000PPM | DWYER INSTRUMENTS, INC. | CDT-2N4F-LCD | 192.36 | 90.375 | N | 192.36 | 90.375 | 192.36
DWY-CDTA2N000 | 10008 | 9 | 133777 | CDTA-2N000 CO2 XMTR 2000 PPM | DWYER INSTRUMENTS, INC. | CDTA-2N000 | 268.74 | 172.9567 | N | 268.74 | 172.9567 | 268.74
DWY-CDTA2N000LCD | 10008 | 7 | 133777 | CDTA-2N000-LCD CO2 XMTR | DWYER INSTRUMENTS, INC. | CDTA-2N000-LCD | 313.23 | 201.4762 | N | 313.23 | 201.4762 | 313.23
DWY-CDTV2D4B4 | 10008 | 7 | 133777 | CDTV-2D4B4 CDTV VOC XMTR | DWYER INSTRUMENTS, INC. | CDTV-2D4B4 | 328.83 | 210.6227 | N | 328.83 | 210.6227 | 328.83
DWY-CM1 | 175891 | 1 | 133777 | CM-1 DIGITAL CLAMP METER | DWYER INSTRUMENTS, INC. | CM-1 | 72 | 82.49 | N | 72 | 82.49 | 82.49
DWY-CS3 | 166561 | 5 | 133777 | CS-3 PRESS SWITCH | DWYER INSTRUMENTS, INC. | CS-3 | 281.82 | 232.2 | Y | 281.82 | 232.2 | 281.82
DWY-CSG | 10008 | 3 | 133777 | CSG SIGNAL GENERATOR W/AC ADPT | DWYER INSTRUMENTS, INC. | CSG | 195.03 | 195.03 | Y | 195.03 | 195.03 | 195.03
DWY-CSG | 166553 | 2 | 133777 | CSG SIGNAL GENERATOR W/AC ADPT | DWYER INSTRUMENTS, INC. | CSG | 195.03 | 174.3 | Y | 195.03 | 195.03 | 195.03
DWY-CSG | 166559 | 1 | 133777 | CSG SIGNAL GENERATOR W/AC ADPT | DWYER INSTRUMENTS, INC. | CSG | 195.03 | 171.825 | Y | 195.03 | 195.03 | 195.03
DWY-CSG | 166561 | 4 | 133777 | CSG SIGNAL GENERATOR W/AC ADPT | DWYER INSTRUMENTS, INC. | CSG | 195.03 | 190.389 | Y | 195.03 | 195.03 | 195.03
DWY-CX12 | 173042 | 1 | 133777 | CX-12 PR SW 35-150 PSI 1/4 NPT | DWYER INSTRUMENTS, INC. | CX-12 | 16.44 | 14.7875 | N | 16.44 | 14.7875 | 16.44
DWY-CX12 | 175891 | 2 | 133777 | CX-12 PR SW 35-150 PSI 1/4 NPT | DWYER INSTRUMENTS, INC. | CX-12 | 16.44 | 14.07 | Y | 16.44 | 14.7875 | 16.44
DWY-CXAR1 | 10008 | 1 | 133777 | CXA-R1 PR SW 15-80 PSI 1/4 NPT | DWYER INSTRUMENTS, INC. | CXA-R1 | 13.84 | 11.25 | N | 13.84 | 11.25 | 13.84
DWY-DAW331531 | 10008 | 1 | 133777 | DAW-33-153-1 PRESS SW | DWYER INSTRUMENTS, INC. | DAW-33-153-1 | 796.86 | 796.86 | N | 796.86 | 796.86 | 796.86
DWY-DAW331533A | 10008 | 1 | 133777 | DAW-33-153-3A PRESS SW | DWYER INSTRUMENTS, INC. | DAW-33-153-3A | 796.86 | 389.2 | N | 796.86 | 389.2 | 796.86
DWY-DRFT10 | 166553 | 2 | 133777 | DRFT-10 DIGITAL SOLAR THERM | DWYER INSTRUMENTS, INC. | DRFT-10 | 25.39 | 14.44 | N | 25.39 | 14.44 | 25.39
DWY-DWUSBLITE | 166557 | 2 | 133777 | Mini temperature data logger USB | DWYER INSTRUMENTS, INC. | DWUSBLITE | 42.25 | 42.25 | N | 42.25 | 42.25 | 42.25
DWY-DXW111531 | 166553 | 4 | 133777 | DXW-11-153-1 PR SW 2.5-10 PSI | DWYER INSTRUMENTS, INC. | DXW-11-153-1 | 95.16 | 86.84 | Y | 95.16 | 86.84 | 95.16
DWY-DXW111531 | 166559 | 2 | 133777 | DXW-11-153-1 PR SW 2.5-10 PSI | DWYER INSTRUMENTS, INC. | DXW-11-153-1 | 95.16 | 82.607 | Y | 95.16 | 86.84 | 95.16
DWY-DXW111531 | 175888 | 2 | 133777 | DXW-11-153-1 PR SW 2.5-10 PSI | DWYER INSTRUMENTS, INC. | DXW-11-153-1 | 95.16 | 80.49 | Y | 95.16 | 86.84 | 95.16
DWY-DXW111532 | 10008 | 3 | 133777 | DXW-11-153-2 PR SW 10-25 PSI | DWYER INSTRUMENTS, INC. | DXW-11-153-2 | 95.16 | 42 | N | 95.16 | 82.8717 | 95.16
DWY-DXW111532 | 166553 | 3 | 133777 | DXW-11-153-2 PR SW 10-25 PSI | DWYER INSTRUMENTS, INC. | DXW-11-153-2 | 95.16 | 74.3316 | Y | 95.16 | 82.8717 | 95.16
DWY-DXW111532 | 166559 | 3 | 133777 | DXW-11-153-2 PR SW 10-25 PSI | DWYER INSTRUMENTS, INC. | DXW-11-153-2 | 95.16 | 82.8717 | Y | 95.16 | 82.8717 | 95.16
DWY-DXW111532 | 166561 | 4 | 133777 | DXW-11-153-2 PR SW 10-25 PSI | DWYER INSTRUMENTS, INC. | DXW-11-153-2 | 95.16 | 78.3458 | Y | 95.16 | 82.8717 | 95.16
DWY-F7LPP | 175891 | 0 | 133777 | F7-LPP VERTICAL FLOAT SWITCH | DWYER INSTRUMENTS, INC. | F7-LPP | 3.13 | 3.13 | N | 3.13 | 3.13 | 3.13
DWY-F7SB | 10008 | 2 | 133777 | F-7 FLOTECT LEVEL SW | DWYER INSTRUMENTS, INC. | F7-SB | 46.65 | 39.93 | N | 46.65 | 39.93 | 46.65
DWY-FS2 | 173042 | 1 | 133777 | FS-2 PADDLE FLOW SW NPT CONN | DWYER INSTRUMENTS, INC. | FS-2 | 59.58 | 44.2 | N | 59.58 | 44.2 | 59.58
DWY-FS2 | 175891 | 1 | 133777 | FS-2 PADDLE FLOW SW NPT CONN | DWYER INSTRUMENTS, INC. | FS-2 | 59.58 | 0 | N | 59.58 | 44.2 | 59.58
DWY-M102 | 166560 | 3 | 133777 | M102 MANOMETER 5-0-50 MMWC | DWYER INSTRUMENTS, INC. | M102 | 607.95 | 0.32 | N | 607.95 | 0.32 | 607.95
DWY-MS221 | 10008 | 1 | 133777 | MS-221 BI LR 0-10V WALL MT | DWYER INSTRUMENTS, INC. | MS-221 | 87.99 | 77.6 | N | 87.99 | 77.6 | 87.99
DWY-MS2D102BC | 10008 | 3 | 133777 | MAGNESENSE DPTRANS, DUCT MOUNT, UNI-DIRE | DWYER INSTRUMENTS, INC. | MS2-D102-BC | 116.4467 | 116.4467 | N | 116.4467 | 116.4467 | 116.4467
DWY-MS2D102LCD | 10008 | 6 | 133777 | MAGNESENSE DPTRANS, DUCT MOUNT, UNI-DIRE | DWYER INSTRUMENTS, INC. | MS2-D102-LCD | 88.105 | 88.105 | N | 88.105 | 88.105 | 88.105
DWY-MS2D102LCDBC | 10008 | 3 | 133777 | MAGNESENSE DPTRANS, DUCT MOUNT, UNI-DIRE | DWYER INSTRUMENTS, INC. | MS2-D102-LCD-BC | 136.8067 | 136.8067 | N | 136.8067 | 136.8067 | 136.8067
DWY-MS2W102BC | 10008 | 5 | 133777 | MAGNESENSE DIFFPRESS TRANS, WALL MNT, Ba | DWYER INSTRUMENTS, INC. | MS2-W102-BC | 106.096 | 106.096 | N | 106.096 | 106.096 | 106.096
DWY-MS2W102LCDBC | 10008 | 4 | 133777 | MAGNESENSE DIFFPRESS TRANS, WALL MNT,Bac | DWYER INSTRUMENTS, INC. | MS2-W102-LCD-BC | 115.1775 | 115.1775 | N | 115.1775 | 115.1775 | 115.1775
DWY-MS2W111LCD | 10008 | 1 | 133777 | MAGNESENSE DIFFPRESS TRANS, WALL MNT, LC | DWYER INSTRUMENTS, INC. | MS2-W111-LCD | 85.0983 | 85.0983 | N | 85.0983 | 85.0983 | 85.0983
DWY-MSXW10IN | 166553 | 2 | 133777 | MSX-W10-IN XMTR WALL ULR | DWYER INSTRUMENTS, INC. | MSX-W10-IN | 82.26 | 64.2 | N | 82.26 | 64.2 | 82.26
DWY-MSXW10INLCD | 166553 | 11 | 133777 | MSX-W10-IN-LCD WALL ULR W/LCD | DWYER INSTRUMENTS, INC. | MSX-W10-IN-LCD | 117.51 | 96.9 | Y | 117.51 | 96.9 | 117.51
DWY-MSXW11INLCD | 166553 | 12 | 133777 | MSX-W11-IN-LCD PR XMTR WL LCD | DWYER INSTRUMENTS, INC. | MSX-W11-IN-LCD | 117.51 | 96.4109 | Y | 117.51 | 96.4109 | 117.51
DWY-MSXW12INLCD | 166553 | 10 | 133777 | MSX-W12-IN-LCD XMTR W MR W/LCD | DWYER INSTRUMENTS, INC. | MSX-W12-IN-LCD | 117.51 | 114.3574 | Y | 117.51 | 114.3574 | 117.51
DWY-MSXW13IN | 166553 | 10 | 133777 | MSX-W13-IN PR XMTR WALL HR | DWYER INSTRUMENTS, INC. | MSX-W13-IN | 82.26 | 64.2 | N | 82.26 | 64.2 | 82.26
DWY-MSXW13IN | 166557 | 1 | 133777 | MSX-W13-IN PR XMTR WALL HR | DWYER INSTRUMENTS, INC. | MSX-W13-IN | 82.26 | 62.4 | N | 82.26 | 64.2 | 82.26
DWY-MSXW13INLCD | 166553 | 4 | 133777 | MSX-W13-IN-LCD XMTR W HR W/LCD | DWYER INSTRUMENTS, INC. | MSX-W13-IN-LCD | 117.51 | 107.1548 | Y | 117.51 | 107.1548 | 117.51
DWY-MSXW20INLCD | 10008 | 10 | 133777 | MSX-W20-IN-LCD WALL ULR W/LCD | DWYER INSTRUMENTS, INC. | MSX-W20-IN-LCD | 117.51 | 107.9743 | Y | 117.51 | 107.9743 | 117.51
DWY-MSXW20INLCD | 166553 | 8 | 133777 | MSX-W20-IN-LCD WALL ULR W/LCD | DWYER INSTRUMENTS, INC. | MSX-W20-IN-LCD | 117.51 | 105.2176 | N | 117.51 | 107.9743 | 117.51
DWY-MSXW22INLCD | 10008 | 8 | 133777 | MSX-W22-IN-LCD PR XMTR W MR BI | DWYER INSTRUMENTS, INC. | MSX-W22-IN-LCD | 117.51 | 111.4389 | Y | 117.51 | 111.4389 | 117.51
DWY-MSXW22INLCD | 166553 | 2 | 133777 | MSX-W22-IN-LCD PR XMTR W MR BI | DWYER INSTRUMENTS, INC. | MSX-W22-IN-LCD | 117.51 | 107.21 | N | 117.51 | 111.4389 | 117.51
DWY-MSXW23INLCD | 166553 | 2 | 133777 | MSX-W23-IN-LCD PR MXTR W HR BI | DWYER INSTRUMENTS, INC. | MSX-W23-IN-LCD | 117.51 | 105 | N | 117.51 | 105 | 117.51
DWY-PAFS1002 | 10008 | 60 | 133777 | PAFS-1002 FLOW SNSR 3-5/32in | DWYER INSTRUMENTS, INC. | PAFS-1002 | 7.05 | 5.76 | Y | 7.05 | 5.76 | 7.05
DWY-PAFS1003 | 10008 | 38 | 133777 | PAFS-1003 FLOW SNSR 5-13/32in | DWYER INSTRUMENTS, INC. | PAFS-1003 | 8.4 | 7.3827 | Y | 8.4 | 7.3827 | 8.4
DWY-PAFS1004 | 10008 | 90 | 133777 | PAFS-1004 FLOW SNSR 7-21/32in | DWYER INSTRUMENTS, INC. | PAFS-1004 | 10.41 | 9.0203 | Y | 10.41 | 9.0203 | 10.41
DWY-PAFS1005 | 10008 | 9 | 133777 | PAFS-1005 FLOW SNSR 9-29/32in | DWYER INSTRUMENTS, INC. | PAFS-1005 | 13.59 | 11.6759 | Y | 13.59 | 11.6759 | 13.59
DWY-PAFS1006 | 10008 | 2 | 133777 | PAFS-1006 FLOW SNSR 12-1/2in | DWYER INSTRUMENTS, INC. | PAFS-1006 | 27.54 | 25.455 | Y | 27.54 | 25.455 | 27.54
DWY-RHP201B | 166559 | 0 | 133777 | Series RHP Humidity/Temperature Transmit | DWYER INSTRUMENTS, INC. | RHP-201B | 0 | 0 | N | 0 | 0 | 0
DWY-RHPLC3N22 | 166561 | 5 | 133777 | RHPLC-3N22 3%, 0-10VDC HMD/TEM | DWYER INSTRUMENTS, INC. | RHPLC-3N22 | 82.74 | 75.54 | N | 82.74 | 75.54 | 82.74
DWY-RHPX2SSAB00 | 175883 | 1 | 133777 | RHPX-2SSAB-00 HMD/TEMP 2% HDPE | DWYER INSTRUMENTS, INC. | RHPX-2SSAB-00 | 119.13 | 119.13 | N | 119.13 | 119.13 | 119.13
DWY-RHRS | 175883 | 5 | 133777 | RHRS 6 PLATE OSA RDN SHLD | DWYER INSTRUMENTS, INC. | RHRS | 38.76 | 34.8 | N | 38.76 | 34.8 | 38.76
DWY-RSMEC014 | 166561 | 5 | 133777 | RSME-C-014 1% -.5in/.5inWC | DWYER INSTRUMENTS, INC. | RSME-C-014 | 327.48 | 298.8 | N | 327.48 | 298.8 | 327.48
DWY-SFI3001 | 166561 | 2 | 133777 | SFI-300-1in NPT | DWYER INSTRUMENTS, INC. | SFI-300-1 | 198.72 | 87.2 | N | 198.72 | 87.2 | 198.72
DWY-SG5G0522N | 175888 | 6 | 133777 | SG5-G0522N 4.5inCONTR GA 0-100 | DWYER INSTRUMENTS, INC. | SG5-G0522N | 21.41 | 21.41 | Y | 21.41 | 21.41 | 21.41
DWY-SG5G0522N | 175890 | 10 | 133777 | SG5-G0522N 4.5inCONTR GA 0-100 | DWYER INSTRUMENTS, INC. | SG5-G0522N | 21.41 | 21.41 | Y | 21.41 | 21.41 | 21.41
DWY-TCS4011 | 10510 | 6 | 133777 | TCS-4011 TEMP SW TYPE J 110VAC | DWYER INSTRUMENTS, INC. | TCS-4011 | 69.66 | 62.25 | Y | 69.66 | 62.25 | 69.66
DWY-TEDFGB084400 | 10008 | 17 | 133777 | TE-DFG-B0844-00 TEMP SENSOR 10K II Duct | DWYER INSTRUMENTS, INC. | TE-DFG-B0844-00 | 13.77 | 11.07 | Y | 13.77 | 11.07 | 13.77
DWY-TERNDB | 10008 | 5 | 133777 | TE-RND-B TEMP SENSOR | DWYER INSTRUMENTS, INC. | TE-RND-B | 69 | 68.1047 | Y | 69 | 68.1047 | 69
DWY-TP10 | 10008 | 0 | 133777 | TP10 TAPE 10FT LG 15 PIN CABLE | DWYER INSTRUMENTS, INC. | TP10 | 104.06 | 104.06 | N | 104.06 | 104.06 | 104.06
DWY-TS5 | 10510 | 4 | 133777 | TS-5 PVC PROBE W/5 FT CABLE | DWYER INSTRUMENTS, INC. | TS-5 | 10.72 | 8.63 | Y | 10.72 | 8.63 | 10.72
DWY-TSWB010 | 166553 | 1 | 133777 | TSWB-010 TEMP SW 115VAC F RED | DWYER INSTRUMENTS, INC. | TSWB-010 | 106.92 | 116 | N | 106.92 | 116 | 116
DWY-TUF150BN | 10008 | 3 | 133777 | TUF-150-BN DN20 BACNET FLWMTR | DWYER INSTRUMENTS, INC. | TUF-150-BN | 450.69 | 268.0167 | N | 450.69 | 268.0167 | 450.69
DWY-TUF200BN | 10008 | 3 | 133777 | TUF-200-BN DN20 BACNET FLWMTR | DWYER INSTRUMENTS, INC. | TUF-200-BN | 449.34 | 268.01 | N | 449.34 | 268.01 | 449.34
DWY-TUF250BN | 10008 | 3 | 133777 | TUF-250-BN DN25 BACNET FLWMTR | DWYER INSTRUMENTS, INC. | TUF-250-BN | 494.16 | 294.5833 | N | 494.16 | 294.5833 | 494.16
DWY-TUF800BN | 166561 | 1 | 133777 | TUF-800-BN DN80 BACNET FLWMTR | DWYER INSTRUMENTS, INC. | TUF-800-BN | 2124.48 | 1898.55 | N | 2124.48 | 1898.55 | 2124.48
DWY-ULSACCUSB | 166561 | 1 | 133777 | ULS-ACC-USB USB ADAPTER CALIB | DWYER INSTRUMENTS, INC. | ULS-ACC-USB | 100.28 | 85.0233 | N | 100.28 | 85.0233 | 100.28
DWY-ULSM10 | 166561 | 1 | 133777 | ULSM-10 9.8ftRANGE,1inNPT LVL SN | DWYER INSTRUMENTS, INC. | ULSM-10 | 837.15 | 715.16 | N | 837.15 | 715.16 | 837.15
DWY-V10 | 166553 | 5 | 133777 | V10 FLOTECT FLOW SW | DWYER INSTRUMENTS, INC. | V10 | 66.81 | 65.638 | Y | 66.81 | 65.638 | 66.81
DWY-V6EPBBS60 | 175890 | 3 | 133777 | V6EPB-BS60 FLOTECT FLOW SW | DWYER INSTRUMENTS, INC. | V6EPB-B-S-6-0 | 199.44 | 174.72 | Y | 199.44 | 174.72 | 199.44
DWY-V8WP | 175891 | 1 | 133777 | V8-WP FLOW SW W/WP CONDUIT BOX | DWYER INSTRUMENTS, INC. | V8-WP | 109.44 | 90.3 | N | 109.44 | 90.3 | 109.44
DWY-WD3LPD2 | 166553 | 10 | 133777 | WD3-LP-D2 H20 LEAK DET LINE PO | DWYER INSTRUMENTS, INC. | WD3-LP-D2 | 38.1 | 38.1 | Y | 38.1 | 38.1 | 38.1
DWY-WD3LPD2 | 175888 | 1 | 133777 | WD3-LP-D2 H20 LEAK DET LINE PO | DWYER INSTRUMENTS, INC. | WD3-LP-D2 | 38.1 | 38.1 | Y | 38.1 | 38.1 | 38.1
E10006 | 175883 | 1 | 133921 | EMON CURRENT SENSOR 3200 AMPS | HONEYWELL INTERNATIONAL ECC US (HOFS) | E10006 | 225.593 | 150 | N | 225.593 | 150 | 225.593
E100WB | 175888 | 2 | 177008 | SOLAHD E100+FBPC1+FB2X FACTORY WIRED | APPLETON GRP LLC, DBA APPLETON GROUP | E100WB | 57.92 | 57.9178 | N | 57.92 | 57.9178 | 57.92
E10100333V | 10008 | 1 | 133921 | 6000splitCoreCurrSens 100amp | HONEYWELL INTERNATIONAL ECC US (HOFS) | E10100-333V | 47.9112 | 33.745 | N | 47.9112 | 33.745 | 47.9112
E11M24 | 10510 | 2 | 176780 | McDonnell CSD-1 switch 24V354001 | XYLEM, INC (M&M) | E-11M-24 | 133 | 133 | Y | 133 | 133 | 133
E11M24 | 175891 | 1 | 176780 | McDonnell CSD-1 switch 24V354001 | XYLEM, INC (M&M) | E-11M-24 | 133 | 131.34 | Y | 133 | 133 | 133
E13SBS | 175890 | 1 | 134583 | WEISS BRASS THERMOWELL | MILJOCO-WEISS LLC | E13SBS | 4.75 | 4.75 | N | 4.75 | 4.75 | 4.75
E14A | 10510 | 7 | 176751 | JBI 1/4 flare x 1/8 MPT ellhalf union | J/B INDUSTRIES INC | E1-4A | 1.141 | 1.1204 | Y | 1.141 | 1.1204 | 1.141
E14A | 175891 | 2 | 176751 | JBI 1/4 flare x 1/8 MPT ellhalf union | J/B INDUSTRIES INC | E1-4A | 1.141 | 1.072 | Y | 1.141 | 1.1204 | 1.141
E14B | 10510 | 16 | 176751 | JBI 1/4 flare x 1/4 MPT ellhalf union | J/B INDUSTRIES INC | E1-4B | 1.596 | 1.5213 | Y | 1.596 | 1.5213 | 1.596
E14B | 175891 | 3 | 176751 | JBI 1/4 flare x 1/4 MPT ellhalf union | J/B INDUSTRIES INC | E1-4B | 1.596 | 1.343 | Y | 1.596 | 1.5213 | 1.596
E16A | 10510 | 5 | 176751 | JBI 3/8 flare x 1/8 MPT ellhalf union | J/B INDUSTRIES INC | E1-6A | 0.802 | 0.802 | N | 0.802 | 0.802 | 0.802
E16A | 175891 | 3 | 176751 | JBI 3/8 flare x 1/8 MPT ellhalf union | J/B INDUSTRIES INC | E1-6A | 0.802 | 0.802 | Y | 0.802 | 0.802 | 0.802
E16B | 10510 | 15 | 176751 | JBI 3/8 flare x 1/4 MPT ellhalf union | J/B INDUSTRIES INC | E1-6B | 1.508 | 1.4727 | Y | 1.508 | 1.4727 | 1.508
E16B | 175891 | 3 | 176751 | JBI 3/8 flare x 1/4 MPT ellhalf union | J/B INDUSTRIES INC | E1-6B | 1.508 | 0.957 | Y | 1.508 | 1.4727 | 1.508
E16C | 10510 | 17 | 176751 | JBI 3/8 flare x 3/8 MPT ellhalf union | J/B INDUSTRIES INC | E1-6C | 2.068 | 1.9089 | Y | 2.068 | 1.96 | 2.068
E16C | 175891 | 2 | 176751 | JBI 3/8 flare x 3/8 MPT ellhalf union | J/B INDUSTRIES INC | E1-6C | 2.068 | 1.96 | Y | 2.068 | 1.96 | 2.068
E16D | 10510 | 10 | 176751 | JBI 3/8 flare x 1/2 MPT ellhalf union | J/B INDUSTRIES INC | E1-6D | 2.348 | 2.2729 | Y | 2.348 | 2.2729 | 2.348
E16D | 175891 | 2 | 176751 | JBI 3/8 flare x 1/2 MPT ellhalf union | J/B INDUSTRIES INC | E1-6D | 2.348 | 2.224 | Y | 2.348 | 2.2729 | 2.348
E181900 | 10510 | 191 | 177052 | Brass Washer | AALBERTS IPS AMERICAS,INC | E-1819-00 | 1 | 1.0129 | Y | 1 | 1.0129 | 1.0129
E181900 | 175891 | 56 | 177052 | Brass Washer | AALBERTS IPS AMERICAS,INC | E-1819-00 | 1 | 0.99312 | Y | 1 | 1.0129 | 1.0129
E18D | 10510 | 3 | 176751 | JBI 1/2 flare x 1/2 MPT ellhalf union | J/B INDUSTRIES INC | E1-8D | 3.603 | 3.274 | Y | 3.603 | 3.274 | 3.603
E18D | 175891 | 12 | 176751 | JBI 1/2 flare x 1/2 MPT ellhalf union | J/B INDUSTRIES INC | E1-8D | 3.603 | 3.274 | Y | 3.603 | 3.274 | 3.603
E200 | 173042 | 8 | 133886 | Nema 3R plastic enclosure for Time C | INTERMATIC INC. | E200 | 30.01 | 33.226 | Y | 30.01 | 33.226 | 33.226
E200 | 175890 | 2 | 133886 | Nema 3R plastic enclosure for Time C | INTERMATIC INC. | E200 | 30.01 | 32.41 | Y | 30.01 | 33.226 | 33.226
E250WB | 175888 | 4 | 177008 | SOLAHD E250+FBPC1+FB2X FACTORY WIRED | APPLETON GRP LLC, DBA APPLETON GROUP | E250WB | 78.3 | 78.2991 | N | 78.3 | 78.2991 | 78.3
E2KC25ME1 | 166561 | 0 | 133383 | Capacitive Sensing Mode, 1.34 in. Dia., | RS AMERICAS INC. | E2K-C25ME1 | 259.07 | 0 | N | 259.07 | 0 | 259.07
E2KL26MC12M | 10008 | 5 | 134577 | Omron Liquid Level Sensor | BOLENS CONTROL HOUSE INC. | E2K-L26MC1 2M | 90.97 | 90.97 | N | 90.97 | 90.97 | 90.97
E312 | 166553 | 1 | 134384 | E3-12 Filter Element Grade -3 | INDUSTRIAL TECHNOLOGIES & SERVICES AMERICAS, INC | E3-12 | 29.4 | 29.4 | N | 29.4 | 29.4 | 29.4
E32005 | 166553 | 2 | 134384 | Filter Cartridge (3210373) | INDUSTRIAL TECHNOLOGIES & SERVICES AMERICAS, INC | E3-20-05 | 59.4 | 59.4 | N | 59.4 | 59.4 | 59.4
E32408 | 166553 | 2 | 134384 | E3-24-08 Oil Removal Filter | INDUSTRIAL TECHNOLOGIES & SERVICES AMERICAS, INC | E32408 | 66 | 66 | N | 66 | 66 | 66
E33210 | 166553 | 2 | 134384 | E3-32-10 Oil Removal Cartridge (3210 | INDUSTRIAL TECHNOLOGIES & SERVICES AMERICAS, INC | E33210 | 76.2 | 76.2 | N | 76.2 | 76.2 | 76.2
E35 | 10510 | 6 | 134583 | Weiss 3/4 thermowell3-1/2 deep | MILJOCO-WEISS LLC | E35 | 6.5 | 6.5 | Y | 6.5 | 6.5 | 6.5
E3575BS | 10008 | 4 | 134583 | 3.5" THERMALWELL FOR DVU35 AND DVUT35 | MILJOCO-WEISS LLC | E35-75BS | 6.71 | 6.7065 | Y | 6.71 | 6.71 | 6.71
E3575BS | 166553 | 4 | 134583 | 3.5" THERMALWELL FOR DVU35 AND DVUT35 | MILJOCO-WEISS LLC | E35-75BS | 6.71 | 6.7065 | Y | 6.71 | 6.71 | 6.71
E3575BS | 166559 | 2 | 134583 | 3.5" THERMALWELL FOR DVU35 AND DVUT35 | MILJOCO-WEISS LLC | E35-75BS | 6.71 | 4.3333 | N | 6.71 | 6.71 | 6.71
E3575BS | 166561 | 4 | 134583 | 3.5" THERMALWELL FOR DVU35 AND DVUT35 | MILJOCO-WEISS LLC | E35-75BS | 6.71 | 6.71 | Y | 6.71 | 6.71 | 6.71
E3575BS | 173042 | 2 | 134583 | 3.5" THERMALWELL FOR DVU35 AND DVUT35 | MILJOCO-WEISS LLC | E35-75BS | 6.71 | 4.15 | N | 6.71 | 6.71 | 6.71
E3R-R12GP | 175883 | 1 | 134179 | RCVR PLUG-IN RELAY | NEUCO INC. | E3R-R12GP | 0 | 99.88 | N | 0 | 99.88 | 99.88
E40099 | 166561 | 1 | 133962 | G1/4 BSPP ADAPTER FOR SI SF TN SENSORS | IFM EFECTOR, INC. | E40099 | 22 | 22 | N | 22 | 22 | 22
E40107 | 166557 | 2 | 133962 | IFM Efector Adapter SI/1 - 1/2NPT | IFM EFECTOR, INC. | E40107 | 24 | 24 | Y | 24 | 24 | 24
E40174 | 166557 | 1 | 133962 | IFM EFECTOR CLAMP ADAPTER | IFM EFECTOR, INC. | E40174 | 54.3806 | 56.565 | Y | 54.3806 | 56.565 | 56.565
E5-I-31-1 | 173042 | 3 | 176378 | AUBURN SPARK PLUG | R W BECKETT CORP | E5-I-31-1 | 31.1 | 20.25 | N | 31.1 | 32.9867 | 32.9867
E5-I-31-1 | 175891 | 1 | 176378 | AUBURN SPARK PLUG | R W BECKETT CORP | E5-I-31-1 | 31.1 | 32.9867 | N | 31.1 | 32.9867 | 32.9867
E512 | 166553 | 1 | 134384 | E512 Filter Element Grade-5 | INDUSTRIAL TECHNOLOGIES & SERVICES AMERICAS, INC | E512 | 31.2 | 31.2 | N | 31.2 | 31.2 | 31.2
E51603 | 10510 | 2 | 134384 | Hankinson Oil Removal Assy | INDUSTRIAL TECHNOLOGIES & SERVICES AMERICAS, INC | E51603 | 62.4 | 62.4 | Y | 62.4 | 62.4 | 62.4
E5307I | 175891 | 4 | 176378 | Westwood Products Gas Pilot | R W BECKETT CORP | E5-307I | 42.17 | 44.4125 | Y | 42.17 | 44.4125 | 44.4125
E5I3 | 175891 | 6 | 176378 | Auburn electrode | R W BECKETT CORP | E5-I-3 | 27.94 | 27.94 | Y | 27.94 | 27.94 | 27.94
E5IC92 | 175891 | 1 | 176378 | AUBURN IGNITOR | R W BECKETT CORP | E5-IC-9-2 | 91.69 | 91.69 | Y | 91.69 | 91.69 | 91.69
E63100 | 10008 | 190 | 134531 | Red Silicone Ignition Cable 100 SPOOL | RW BECKETT CORP | E63-100 | 1.6681 | 1.49 | Y | 1.6681 | 1.49 | 1.6681
E732 | 166553 | 2 | 134384 | ELEMENT GRADE 7-32 | INDUSTRIAL TECHNOLOGIES & SERVICES AMERICAS, INC | E732 | 78.6 | 78.6 | N | 78.6 | 78.6 | 78.6
E750WB | 175888 | 1 | 177008 | HEVI-DUTY TRANSFORMER, 750VA | APPLETON GRP LLC, DBA APPLETON GROUP | E750WB | 132.9604 | 132.9604 | N | 132.9604 | 132.9604 | 132.9604
E90125AAB56JBF33 | 166561 | 1 | 134217 | 1/3 HP pump | OSLIN NATION CO. | E901.25AAB56J-BF-.33 | 1234.56 | 1333.32 | N | 1234.56 | 1333.32 | 1333.32
E91202 | 166553 | 2 | 134384 | GRADE 9 FILTER ELEMENT | INDUSTRIAL TECHNOLOGIES & SERVICES AMERICAS, INC | E9-12-02 | 31.8 | 31.8 | N | 31.8 | 31.8 | 31.8
E92006 | 166553 | 1 | 134384 | Filter Element only RDMK4 kit / 8011 | INDUSTRIAL TECHNOLOGIES & SERVICES AMERICAS, INC | E92006 | 48.6 | 48.6 | N | 48.6 | 48.6 | 48.6
E9AEBF | 10008 | 19 | 134531 | Rajah | RW BECKETT CORP | E9-AEBF | 3.645 | 4.9 | Y | 3.645 | 4.9 | 4.9
E9AEBF | 173042 | 9 | 134531 | Rajah | RW BECKETT CORP | E9-AEBF | 3.645 | 2.7487 | Y | 3.645 | 4.9 | 4.9
E9CT | 175891 | 10 | 176378 | Cage Straight Terminal 10 Pack | R W BECKETT CORP | E9-CT | 8.93 | 8.93 | Y | 8.93 | 8.93 | 8.93
E9EBF | 10008 | 23 | 134531 | EBF Extended Thermoplastic RAJAH | RW BECKETT CORP | E9-EBF | 3.9828 | 4.7166 | Y | 3.9828 | 4.7166 | 4.7166
E9EBF | 173042 | 24 | 134531 | EBF Extended Thermoplastic RAJAH | RW BECKETT CORP | E9-EBF | 3.9828 | 0 | Y | 3.9828 | 4.7166 | 4.7166
EA753 | 10510 | 10 | 134573 | Raco 4x4 cover w/knockoutelectric box co | ZORO TOOLS, INC. | EA-753 | 0.63 | 0.63 | Y | 0.63 | 0.63 | 0.63
EASYIO-FT-04B-100 | 175883 | 72 | 134012 | WIFI controller. BacNet IP, 1 AO, 1 RO, | JOHNSON CONTROLS NORTH AMERICAN PRODUCTS (JCI) | EASYIO-FT-04B-100 | 0 | 47.5794 | N | 0 | 47.5794 | 47.5794
EAT-XTCE040D00A | 166561 | 1 | 134179 | Eaton 40AMP 120V CONTACTOR | NEUCO INC. | XTCE040D00A | 258.36 | 258.36 | N | 258.36 | 258.36 | 258.36
EAT-XTCEXFBG11 | 166561 | 1 | 134179 | 1NO/1NC Auxiliary Contact | NEUCO INC. | XTCEXFBG11 | 39.24 | 39.24 | N | 39.24 | 39.24 | 39.24
EBSE11VW5X7 | 10510 | 1 | 187620 | Parker S/T valve 5/8 x 7/8 ODFR22 11 ton | PARKER HANNIFIN | EBSE-11-VW-5X7 | 125.35 | 119.41 | Y | 125.35 | 119.41 | 125.35
EBSE11VW5X7 | 175891 | 1 | 187620 | Parker S/T valve 5/8 x 7/8 ODFR22 11 ton | PARKER HANNIFIN | EBSE-11-VW-5X7 | 125.35 | 72.58 | N | 125.35 | 119.41 | 125.35
EBSE15VW | 10510 | 2 | 187620 | Parker ST Valve 7/8 x 1 1/8ODF R22 15 to | PARKER HANNIFIN | EBSE-15-VW | 110.49 | 110.49 | Y | 110.49 | 110.49 | 110.49
EBVP1030 | 10510 | 5 | 187620 | Parker 3/8 ODF ball valve4.3CV part # 5 | PARKER HANNIFIN | EBVP-1030 | 28.678 | 27.2188 | Y | 28.678 | 27.2188 | 28.678
EBVP1040 | 10510 | 11 | 187620 | Parker 1/2 ODF ball valve7.0CV part # 50 | PARKER HANNIFIN | EBVP-1040 | 22.189 | 21.5435 | Y | 22.189 | 21.5435 | 22.189
EBVP1050 | 10510 | 15 | 187620 | Parker 5/8 ODF Ball valve13.9 CV Part # | PARKER HANNIFIN | EBVP-1050 | 30.354 | 29.3533 | Y | 30.354 | 29.3533 | 30.354
EBVP1070 | 10510 | 10 | 187620 | Parker 7/8 ODF ball valve30.3CV part # 5 | PARKER HANNIFIN | EBVP-1070 | 72.9658 | 72.9657 | Y | 72.9658 | 72.9657 | 72.9658
EBVP1070 | 175891 | 2 | 187620 | Parker 7/8 ODF ball valve30.3CV part # 5 | PARKER HANNIFIN | EBVP-1070 | 72.9658 | 34.547 | Y | 72.9658 | 72.9657 | 72.9658
EBVP1090 | 10510 | 7 | 187620 | Parker 1-1/8 ODF ball valve61.3CV part # | PARKER HANNIFIN | EBVP-1090 | 114.78 | 107.7941 | Y | 114.78 | 107.7941 | 114.78
EBVP1090 | 175891 | 2 | 187620 | Parker 1-1/8 ODF ball valve61.3CV part # | PARKER HANNIFIN | EBVP-1090 | 114.78 | 45.412 | Y | 114.78 | 107.7941 | 114.78
EBVP1110 | 10510 | 3 | 187620 | Parker 1 3/8 00F ball valve85.2 CV part | PARKER HANNIFIN | EBVP-1110 | 100.49 | 114.56 | Y | 100.49 | 114.56 | 114.56
EBVP1130 | 10510 | 5 | 187620 | Parker 1-5/8 ODF ball valve212CV part # | PARKER HANNIFIN | EBVP-1130 | 207.77 | 182.734 | Y | 207.77 | 182.734 | 207.77
EBVP1130 | 175891 | 8 | 187620 | Parker 1-5/8 ODF ball valve212CV part # | PARKER HANNIFIN | EBVP-1130 | 207.77 | 81.78 | N | 207.77 | 182.734 | 207.77
EBVP1170 | 10510 | 2 | 187620 | Parker 2-1/8 ODF ball valve285CV part # | PARKER HANNIFIN | EBVP-1170 | 267.04 | 267.04 | Y | 267.04 | 267.04 | 267.04
EBVP1170 | 175891 | 1 | 187620 | Parker 2-1/8 ODF ball valve285CV part # | PARKER HANNIFIN | EBVP-1170 | 267.04 | 191.932 | N | 267.04 | 267.04 | 267.04
EC15WH65 | 166561 | 37 | 134179 | FMX SPARE DUCT COVER WHITE | NEUCO INC. | EC15WH65 | 1.5 | 1.5 | N | 1.5 | 1.5 | 1.5
ECA | 10510 | 2 | 187620 | Parker 3X4 valve body3/8 x 1/2 ODF 04050 | PARKER HANNIFIN | EC-A | 60.08 | 49.59 | Y | 60.08 | 49.59 | 60.08
ECA | 175891 | 1 | 187620 | Parker 3X4 valve body3/8 x 1/2 ODF 04050 | PARKER HANNIFIN | EC-A | 60.08 | 39.1 | Y | 60.08 | 49.59 | 60.08
ECAA | 10510 | 3 | 187620 | Parker 3X4 valve body3/8 x 1/2 ODF 04050 | PARKER HANNIFIN | EC-AA | 48.62 | 42.37 | Y | 48.62 | 42.37 | 48.62
ECAA | 175891 | 1 | 187620 | Parker 3X4 valve body3/8 x 1/2 ODF 04050 | PARKER HANNIFIN | EC-AA | 48.62 | 36.12 | Y | 48.62 | 42.37 | 48.62
ECEA | 10510 | 4 | 187620 | Parker 3X4 valve body3/8 x 1/2 ODF 04050 | PARKER HANNIFIN | ECE-A | 44.511 | 43.2227 | Y | 44.511 | 43.2227 | 44.511
ECEA | 175891 | 2 | 187620 | Parker 3X4 valve body3/8 x 1/2 ODF 04050 | PARKER HANNIFIN | ECE-A | 44.511 | 42.274 | Y | 44.511 | 43.2227 | 44.511
ECEAA | 10510 | 2 | 187620 | Parker 3X4 valve body3/8 x 1/2 ODF 04050 | PARKER HANNIFIN | ECE-AA | 39.43 | 38.63 | Y | 39.43 | 38.63 | 39.43
ECEAA | 175891 | 1 | 187620 | Parker 3X4 valve body3/8 x 1/2 ODF 04050 | PARKER HANNIFIN | ECE-AA | 39.43 | 31.38 | Y | 39.43 | 38.63 | 39.43
ECEAASW2X4 | 10510 | 2 | 187620 | Parker ST Valve 1/4 x1/2 ODFR404 1/8-1/4 | PARKER HANNIFIN | ECE-AA-SW 2X4 | 56.09 | 56.09 | N | 56.09 | 56.09 | 56.09
ECEAASW2X4 | 175891 | 1 | 187620 | Parker ST Valve 1/4 x1/2 ODFR404 1/8-1/4 | PARKER HANNIFIN | ECE-AA-SW 2X4 | 56.09 | 56.09 | Y | 56.09 | 56.09 | 56.09
ECEAAVW2X4 | 10510 | 3 | 187620 | Parker ST Valve 1/4x1/2 ODFR22 1/4-1/2 T | PARKER HANNIFIN | ECE-AA-VW 2X4 | 68.92 | 63.57 | N | 68.92 | 63.57 | 68.92
ECEAAVW2X4 | 175891 | 1 | 187620 | Parker ST Valve 1/4x1/2 ODFR22 1/4-1/2 T | PARKER HANNIFIN | ECE-AA-VW 2X4 | 68.92 | 52.87 | Y | 68.92 | 63.57 | 68.92
ECEAJW3X4 | 175891 | 1 | 187620 | PARKER ST Valve 3/8x1/2 ODFR134,R12 1/2 | PARKER HANNIFIN | ECE-A-JW 3X4 | 85.46 | 52.87 | Y | 85.46 | 52.87 | 85.46
ECEASW3X4 | 10510 | 2 | 187620 | Parker ST Valve 3/8 x1/2 ODFR404 1/2-1 T | PARKER HANNIFIN | ECE-A-SW 3X4 | 68.92 | 61.95 | N | 68.92 | 68.92 | 68.92
ECEASW3X4 | 175891 | 1 | 187620 | Parker ST Valve 3/8 x1/2 ODFR404 1/2-1 T | PARKER HANNIFIN | ECE-A-SW 3X4 | 68.92 | 68.92 | Y | 68.92 | 68.92 | 68.92
ECEAVW3X4 | 10510 | 2 | 187620 | Parker ST Valve 3/8x1/2 ODFR22 1/2-1 1/2 | PARKER HANNIFIN | ECE-A-VW 3X4 | 85.46 | 71.615 | N | 85.46 | 71.615 | 85.46
ECEB | 10510 | 2 | 187620 | Parker 4X5 valve body1/2 x 5/8 ODF 04050 | PARKER HANNIFIN | ECE-B | 57.305 | 50.7175 | Y | 57.305 | 50.7175 | 57.305
ECEB | 175891 | 1 | 187620 | Parker 4X5 valve body1/2 x 5/8 ODF 04050 | PARKER HANNIFIN | ECE-B | 57.305 | 39.43 | Y | 57.305 | 50.7175 | 57.305
ECEBSW3X4 | 10510 | 2 | 187620 | PARKER ST Valve 3/8 x1/2 ODFR404 040363- | PARKER HANNIFIN | ECE-B-SW 3X4 | 68.92 | 59.0575 | N | 68.92 | 68.92 | 68.92
ECEBSW3X4 | 175891 | 1 | 187620 | PARKER ST Valve 3/8 x1/2 ODFR404 040363- | PARKER HANNIFIN | ECE-B-SW 3X4 | 68.92 | 68.92 | Y | 68.92 | 68.92 | 68.92
ECEBVW3X4 | 10510 | 4 | 187620 | Parker S/T valve 3/8 x 1/2 ODFR22 1 1/2 | PARKER HANNIFIN | ECE-B-VW-3X4 | 83.65 | 78.13 | Y | 83.65 | 78.13 | 83.65
ECEBVW3X4 | 175891 | 1 | 187620 | Parker S/T valve 3/8 x 1/2 ODFR22 1 1/2 | PARKER HANNIFIN | ECE-B-VW-3X4 | 83.65 | 57.77 | N | 83.65 | 78.13 | 83.65
ECEC | 10510 | 3 | 187620 | Parker 4X7 valve body1/2 x 7/8 ODF 04050 | PARKER HANNIFIN | ECE-C | 56.475 | 56.475 | Y | 56.475 | 56.475 | 56.475
ECEC | 175891 | 2 | 187620 | Parker 4X7 valve body1/2 x 7/8 ODF 04050 | PARKER HANNIFIN | ECE-C | 56.475 | 31.38 | Y | 56.475 | 56.475 | 56.475
ECECVX1004X5 | 10510 | 1 | 187620 | Parker S/T valve 1/2 x 5/8 ODFR22, R407 | PARKER HANNIFIN | ECE-C-VX100-4X5 | 61.57 | 61.57 | Y | 61.57 | 61.57 | 61.57
ECECVX1004X5 | 175891 | 1 | 187620 | Parker S/T valve 1/2 x 5/8 ODFR22, R407 | PARKER HANNIFIN | ECE-C-VX100-4X5 | 61.57 | 55.291 | N | 61.57 | 61.57 | 61.57
ECED | 10510 | 12 | 187620 | Parker 5X7 valve body5/8 x 7/8 ODF 04050 | PARKER HANNIFIN | ECE-D | 69.12 | 66.9167 | Y | 69.12 | 66.9167 | 69.12
ECED | 175891 | 1 | 187620 | Parker 5X7 valve body5/8 x 7/8 ODF 04050 | PARKER HANNIFIN | ECE-D | 69.12 | 42.68 | Y | 69.12 | 66.9167 | 69.12
ECEDVW5X7 | 10510 | 3 | 187620 | Parker S/T valve 5/8 x 7/8 ODF8 ton R22 | PARKER HANNIFIN | ECE-D-VW-5X7 | 61.57 | 61.57 | Y | 61.57 | 61.57 | 61.57
ECEDVW5X7 | 175891 | 2 | 187620 | Parker S/T valve 5/8 x 7/8 ODF8 ton R22 | PARKER HANNIFIN | ECE-D-VW-5X7 | 61.57 | 61.57 | N | 61.57 | 61.57 | 61.57
ECH73200R | 175891 | 1 | 134342 | PCC-10 PC CARD NETWORK ADAPTER | SCHNEIDER ELECTRIC BUILDINGS AMERICAS, INC | ECH73200R | 235.1415 | 235.1415 | N | 235.1415 | 235.1415 | 235.1415
ECNR10 | 10510 | 0 | 134078 | Fuse 10 amp FRN-R-10dual-element time d | MARS MOTORS & ARMATURES INC | ECNR10 | 1.99 | 1.9516 | N | 1.99 | 1.983 | 1.99
ECNR10 | 175891 | 6 | 134078 | Fuse 10 amp FRN-R-10dual-element time d | MARS MOTORS & ARMATURES INC | ECNR10 | 1.99 | 1.983 | Y | 1.99 | 1.983 | 1.99
ECNR15 | 10510 | 16 | 134078 | Fuse 15 amp FRN-R-15dual-element time d | MARS MOTORS & ARMATURES INC | 81034 | 2.3 | 2.2065 | Y | 2.3 | 2.2065 | 2.3
ECNR15 | 175891 | 5 | 134078 | Fuse 15 amp FRN-R-15dual-element time d | MARS MOTORS & ARMATURES INC | 81034 | 2.3 | 2.2065 | Y | 2.3 | 2.2065 | 2.3
ECNR20 | 10510 | 20 | 134078 | Fuse 20 amp FRN-R-20dual-element time d | MARS MOTORS & ARMATURES INC | 81036 | 2.8 | 2.6143 | Y | 2.8 | 2.6143 | 2.8
ECNR20 | 175891 | 1 | 134078 | Fuse 20 amp FRN-R-20dual-element time d | MARS MOTORS & ARMATURES INC | 81036 | 2.8 | 2.198 | Y | 2.8 | 2.6143 | 2.8
ECNR35 | 10510 | 5 | 134078 | Fuse 35 amp FRN-R-35dual-element time d | MARS MOTORS & ARMATURES INC | ECNR35 | 3.245 | 3.2341 | Y | 3.245 | 3.2341 | 3.245
ECNR40 | 10510 | 22 | 134078 | Fuse 40 amp FRN-R-40dual-element time d | MARS MOTORS & ARMATURES INC | ECNR40 | 3.634 | 3.4032 | Y | 3.634 | 3.4032 | 3.634
ECNR40 | 175891 | 8 | 134078 | Fuse 40 amp FRN-R-40dual-element time d | MARS MOTORS & ARMATURES INC | ECNR40 | 3.634 | 3.156 | Y | 3.634 | 3.4032 | 3.634
ECNR45 | 10510 | 14 | 134078 | Fuse 45 amp FRN-R-45dual-element time de | MARS MOTORS & ARMATURES INC | ECNR45 | 3.449 | 3.1802 | Y | 3.449 | 3.449 | 3.449
ECNR45 | 175891 | 5 | 134078 | Fuse 45 amp FRN-R-45dual-element time de | MARS MOTORS & ARMATURES INC | ECNR45 | 3.449 | 3.449 | Y | 3.449 | 3.449 | 3.449
ECNR5 | 10510 | 4 | 134078 | Fuse 5 amp FRN-R-5dual-element time dela | MARS MOTORS & ARMATURES INC | ECNR5 | 2.537 | 2.381 | Y | 2.537 | 2.381 | 2.537
ECNR5 | 175891 | 5 | 134078 | Fuse 5 amp FRN-R-5dual-element time dela | MARS MOTORS & ARMATURES INC | ECNR5 | 2.537 | 2.381 | Y | 2.537 | 2.381 | 2.537
ECNR80 | 10510 | 12 | 134078 | Fuse 80 amp FRN-R-80dual-element time de | MARS MOTORS & ARMATURES INC | ECNR80 | 6.855 | 6.843 | Y | 6.855 | 6.843 | 6.855
ECOEBEMSSI01 | 173042 | 2 | 168891 | COMMERCIAL ECOBEE | Ecobee, Inc. | ECO-EBEMSSI01 | 202 | 202 | N | 202 | 202 | 202
ECORV8 | 10008 | 1 | 175872 | EntraPass Corporate Edition v8 USB | Kantech | E-COR-V8 | 503.52 | 503.52 | N | 503.52 | 503.52 | 503.52
ECSR100 | 10510 | 16 | 134078 | Fuse 100 amp FRS-R-100dual-element time | MARS MOTORS & ARMATURES INC | ECSR100 | 16.564 | 16.564 | Y | 16.564 | 16.564 | 16.564
ECSR15 | 10510 | 18 | 134078 | Fuse 15 amp FRS-R-15dual-element time de | MARS MOTORS & ARMATURES INC | 81134 | 4.9795 | 4.9038 | Y | 4.9795 | 4.9038 | 4.9795
ECSR15 | 175891 | 6 | 134078 | Fuse 15 amp FRS-R-15dual-element time de | MARS MOTORS & ARMATURES INC | 81134 | 4.9795 | 4.639 | Y | 4.9795 | 4.9038 | 4.9795
ECSR20 | 10510 | 20 | 134078 | Fuse 20 amp FRS-R-20dual-element time de | MARS MOTORS & ARMATURES INC | ECSR20 | 5.009 | 4.9163 | Y | 5.009 | 5.009 | 5.009
ECSR20 | 175891 | 9 | 134078 | Fuse 20 amp FRS-R-20dual-element time de | MARS MOTORS & ARMATURES INC | ECSR20 | 5.009 | 5.009 | Y | 5.009 | 5.009 | 5.009
ECSR25 | 10510 | 33 | 134078 | Fuse 25 amp FRS-R-25dual-element time de | MARS MOTORS & ARMATURES INC | 81137 | 4.764 | 5.184 | Y | 4.764 | 5.184 | 5.184
ECSR25 | 175891 | 6 | 134078 | Fuse 25 amp FRS-R-25dual-element time de | MARS MOTORS & ARMATURES INC | 81137 | 4.764 | 3.509 | Y | 4.764 | 5.184 | 5.184
ECSR30 | 10510 | 42 | 134078 | Fuse 30 amp FRS-R-30dual-element time de | MARS MOTORS & ARMATURES INC | 81138 | 5.168 | 8.012 | Y | 5.168 | 8.012 | 8.012
ECSR30 | 175891 | 18 | 134078 | Fuse 30 amp FRS-R-30dual-element time de | MARS MOTORS & ARMATURES INC | 81138 | 5.168 | 4.093 | Y | 5.168 | 8.012 | 8.012
ECSR35 | 10510 | 20 | 134078 | Fuse 35 amp FRS-R-35dual-element time de | MARS MOTORS & ARMATURES INC | 81139 | 6.932 | 12.394 | Y | 6.932 | 12.394 | 12.394
ECSR40 | 10510 | 8 | 134078 | Fuse 40 amp FRS-R-40dual-element time de | MARS MOTORS & ARMATURES INC | ECSR40 | 8.281 | 8.281 | Y | 8.281 | 8.281 | 8.281
ECSR40 | 175891 | 7 | 134078 | Fuse 40 amp FRS-R-40dual-element time de | MARS MOTORS & ARMATURES INC | ECSR40 | 8.281 | 5.522 | Y | 8.281 | 8.281 | 8.281
ECSR45 | 10510 | 19 | 134078 | Fuse 45 amp FRS-R-45dual-element time de | MARS MOTORS & ARMATURES INC | ECSR45 | 6.325 | 6.3063 | Y | 6.325 | 6.3063 | 6.325
ECSR50 | 10510 | 11 | 134078 | Fuse 50 amp FRS-R-50dual-element time de | MARS MOTORS & ARMATURES INC | ECSR50 | 6.048 | 5.5943 | Y | 6.048 | 5.5943 | 6.048
ECSR50 | 175891 | 4 | 134078 | Fuse 50 amp FRS-R-50dual-element time de | MARS MOTORS & ARMATURES INC | ECSR50 | 6.048 | 4.731 | Y | 6.048 | 5.5943 | 6.048
ECSR60 | 10510 | 27 | 134078 | Fuse 60 amp FRS-R-60dual-element time de | MARS MOTORS & ARMATURES INC | ECSR60 | 6.732 | 5.1961 | Y | 6.732 | 5.1961 | 6.732
ECSR80 | 10510 | 15 | 134078 | Fuse 80 amp FRS-R-80dual-element time de | MARS MOTORS & ARMATURES INC | ECSR80 | 17.194 | 17.194 | Y | 17.194 | 17.194 | 17.194
ECSR80 | 175891 | 6 | 134078 | Fuse 80 amp FRS-R-80dual-element time de | MARS MOTORS & ARMATURES INC | ECSR80 | 17.194 | 9.101 | Y | 17.194 | 17.194 | 17.194
ECX2070127 | 10008 | 9 | 133579 | Panel mount audible alarm, 120VAC | AUTOMATION DIRECT.COM, INC. | ECX2070-127 | 7.79 | 8.25 | Y | 7.79 | 8.25 | 8.25
ECX207024 | 10008 | 1 | 133579 | Panel mount audible alarm-24VAC/DC | AUTOMATION DIRECT.COM, INC. | ECX2070-24 | 7 | 7.4487 | Y | 7 | 7.4487 | 7.4487
ED12450 | 166561 | 19 | 183592 | Shallow Din Rail (P-610) | Lectro Components, Inc. | ED12450 | 6.6622 | 6.8516 | Y | 6.6622 | 6.8516 | 6.8516
EDA2040102 | 173042 | 8 | 134012 | AUX.SWITCH KIT FOR EDA & ATPS | JOHNSON CONTROLS NORTH AMERICAN PRODUCTS (JCI) | EDA-2040-102 | 12.8 | 12.8 | N | 12.8 | 12.8 | 12.8
EF19189 | 166557 | 3 | 133344 | ELECTRONIC OVERLOAD 5.70-18.9 | ABB INC. | EF1918.9 | 64.71 | 51.9461 | N | 64.71 | 71.3314 | 71.3314
EF19189 | 166561 | 7 | 133344 | ELECTRONIC OVERLOAD 5.70-18.9 | ABB INC. | EF1918.9 | 64.71 | 71.3314 | Y | 64.71 | 71.3314 | 71.3314
EF1927 | 166557 | 1 | 133344 | ELECTRONIC OVERLOAD .80-2.70 | ABB INC. | EF19.2.7 | 49.59 | 49.5864 | N | 49.59 | 49.5864 | 49.59
EF1927 | 166561 | 5 | 133344 | ELECTRONIC OVERLOAD .80-2.70 | ABB INC. | EF19.2.7 | 49.59 | 49.5864 | Y | 49.59 | 49.5864 | 49.59
EF1963 | 166561 | 2 | 133344 | ELECTRONIC OVERLOAD 1.90-6.30 | ABB INC. | EF196.3 | 63.4193 | 61.3349 | Y | 63.4193 | 61.3349 | 63.4193
EF4530 | 166561 | 4 | 133344 | ELECTRONIC OVERLOAD 9-30 | ABB INC. | EF4530 | 96.1932 | 91.0493 | Y | 96.1932 | 91.0493 | 96.1932
EF4545 | 166557 | 1 | 133344 | ELECTRONIC OVERLOAD 15-45 | ABB INC. | EF4545 | 96.84 | 59.48 | N | 96.84 | 59.48 | 96.84
EF6570 | 166561 | 3 | 133344 | ELECTRONIC OVERLOAD 25-70 | ABB INC. | EF6570 | 203.5575 | 210.843 | Y | 203.5575 | 210.843 | 210.843
EF8215B0601206011050 | 10510 | 1 | 133472 | 11/4 IN NC 2W HI FLO(20309) 120V | ASCO L.P. | EF8215B060120601105050 | 0 | 472.06 | N | 0 | 472.06 | 472.06
EF8262H0021206011050 | 175883 | 1 | 133472 | 120/60 VAC 1/8 IN 2WAY | ASCO L.P. | EF8262H002120/60,110/50 | 96.85 | 102.7 | Y | 96.85 | 102.7 | 102.7
EF8310B0401206011050 | 166560 | 1 | 133472 | 1/4 X 11/64 3U BRASS 20/F W AC | ASCO L.P. | EF8310B0401206011050 | 465.01 | 465.01 | N | 465.01 | 465.01 | 465.01
EF8320G1741206011050 | 175888 | 1 | 133472 | VALVE, SOLENOID 3-U 1/4 BR EP | ASCO L.P. | EF8320G1741206011050 | 167.05 | 167.05 | N | 167.05 | 167.05 | 167.05
EF96100 | 166561 | 4 | 133344 | ELECTRONIC OVERLOAD 36-100 | ABB INC. | EF96100 | 252.35 | 252.35 | Y | 252.35 | 252.35 | 252.35
EFGABC212 | 173042 | 1 | 168859 | FUSE(ABC) | *DO NOT USE* Paid with Divvy Card | EFG-ABC212 | 0.72 | 0.72 | N | 0.72 | 0.72 | 0.72
EFGAGX1100 | 173042 | 4 | 168859 | FUSE | *DO NOT USE* Paid with Divvy Card | EFG-AGX1100 | 7.17 | 7.17 | N | 7.17 | 7.17 | 7.17
EFGBDL25 | 173042 | 4 | 168859 | FUSE 1/4 AMP | *DO NOT USE* Paid with Divvy Card | EFG-BDL25 | 0.83 | 0.83 | N | 0.83 | 0.83 | 0.83
EFGECNR25 | 10510 | 49 | 134078 | FUSE(FRN) | MARS MOTORS & ARMATURES INC | EFG-ECNR25 | 2.2851 | 2.6705 | Y | 2.2851 | 2.6705 | 2.6705
EFGECNR25 | 173042 | 4 | 168859 | FUSE(FRN) | *DO NOT USE* Paid with Divvy Card | EFG-ECNR25 | 2.2851 | 0 | N | 2.2851 | 2.6705 | 2.6705
EFGECNR25 | 175891 | 6 | 168859 | FUSE(FRN) | *DO NOT USE* Paid with Divvy Card | EFG-ECNR25 | 2.2851 | 2.082 | Y | 2.2851 | 2.6705 | 2.6705
EFGECNR3 | 173042 | 10 | 168859 | FUSE(FRN) | *DO NOT USE* Paid with Divvy Card | EFG-ECNR3 | 4.83 | 4.83 | N | 4.83 | 4.83 | 4.83
EFGECNR30 | 10510 | 80 | 134078 | FUSE(FRN) | MARS MOTORS & ARMATURES INC | EFG-ECNR30 | 3.27 | 2.7022 | Y | 3.27 | 2.7022 | 3.27
EFGECNR30 | 175891 | 6 | 134078 | FUSE(FRN) | MARS MOTORS & ARMATURES INC | EFG-ECNR30 | 3.27 | 2.063 | Y | 3.27 | 2.7022 | 3.27
EFGECNR50 | 10510 | 11 | 134078 | FUSE(FRN) | MARS MOTORS & ARMATURES INC | EFG-ECNR50 | 5.24 | 4.2158 | Y | 5.24 | 5.24 | 5.24
EFGECNR50 | 173042 | 10 | 168859 | FUSE(FRN) | *DO NOT USE* Paid with Divvy Card | EFG-ECNR50 | 5.24 | 5.24 | N | 5.24 | 5.24 | 5.24
EFGECNR50 | 175891 | 7 | 168859 | FUSE(FRN) | *DO NOT USE* Paid with Divvy Card | EFG-ECNR50 | 5.24 | 3.174 | Y | 5.24 | 5.24 | 5.24
EFGECNR60 | 10510 | 19 | 134078 | FUSE(FRN) | MARS MOTORS & ARMATURES INC | EFG-ECNR60 | 5.71 | 3.4917 | Y | 5.71 | 5.71 | 5.71
EFGECNR60 | 173042 | 1 | 168859 | FUSE(FRN) | *DO NOT USE* Paid with Divvy Card | EFG-ECNR60 | 5.71 | 5.71 | N | 5.71 | 5.71 | 5.71
EFGECNR60 | 175891 | 4 | 168859 | FUSE(FRN) | *DO NOT USE* Paid with Divvy Card | EFG-ECNR60 | 5.71 | 4.019 | Y | 5.71 | 5.71 | 5.71
EFGECSR225 | 173042 | 2 | 168859 | FUSE(FRS) | *DO NOT USE* Paid with Divvy Card | EFG-ECSR225 | 64.2 | 64.2 | N | 64.2 | 64.2 | 64.2
EFGECSR3210 | 173042 | 7 | 168859 | FUSE(FRS) | *DO NOT USE* Paid with Divvy Card | EFG-ECSR3210 | 7.87 | 7.87 | N | 7.87 | 7.87 | 7.87
EFGECSR6 | 173042 | 2 | 168859 | FUSE(FRS) | *DO NOT USE* Paid with Divvy Card | EFG-ECSR6 | 2.78 | 2.78 | N | 2.78 | 2.78 | 2.78
EFGGMF1 | 173042 | 2 | 168859 | FUSE | *DO NOT USE* Paid with Divvy Card | EFG-GMF1 | 2.19 | 2.19 | N | 2.19 | 2.19 | 2.19
EFGMEN25 | 173042 | 12 | 168859 | FUSE | *DO NOT USE* Paid with Divvy Card | EFG-MEN25 | 2.96 | 2.96 | N | 2.96 | 2.96 | 2.96
EFGS15 | 10510 | 14 | 134078 | FUSE(S) | MARS MOTORS & ARMATURES INC | EFG-S15 | 3.739 | 3.6675 | Y | 3.739 | 3.6675 | 3.739
EFGS25 | 173042 | 60 | 168859 | FUSE(S) | *DO NOT USE* Paid with Divvy Card | EFG-S25 | 0.66 | 0.66 | N | 0.66 | 0.66 | 0.66
EFGS30 | 10510 | 27 | 134078 | FUSE(S) | MARS MOTORS & ARMATURES INC | EFG-S30 | 1.046 | 1.046 | Y | 1.046 | 1.046 | 1.046
EFGS30 | 173042 | 111 | 168859 | FUSE(S) | *DO NOT USE* Paid with Divvy Card | EFG-S30 | 1.046 | 0.66 | N | 1.046 | 1.046 | 1.046
EFGT10 | 10510 | 22 | 134078 | FUSE(T) | MARS MOTORS & ARMATURES INC | EFG-T10 | 3.341 | 3.2977 | Y | 3.341 | 3.2977 | 3.341
EFGT10 | 173042 | 17 | 168859 | FUSE(T) | *DO NOT USE* Paid with Divvy Card | EFG-T10 | 3.341 | 1.46 | N | 3.341 | 3.2977 | 3.341
EFGT25 | 173042 | 31 | 168859 | FUSE(T) | *DO NOT USE* Paid with Divvy Card | EFG-T25 | 0.64 | 0.64 | N | 0.64 | 0.64 | 0.64
EFL-165 | 175891 | 1 | 187620 | Schneider Resetable Fuse Link Sensor | PARKER HANNIFIN | EFL-165 | 17.059 | 13.966 | N | 17.059 | 13.966 | 17.059
EG15X2LG65C | 166561 | 8 | 164144 | 1 1/2"WX2"HX6.5LNOMINAL, GRAY | FactoryMation, LLC | EG1.5X2LG6.5-C | 8.79 | 8.5 | N | 8.79 | 8.5 | 8.79
EG15X3LG65C | 166559 | 8 | 164144 | 1-1/2"W X 3"H X 6.5 LNOMINAL, GRAY | FactoryMation, LLC | EG1.5X3LG6.5-C | 17.43 | 17.43 | N | 17.43 | 17.43 | 17.43
EG1X2WH65C | 166561 | 11 | 164144 | WHITE WIRE DUCT, 1"X 2",W/CVR | FactoryMation, LLC | EG1X2WH6.5C | 6.47 | 6.47 | N | 6.47 | 6.47 | 6.47
EH1 | 10510 | 1 | 133771 | Wagner handle forexpando | DIVERSITECH CORPORATION | EH-1 | 1.42 | 1.42 | Y | 1.42 | 1.42 | 1.42
EHB0274A1JS0000030 | 175890 | 1 | 134472 | EHB 6-PULSE ENCLOSED DRIVE 20 HP | POWER-FLO TECHNOLOGIES | EHB0274A1JS0000030 | 2474.04 | 2474.04 | N | 2474.04 | 2474.04 | 2474.04
EIOEASYIO30PSF45 | 175888 | 18 | 133976 | EasyIO Controller, 30 Points | Johnson Controls (S) Pte Ltd | EIO-EASYIO30PSF45 | 282 | 281.6206 | N | 282 | 282 | 282
EIOEASYIO30PSF45 | 175891 | 1 | 133976 | EasyIO Controller, 30 Points | Johnson Controls (S) Pte Ltd | EIO-EASYIO30PSF45 | 282 | 282 | N | 282 | 282 | 282
EIOEASYIOBAC7001 | 10008 | 6 | 133976 | BACnet VAV CONTROLLER;S.D.; | Johnson Controls (S) Pte Ltd | EIO-EASYIOBAC7001 | 196.485 | 196.485 | N | 196.485 | 196.485 | 196.485
EIOEASYIOFG20 | 10006 | 3 | 133976 | 20 Point Sedona Controller | Johnson Controls (S) Pte Ltd | EASYIO-FG-20+ | 382.6284 | 380.3428 | Y | 382.6284 | 380.3428 | 382.6284
EIOEASYIOFG20 | 166559 | 2 | 133976 | 20 Point Sedona Controller | Johnson Controls (S) Pte Ltd | EASYIO-FG-20+ | 382.6284 | 361 | N | 382.6284 | 380.3428 | 382.6284
EIOEASYIOFT04A | 10006 | 9 | 133976 | EasyIO Small form factor, WIFI controlle | Johnson Controls (S) Pte Ltd | EIO-EASYIOFT04A | 91.86 | 72.6 | N | 91.86 | 91.86 | 91.86
EIOEASYIOFT04A | 10008 | 9 | 133976 | EasyIO Small form factor, WIFI controlle | Johnson Controls (S) Pte Ltd | EIO-EASYIOFT04A | 91.86 | 91.86 | N | 91.86 | 91.86 | 91.86
EIOESIJ300E | 10008 | 1 | 133976 | 300E JACE | Johnson Controls (S) Pte Ltd | EIO-ESIJ300E | 788.8 | 788.8 | N | 788.8 | 788.8 | 788.8
EIOSENGAXDEMO | 10008 | 2 | 133976 | Software, Demo | Johnson Controls (S) Pte Ltd | S-ENG-AX-DEMO | 280 | 280 | N | 280 | 280 | 280
EIOSHFXRPA | 10008 | 2 | 133976 | Color Display for FG and FC, uses Modbus | Johnson Controls (S) Pte Ltd | EIO-SHFXRPA | 205.105 | 205.105 | N | 205.105 | 205.105 | 205.105
EK032 | 10510 | 3 | 134565 | Emerson Climate Extra-Kleanfilter-drier | COPELAND COMFORT CONTROL LP | EK032 | 5.574 | 5.574 | N | 5.574 | 5.574 | 5.574
EK032MF | 10510 | 17 | 134565 | Emerson 1/4 MXF flare filterdrier for re | COPELAND COMFORT CONTROL LP | EK032MF | 8.056 | 8.056 | Y | 8.056 | 8.056 | 8.056
EK032S | 10510 | 11 | 134565 | Emerson 1/4 sweat filterdrier | COPELAND COMFORT CONTROL LP | EK032S | 7.504 | 9.1507 | Y | 7.504 | 9.1507 | 9.1507
EK032S | 175891 | 1 | 134565 | Emerson 1/4 sweat filterdrier | COPELAND COMFORT CONTROL LP | EK032S | 7.504 | 7.19 | N | 7.504 | 9.1507 | 9.1507
EK033S | 10510 | 4 | 134565 | Emerson filter-drier 3/8sweat 060014 | COPELAND COMFORT CONTROL LP | EK033S | 7.227 | 7.227 | Y | 7.227 | 7.227 | 7.227
EK033S | 175891 | 1 | 134565 | Emerson filter-drier 3/8sweat 060014 | COPELAND COMFORT CONTROL LP | EK033S | 7.227 | 6.749 | N | 7.227 | 7.227 | 7.227
EK052S | 10510 | 7 | 134565 | Emerson 1/4swt 5 cu/in liquidline drier | COPELAND COMFORT CONTROL LP | EK052S | 8.99 | 8.99 | N | 8.99 | 8.99 | 8.99
EK053 | 10510 | 1 | 134565 | Alco Extra-Klean filter-drier3/8 SAE 047 | COPELAND COMFORT CONTROL LP | EK053 | 6.7 | 6.7 | N | 6.7 | 6.7 | 6.7
EK053S | 10510 | 13 | 134565 | Emerson 3/8swt 5 cu/in liquidline drier | COPELAND COMFORT CONTROL LP | EK053S | 8.99 | 8.99 | Y | 8.99 | 8.99 | 8.99
EK082S | 10510 | 8 | 134565 | Emerson 1/4swt 8 cu/in liquidline drier | COPELAND COMFORT CONTROL LP | EK082S | 11.17 | 11.17 | N | 11.17 | 11.17 | 11.17
EK083 | 10510 | 16 | 134565 | Emerson 1/2MFLR 8 cu/inliquid line drier | COPELAND COMFORT CONTROL LP | EK083 | 12.07 | 12.07 | N | 12.07 | 12.07 | 12.07
EK083S | 10510 | 19 | 134565 | Emerson 3/8sweat liquid drier8 cubic inc | COPELAND COMFORT CONTROL LP | EK083S | 13.6898 | 13.484 | Y | 13.6898 | 13.484 | 13.6898
EK084 | 10510 | 3 | 134565 | Emerson filter-drier 1/2SAE 047609 | COPELAND COMFORT CONTROL LP | EK084 | 8.776 | 8.776 | Y | 8.776 | 8.776 | 8.776
EK084S | 10510 | 5 | 134565 | Emerson 1/2swt 8 cu/inliquid line drier | COPELAND COMFORT CONTROL LP | EK084S | 11.67 | 11.67 | N | 11.67 | 11.67 | 11.67
EK084S | 175891 | 4 | 134565 | Emerson 1/2swt 8 cu/inliquid line drier | COPELAND COMFORT CONTROL LP | EK084S | 11.67 | 11.67 | Y | 11.67 | 11.67 | 11.67
EK162 | 10510 | 7 | 134565 | Emerson filter-drier 1/4SAE 047611 | COPELAND COMFORT CONTROL LP | EK162 | 12.906 | 12.906 | Y | 12.906 | 12.906 | 12.906
EK162S | 10510 | 5 | 134565 | Emerson filter-drier 1/4OD sweat 047612 | COPELAND COMFORT CONTROL LP | EK162S | 10.782 | 10.782 | Y | 10.782 | 10.782 | 10.782
EK163 | 10510 | 21 | 134565 | Alco Extra-Klean filter-drier3/8 SAE 047 | COPELAND COMFORT CONTROL LP | EK163 | 15.95 | 15.95 | Y | 15.95 | 15.95 | 15.95
EK163S | 10510 | 12 | 134565 | Emerson 3/8swt 16 cu/inliquid line drier | COPELAND COMFORT CONTROL LP | EK163S | 15.111 | 17.99 | Y | 15.111 | 17.99 | 17.99
EK163S | 175891 | 3 | 134565 | Emerson 3/8swt 16 cu/inliquid line drier | COPELAND COMFORT CONTROL LP | EK163S | 15.111 | 15.111 | Y | 15.111 | 17.99 | 17.99
EK164S | 10510 | 32 | 134565 | Emerson filter-drier 1/2sweat 047616 | COPELAND COMFORT CONTROL LP | EK164S | 17.013 | 18.8359 | Y | 17.013 | 18.8359 | 18.8359
EK164S | 175891 | 1 | 134565 | Emerson filter-drier 1/2sweat 047616 | COPELAND COMFORT CONTROL LP | EK164S | 17.013 | 17.013 | Y | 17.013 | 18.8359 | 18.8359
EK165S | 10510 | 3 | 134565 | Emerson 5/8swt 16 cu/inliquid line drier | COPELAND COMFORT CONTROL LP | EK165S | 16.21 | 16.21 | Y | 16.21 | 16.21 | 16.21
EK1M | 10008 | 4 | 175872 | Expansion kit includes: KT-1-M | Kantech | EK-1M | 504.9 | 504.9 | N | 504.9 | 504.9 | 504.9
EK304 | 10510 | 1 | 134565 | Alco Extra-Klean filter-drier1/2 SAE 048 | COPELAND COMFORT CONTROL LP | EK304 | 21.62 | 21.62 | N | 21.62 | 21.62 | 21.62
EK304S | 10510 | 7 | 134565 | Emerson 1/2swt 30 cu/inliquid line drier | COPELAND COMFORT CONTROL LP | EK304S | 25.75 | 25.75 | N | 25.75 | 25.75 | 25.75
EK305 | 10510 | 12 | 134565 | Emerson 5/8MFLR 30 cu/inliquid line drie | COPELAND COMFORT CONTROL LP | EK305 | 25.75 | 25.75 | N | 25.75 | 25.75 | 25.75
EK305S | 10510 | 3 | 134565 | Emerson 5/8swt 30 cu/inliquid line drier | COPELAND COMFORT CONTROL LP | EK305S | 25.75 | 25.75 | Y | 25.75 | 25.75 | 25.75
EK414 | 10510 | 1 | 134565 | Emerson filter-drier 1/2SAE 048220 | COPELAND COMFORT CONTROL LP | EK414 | 45.2 | 45.195 | Y | 45.2 | 45.195 | 45.2
EK414S | 10510 | 3 | 134565 | Alco Extra-Klean filter-drier1/2 OD swea | COPELAND COMFORT CONTROL LP | EK414S | 31.947 | 31.947 | Y | 31.947 | 31.947 | 31.947
EK415S | 10510 | 7 | 134565 | Emerson 5/8swt 41 cu/inliquid line drier | COPELAND COMFORT CONTROL LP | EK415S | 36.68 | 36.68 | N | 36.68 | 36.68 | 36.68
EK417S | 10510 | 5 | 134565 | Alco Extra-Klean filter-drier7/8 OD swea | COPELAND COMFORT CONTROL LP | EK417S | 40.622 | 40.622 | Y | 40.622 | 40.622 | 40.622
EK417S | 175891 | 2 | 134565 | Alco Extra-Klean filter-drier7/8 OD swea | COPELAND COMFORT CONTROL LP | EK417S | 40.622 | 40.622 | Y | 40.622 | 40.622 | 40.622
EK757S | 10510 | 2 | 134565 | Emerson filter drier 7/8sweat048228 | COPELAND COMFORT CONTROL LP | EK757S | 57.67 | 57.67 | N | 57.67 | 57.67 | 57.67
EK759S | 10510 | 1 | 134565 | Emerson filter-drier 1 1/8sweat 048229 | COPELAND COMFORT CONTROL LP | EK759S | 55.26 | 71.5185 | Y | 55.26 | 71.5185 | 71.5185
ELC120BK | 10510 | 1 | 176765 | Chandler elec defrost coil1/2 OD x 7/8 I | HEATCRAFT REFRIGERATION PRODUCTS LLC | ELC120BK | 822.57 | 822.57 | N | 822.57 | 822.57 | 822.57
ELC143BJ | 10510 | 1 | 176765 | $Chandler elec defrost coil1/2 0DS x 1-1 | HEATCRAFT REFRIGERATION PRODUCTS LLC | ELC143BJ | 743.36 | 743.36 | N | 743.36 | 743.36 | 743.36
ELECTRICAL CONNECTOR - BLUE | 175883 | 1200 | 134179 | Wire Conector nuts, Electrical Screw Spr | NEUCO INC. | ELECTRICAL CONNECTOR - BLUE | 0 | 0.0168 | N | 0 | 0.0168 | 0.0168
ELECTRICAL CONNECTOR - GREY | 175883 | 1000 | 134179 | Wire Conector nuts, Electrical Screw Spr | NEUCO INC. | ELECTRICAL CONNECTOR - GREY | 0 | 0.015 | N | 0 | 0.015 | 0.015
ELECTRICAL CONNECTOR - ORANGE | 175883 | 200 | 134179 | Wire Conector nuts, Electrical Screw Spr | NEUCO INC. | ELECTRICAL CONNECTOR - ORANGE | 0 | 0.0344 | N | 0 | 0.0344 | 0.0344
ELECTRICAL CONNECTOR - YELLOW | 175883 | 150 | 134179 | Wire Conector nuts, Electrical Screw Spr | NEUCO INC. | ELECTRICAL CONNECTOR - YELLOW | 0 | 0.038 | N | 0 | 0.038 | 0.038
EN01360 | 166560 | 40 | 168938 | 017478420 BJS6 20 Pole Jumper | Lectro Components, Inc. | EN01360 | 1.61 | 1.61 | N | 1.61 | 1.61 | 1.61
EN675BS | 166553 | 3 | 133921 | 6 X 3/4 MPT EXT-BRASS THERMOWELL | HONEYWELL INTERNATIONAL ECC US (HOFS) | EN675BS | 8.75 | 8.75 | N | 8.75 | 8.75 | 8.75
EN675BS | 166559 | 2 | 133921 | 6 X 3/4 MPT EXT-BRASS THERMOWELL | HONEYWELL INTERNATIONAL ECC US (HOFS) | EN675BS | 8.75 | 7.75 | N | 8.75 | 8.75 | 8.75
ENCLMZ800PAN | 175891 | 3 | 134342 | MZII MNL-800 PANEL MOUNT | SCHNEIDER ELECTRIC BUILDINGS AMERICAS, INC | ENCLMZ800PAN | 141.8867 | 141.8867 | N | 141.8867 | 141.8867 | 141.8867
ENGRAVINGTAGS | 166559 | 1 | 176852 | LABELS | ADVANCED PANELS & CONTROLS INC | ENGRAVINGTAGS | 18 | 18 | N | 18 | 18 | 18
EP1212 | 175891 | 2 | 133383 | HAMMOND BACK PANEL | RS AMERICAS INC. | EP1212 | 12.2552 | 12.2552 | N | 12.2552 | 12.2552 | 12.2552
EP2510 | 166561 | 21 | 164144 | END PLATE | FactoryMation, LLC | EP2.5-10 | 0.18 | 0.18 | N | 0.18 | 0.18 | 0.18
EP311315 | 175888 | 4 | 134145 | TRANSDUCER, MAMAC | MAMAC SYSTEMS, INC. | EP-311-315 | 77.6093 | 77.6093 | N | 77.6093 | 77.6093 | 77.6093
EP313020 | 166560 | 0 | 134179 | Electropneumatic Transducer with maual o | NEUCO INC. | EP-313-020 | 150 | 184.95 | N | 150 | 184.95 | 184.95
EP313020 | 175888 | 3 | 133665 | Electropneumatic Transducer with maual o | CONTROL CONSULTANTS INC | EP-313-020 | 150 | 184.95 | Y | 150 | 184.95 | 184.95
EP313020 | 175890 | 1 | 133665 | Electropneumatic Transducer with maual o | CONTROL CONSULTANTS INC | EP-313-020 | 150 | 184.95 | Y | 150 | 184.95 | 184.95
EP313315 | 175888 | 6 | 134012 | EP-313-315 ELECTROPNEUMATIC | JOHNSON CONTROLS NORTH AMERICAN PRODUCTS (JCI) | EP-313-315 | 124.5 | 124.5 | Y | 124.5 | 124.5 | 124.5
EP313315 | 175890 | 7 | 134012 | EP-313-315 ELECTROPNEUMATIC | JOHNSON CONTROLS NORTH AMERICAN PRODUCTS (JCI) | EP-313-315 | 124.5 | 122.2019 | Y | 124.5 | 124.5 | 124.5
EPD1HAA3 | 166561 | 5 | 168918 | Barksdale Differential Pressure Switch | Innovative Fluid Power South | EPD1H-AA3 | 242.29 | 242.29 | Y | 242.29 | 242.29 | 242.29
EPD1HAA40 | 166561 | 1 | 134179 | EPD1H-AA40 BARKSDALE LIQUID OR AIR | NEUCO INC. | EPD1H-AA40 | 222.95 | 222.95 | Y | 222.95 | 222.95 | 222.95
EPURE | 173042 | 3 | 173238 | HEAT-TIMER CHASSIS | HEAT-TIMER CORP | EPU-R/E | 410.39 | 410.39 | N | 410.39 | 410.39 | 410.39
EQTRL | 175891 | 2 | 133383 | HAMMOND LOCK KIT | RS AMERICAS INC. | EQTRL | 16.67 | 16.6682 | N | 16.67 | 16.6682 | 16.67
ER675BS | 166553 | 7 | 134583 | 6" THERMALWELL FOR DVUT6 THERMOMETER | MILJOCO-WEISS LLC | ER6-75BS | 8.65 | 8.65 | N | 8.65 | 8.65 | 8.65
ERPE254 | 166561 | 6 | 164144 | GROUND TERMINAL BLOCK | FactoryMation, LLC | ERPE2.5/4 | 1.71 | 1.71 | N | 1.71 | 1.71 | 1.71
ES320 | 166561 | 10 | 164144 | TERMINAL BLK END BRACKET | FactoryMation, LLC | ES3-20 | 0.27 | 0.27 | N | 0.27 | 0.27 | 0.27
ESD20K320240 | 10008 | 2 | 133805 | Surge Protector 240 Volt | ENGINEERING SERVICES & DESIGN LLC | ESD-20K 320/240 | 48 | 48 | N | 48 | 48 | 48
ESF150LL | 166559 | 1 | 168933 | Stud Finder with Cross-Line Lasers | Klein Tools, Inc. | ESF150LL | 44.99 | 44.99 | N | 44.99 | 44.99 | 44.99
ESK050B | 166553 | 1 | 134012 | EXTENDED SHAFT KIT | JOHNSON CONTROLS NORTH AMERICAN PRODUCTS (JCI) | ESK050B | 50.9184 | 50.9184 | N | 50.9184 | 50.9184 | 50.9184
ESR050 | 166553 | 6 | 134342 | Damper Rod for Ruskin Damper | SCHNEIDER ELECTRIC BUILDINGS AMERICAS, INC | ESR050 | 35.52 | 26.4 | Y | 35.52 | 33.12 | 35.52
ESR050 | 166561 | 33 | 134342 | Damper Rod for Ruskin Damper | SCHNEIDER ELECTRIC BUILDINGS AMERICAS, INC | ESR050 | 35.52 | 33.12 | N | 35.52 | 33.12 | 35.52
ET1105C | 173042 | 1 | 133886 | Intermatic 24HR 120/277V 30A SPST Elc t | INTERMATIC INC. | ET1105C | 159.91 | 159.91 | N | 159.91 | 159.91 | 159.91
ET15 | 175891 | 1 | 133540 | WATTS HOT WATER EXPANSION TANK | WATTS REGULATOR CO | ET15 | 20.7463 | 20.7462 | N | 20.7463 | 20.7462 | 20.7463
ET17 | 166559 | 2 | 168933 | Boroscope, 10', IP67/720P/4.3" color LCD | Klein Tools, Inc. | ET17 | 69.99 | 69.99 | N | 69.99 | 69.99 | 69.99
ETC241000 | 173042 | 11 | 168927 | 2stage NEMA 4 120v controller | Invensys Climate Controls | ETC241000 | 191.5064 | 191.5064 | N | 191.5064 | 191.5064 | 191.5064
EV31060 | 10008 | 1 | 134161 | 3/4" HORIZONTALL EARTHQUAKE SEISMIC VALV | MINERS & PISANI, INC. | EV310-60 | 124.16 | 124.16 | Y | 124.16 | 124.16 | 124.16
EV31160 | 10008 | 1 | 134161 | 1" HORIZONTALL EARTHQUAKE SEISMIC VALVE | MINERS & PISANI, INC. | EV311-60 | 191.36 | 191.36 | Y | 191.36 | 191.36 | 191.36
EV31260 | 10008 | 2 | 134161 | Earthquake Valve, 1 1/4" Horizontal, | MINERS & PISANI, INC. | EV312-60 | 215.04 | 215.04 | Y | 215.04 | 215.04 | 215.04
EV31360 | 10008 | 1 | 134161 | 1.5" HOROZONTAL EARTHQUAKE VALVE | MINERS & PISANI, INC. | EV313-60 | 236.8 | 236.8 | Y | 236.8 | 236.8 | 236.8
EV31460 | 10008 | 1 | 134161 | 2" HORIZONTAL EARTHQUAKE SEISMIC VALVE | MINERS & PISANI, INC. | EV314-60 | 414.3098 | 420.5949 | Y | 414.3098 | 420.5949 | 420.5949
EV8310G386 | 10510 | 1 | 133472 | solenoid | ASCO L.P. | EV8310G386 | 2450.5 | 2450.5 | N | 2450.5 | 2450.5 | 2450.5
EVC001 | 166557 | 2 | 133962 | IFM EFECTOR CABLE 2M STRAIGHT M12 | IFM EFECTOR, INC. | EVC001 | 9.6 | 9.6 | Y | 9.6 | 9.6 | 9.6
EVC075 | 166557 | 2 | 133962 | 5-wire M12 female cordset | IFM EFECTOR, INC. | EVC075 | 26.4 | 26 | Y | 26.4 | 26 | 26.4
EVC14WIT4S | 166559 | 1 | 134177 | Neptronic Standalone VAV contr. w/4 | NATIONAL ENVIRONMENTAL PROD. | EVC14WIT4S | 121.25 | 121.25 | N | 121.25 | 121.25 | 121.25
EVC14WIT4S | 166561 | 6 | 134177 | Neptronic Standalone VAV contr. w/4 | NATIONAL ENVIRONMENTAL PROD. | EVC14WIT4S | 121.25 | 121.25 | N | 121.25 | 121.25 | 121.25
EVC629 | 166561 | 1 | 133962 | 5 wire Micro DC cordset 22awg shld 60ft | IFM EFECTOR, INC. | EVC629 | 68.8 | 68.8 | N | 68.8 | 68.8 | 68.8
EVCB14WI3SAD4 | 166561 | 2 | 134177 | NEPTRONIC CONTROL VAV | NATIONAL ENVIRONMENTAL PROD. | EVCB14WI3SAD4 | 142.5 | 142.5 | N | 142.5 | 142.5 | 142.5
EVMF8317G308 | 10510 | 1 | 133472 | solenoid | ASCO L.P. | EVMF8317G308 | 540.15 | 540.15 | N | 540.15 | 540.15 | 540.15
EXPEDITING DAMPER BUILD FEE | 173042 | 6 | 169035 | expediting damper build fee | United Enertech | expediting damper build fee | 18.43 | 18.43 | N | 18.43 | 18.43 | 18.43
EZ40288 | 10510 | 2 | 176751 | JBI tee handle piercingvalve | J/B INDUSTRIES INC | EZ-40288 | 14.52 | 14.514 | Y | 14.52 | 14.514 | 14.52
EZAB | 10510 | 2 | 187643 | Uniweld EZ Turn Anti-BlowbackAdaptor 1/4 | UNIWELD PRODUCTS INC. | EZAB | 7.89 | 7.89 | N | 7.89 | 7.89 | 7.89
EZAB | 175891 | 2 | 187643 | Uniweld EZ Turn Anti-BlowbackAdaptor 1/4 | UNIWELD PRODUCTS INC. | EZAB | 7.89 | 7.89 | Y | 7.89 | 7.89 | 7.89
EZABM | 10510 | 6 | 187643 | Uniweld EZ Turn Anti-BlowbackR410A Adapt | UNIWELD PRODUCTS INC. | EZABM | 11.74 | 11.74 | Y | 11.74 | 11.74 | 11.74
EZABM | 175891 | 4 | 187643 | Uniweld EZ Turn Anti-BlowbackR410A Adapt | UNIWELD PRODUCTS INC. | EZABM | 11.74 | 11.74 | Y | 11.74 | 11.74 | 11.74
F02A | 175891 | 15 | 176663 | NORGAS NGR02 1/8IN ORIFICE | NORGAS | F02A | 8.8721 | 14.4987 | N | 8.8721 | 14.4987 | 14.4987
F02B | 175891 | 17 | 176663 | NORGAS NGR02 1/4IN ORIFICE | NORGAS | F02B | 14.08 | 14.58 | N | 14.08 | 14.58 | 14.58
F02C | 175891 | 17 | 176663 | NORGAS NGR02 3/8IN ORIFICE | NORGAS | F02C | 0.7786 | 0.7786 | Y | 0.7786 | 0.7786 | 0.7786
F02D | 175891 | 23 | 176663 | NORGAS NGR02 1/2IN ORIFICE | NORGAS | F02D | 13.57 | 14.4785 | N | 13.57 | 14.4785 | 14.4785
F02E | 175891 | 20 | 176663 | NORGAS NGR02 3/16IN ORIFICE | NORGAS | F02E | 14.64 | 14.745 | N | 14.64 | 14.745 | 14.745
F0406A | 175891 | 17 | 176663 | NORGAS NGR04 AND NGR06 1/4IN ORIFICE | NORGAS | F0406A | 22.88 | 29.76 | N | 22.88 | 29.76 | 29.76
F0406B | 175891 | 18 | 176663 | NORGAS NGR04 AND NGR06 3/8IN ORIFICE | NORGAS | F0406B | 32.66 | 32.66 | N | 32.66 | 32.66 | 32.66
F0406D | 175891 | 3 | 176663 | NORGAS NGR04 AND NGR06 5/8IN ORIFICE | NORGAS | F0406D | 32.66 | 32.66 | N | 32.66 | 32.66 | 32.66
F0406E | 175891 | 10 | 176663 | NORGAS NGR04 AND NGR06 3/4IN ORIFICE | NORGAS | F0406E | 29.4205 | 30.0684 | N | 29.4205 | 30.0684 | 30.0684
F0406F | 175891 | 10 | 176663 | NORGAS NGR04 AND NGR06 7/8IN ORIFICE | NORGAS | F0406F | 28.99 | 30.8265 | N | 28.99 | 30.8265 | 30.8265
F121524 | 175891 | 0 | 134179 | 1.25" LF174A 125#RlfVlv 5,370K BTU'S | NEUCO INC. | F121524 | 802.27 | 0 | N | 802.27 | 0 | 802.27
F1451328 | 10008 | 1 | 134565 | F145-1328 W/R REMOTE SENSOR | COPELAND COMFORT CONTROL LP | F145-1328 | 20.375 | 20.375 | N | 20.375 | 20.375 | 20.375
F1451378 | 10008 | 2 | 134565 | OUTDOOR REMOTE SENSOR | COPELAND COMFORT CONTROL LP | F145-1378 | 20.85 | 20.85 | N | 20.85 | 20.85 | 20.85
F145RF1600 | 10008 | 1 | 134565 | WIRELESS REMOTE INDOOR/OUTDOOR SENSOR | COPELAND COMFORT CONTROL LP | F145RF-1600 | 52.11 | 52.11 | N | 52.11 | 52.11 | 52.11
F1603F00 | 175891 | 6 | 176401 | 3/8IN PORT PARTICULATE FILTER AUTO DRAIN | AIR-OIL SYSTEMS INC | F1603F00 | 123.8705 | 109.8339 | Y | 123.8705 | 109.8339 | 123.8705
F1604F00 | 175891 | 3 | 176401 | WILK PART FILTER 1/2IN W/AUTO DRAIN | AIR-OIL SYSTEMS INC | F16-04-F00 | 113.2266 | 123.87 | Y | 113.2266 | 123.87 | 123.87
F190104 | 10510 | 1 | 134565 | ACTUATING VLV | COPELAND COMFORT CONTROL LP | F19-0104 | 102.81 | 102.81 | N | 102.81 | 102.81 | 102.81
F190190 | 10008 | 2 | 134565 | MOTOR | COPELAND COMFORT CONTROL LP | F19-0190 | 40.6 | 40.6 | N | 40.6 | 40.6 | 40.6
F21413A14025C | 10510 | 1 | 134395 | Watsco fan control 7insertion | SUPCO SEALED UNIT PARTS CO., INC. / NSI | F214-13A-140-25C | 19.106 | 19.106 | N | 19.106 | 19.106 | 19.106
F2603F00 | 175891 | 1 | 176401 | 3/8 IN PARTICULATE FILTER W/AUTO DRAIN | AIR-OIL SYSTEMS INC | F2603F00 | 91.26 | 91.26 | N | 91.26 | 91.26 | 91.26
F274934 | 175891 | 1 | 134179 | 1" 30PSI 174A SERIES NPTF | NEUCO INC. | F274934 | 139.53 | 157.7 | N | 139.53 | 157.7 | 157.7
F2803SL00 | 175891 | 1 | 176401 | WILKERSON FILTER | AIR-OIL SYSTEMS INC | F2803SL00 | 52.52 | 52.52 | N | 52.52 | 52.52 | 52.52
F290143 | 10008 | 1 | 134565 | THERMOSTAT GUARD, CLEAR, | COPELAND COMFORT CONTROL LP | F29-0143 | 11 | 11 | N | 11 | 18.74 | 18.74
F290143 | 175891 | 5 | 134565 | THERMOSTAT GUARD, CLEAR, | COPELAND COMFORT CONTROL LP | F29-0143 | 11 | 18.74 | N | 11 | 18.74 | 18.74
F290231 | 10008 | 2 | 134565 | THERMOSTAT GUARD. CLEAR PLASTIC, | COPELAND COMFORT CONTROL LP | F29-0231 | 12.62 | 12.62 | N | 12.62 | 12.62 | 12.62
F30051 | 10008 | 4 | 134161 | PIETRO 1/2 " REG, 928 CFH @ 2PSI | MINERS & PISANI, INC. | F30051 | 49.45 | 49.4476 | Y | 49.45 | 49.4476 | 49.45
F31051DC | 10008 | 1 | 134161 | Gas regulator 1/2" 5 psi inlet | MINERS & PISANI, INC. | F31051DC | 202.3 | 202.3 | N | 202.3 | 202.3 | 202.3
F31052 | 10008 | 2 | 134161 | PIETRO 3/4 " REG, 1,155 CFH @ 2PSI | MINERS & PISANI, INC. | F31052 | 74.5889 | 73.97 | Y | 77.5725 | 73.97 | 77.5725
F31052 | 173042 | 2 | 175057 | PIETRO 3/4 " REG, 1,155 CFH @ 2PSI | ACCUMET CORP | F31052 | 77.5725 | 52.75 | Y | 77.5725 | 73.97 | 77.5725
F31152 | 173042 | 1 | 134161 | Regulator | MINERS & PISANI, INC. | F31152 | 109.2 | 109.2 | N | 109.2 | 109.2 | 109.2
F31154-2# | 173042 | 6 | 175057 | GAS REG. 1.5"NPT- 2PSIG - 11" OUTLET | ACCUMET CORP | F31154-2# | 276.12 | 265.5 | Y | 276.12 | 265.5 | 276.12
F311552 | 173042 | 4 | 175057 | 2" REG | ACCUMET CORP | F31155-2 | 433 | 446 | Y | 433 | 446 | 446
F32908F | 175888 | 1 | 176407 | FILTER ELEMENT | ALL AIR INCORPORATED | F32908F | 116.42 | 116.42 | N | 116.42 | 116.42 | 116.42
F48R | 10510 | 12 | 134565 | Alco filter core for STASreverse flow 04 | COPELAND COMFORT CONTROL LP | F-48R | 18.47 | 18.47 | Y | 18.47 | 18.47 | 18.47
F53003 | 166557 | 2 | 133962 | EFFECTOR DIN RAIL | IFM EFECTOR, INC. | F53003 | 4 | 4 | N | 4 | 4 | 4
F6150HDU | 10008 | 1 | 133602 | 2W 6INCH BUTTERFLY VALVE ONLY | BELIMO AIRCONTROLS (USA), INC | F6150HDU | 0 | 0 | N | 0 | 0 | 0
F670918 | 10510 | 1 | 134565 | White Rodgers plug in resistorfor 3098 | COPELAND COMFORT CONTROL LP | F67-0918 | 10.92 | 10.92 | N | 10.92 | 10.92 | 10.92
F840434 | 10008 | 1 | 134565 | VALVE ASSEMBLY FOR A 1" 1311 OR 1361 ZON | COPELAND COMFORT CONTROL LP | F84-0434 | 32.49 | 32.49 | N | 32.49 | 32.49 | 32.49
F890211 | 10008 | 1 | 134565 | IMMERSION WELL, 3/8" X 3.5" COPPER, 1/2" | COPELAND COMFORT CONTROL LP | F89-0211 | 19.85 | 19.8483 | N | 19.85 | 19.8483 | 19.85
F920656 | 10510 | 9 | 134565 | Conversion Kit | COPELAND COMFORT CONTROL LP | F92-0656 | 4.191 | 4.1723 | Y | 4.191 | 4.1723 | 4.191
F920656 | 175891 | 1 | 134565 | Conversion Kit | COPELAND COMFORT CONTROL LP | F92-0656 | 4.191 | 4.12 | N | 4.191 | 4.1723 | 4.191
F920659 | 10510 | 19 | 134565 | White Rodgers nat-LP conversnkit for 36C | COPELAND COMFORT CONTROL LP | F92-0659 | 4.974 | 4.8167 | Y | 4.974 | 4.8167 | 4.974
F920737 | 10510 | 10 | 134565 | White Rodgers nat-LP conversnkit for un- | COPELAND COMFORT CONTROL LP | F92-0737 | 1.49 | 1.49 | Y | 1.49 | 1.49 | 1.49
F921003 | 10510 | 7 | 134565 | White Rodgers Test Adapter kitfor 36G Va | COPELAND COMFORT CONTROL LP | F92-1003 | 5.22 | 5.22 | Y | 5.22 | 5.22 | 5.22
FA47TS3110 | 10510 | 1 | 134395 | Watsco fan control W/timestart 3 inserti | SUPCO SEALED UNIT PARTS CO., INC. / NSI | FA47TS3-110 | 15.15 | 15.15 | N | 15.15 | 15.15 | 15.15
FAL3C05TD | 10510 | 4 | 134395 | Watsco fan & limit 3combination | SUPCO SEALED UNIT PARTS CO., INC. / NSI | FAL3C05TD | 65.5 | 62.085 | Y | 65.5 | 63.81 | 65.5
FAL3C05TD | 175891 | 1 | 134395 | Watsco fan & limit 3combination | SUPCO SEALED UNIT PARTS CO., INC. / NSI | FAL3C05TD | 65.5 | 63.81 | Y | 65.5 | 63.81 | 65.5
FAL7C05TD | 10510 | 1 | 134395 | Watsco fan & limit 7combination | SUPCO SEALED UNIT PARTS CO., INC. / NSI | FAL7C05TD | 56.5 | 56.5 | N | 56.5 | 56.5 | 56.5
FAL7C05TD | 175891 | 1 | 134395 | Watsco fan & limit 7combination | SUPCO SEALED UNIT PARTS CO., INC. / NSI | FAL7C05TD | 56.5 | 56.5 | Y | 56.5 | 56.5 | 56.5
FALTS57C05T | 10510 | 4 | 134395 | Watsco 7 fan & limitwith timed start | SUPCO SEALED UNIT PARTS CO., INC. / NSI | FALTS57C05T | 61.287 | 61.2593 | Y | 61.287 | 61.2593 | 61.287
FALTS57C05T | 175891 | 1 | 134395 | Watsco 7 fan & limitwith timed start | SUPCO SEALED UNIT PARTS CO., INC. / NSI | FALTS57C05T | 61.287 | 36.615 | Y | 61.287 | 61.2593 | 61.287
FALTS57C13BT | 10510 | 1 | 134395 | Watsco fan & limit withtimed start 7 ele | SUPCO SEALED UNIT PARTS CO., INC. / NSI | FALTS57C13BT | 59.22 | 59.22 | N | 59.22 | 59.22 | 59.22
FAST-BLOW GLASS FUSE | 175883 | 535 | 134179 | Fast-Blow Glass Fuse - Pack of 5 | NEUCO INC. | FAST-BLOW GLASS FUSE | 0 | 0.099 | N | 0 | 0.099 | 0.099
FB12 | 10510 | 3 | 187643 | Uniweld Flame Barrier12 x12 | UNIWELD PRODUCTS INC. | FB12 | 20.3 | 20.034 | Y | 20.3 | 20.034 | 20.3
FB13 | 166561 | 3 | 148259 | PRY BAR,13" FLAT, RED | Apex Tool Group, LLC | FB13 | 5.63 | 5.63 | N | 5.63 | 5.63 | 5.63
FB1WHW1BV402R | 10510 | -5 | 187590 | Idec 2NC emergency stopswitch 40mm | HALLOCK COMPANY INC. | FB1W-HW1B-V402R | 37.64 | 37.64 | Y | 37.64 | 37.64 | 37.64
FB1WHW1BV402R | 175891 | 4 | 187590 | Idec 2NC emergency stopswitch 40mm | HALLOCK COMPANY INC. | FB1W-HW1B-V402R | 37.64 | 37.64 | Y | 37.64 | 37.64 | 37.64
FB38 | 10510 | 3 | 187612 | USE PART# 110192 | BERNARD J. MULCAHY CO.,INC. | 110192LF | 49.532 | 59.428 | Y | 49.532 | 59.428 | 59.428
FD113ZUK | 10510 | 1 | 134565 | Alco oil press safety control4-65# dif 2 | COPELAND COMFORT CONTROL LP | FD113-ZUK | 130.406 | 130.406 | Y | 130.406 | 130.406 | 130.406
FD12HC | 175888 | 1 | 133886 | INTERMATIC TIMER | INTERMATIC INC. | FD12HC | 21.7 | 21.7 | N | 21.7 | 21.7 | 21.7
FD12HWC | 10008 | 6 | 133886 | 12 Hour Spring Wound Timer | INTERMATIC INC. | FD12HWC | 30.0943 | 31.2621 | Y | 30.0943 | 31.2621 | 31.2621
FD4HW | 10008 | 1 | 133886 | 4 hour spring wound timer | INTERMATIC INC. | FD4HW | 24.01 | 24.01 | N | 24.01 | 24.01 | 24.01
FD60MHW | 10008 | 1 | 133886 | Intermatic Spring Wound Countdown Timer | INTERMATIC INC. | FD60MHW | 22.13 | 27.43 | Y | 22.13 | 27.43 | 27.43
FD6HW | 10008 | 4 | 133886 | 6HR S/W W/O HOLD SPST WHITE | INTERMATIC INC. | FD6HW | 24.068 | 31.8707 | Y | 24.068 | 31.8707 | 31.8707
FEMALE QUICK DISCONNECTS RED | 175883 | 400 | 134179 | Female Quick disconnects 22-16AWG | NEUCO INC. | FEMALE QUICK DISCONNECTS RED | 0 | 0.023 | N | 0 | 0.023 | 0.023
FEMALE QUICK DISCONNECTS YELLOW | 175883 | 250 | 134179 | 12-10 AWG Yellow Spade Female Quick Disc | NEUCO INC. | FEMALE QUICK DISCONNECTS YELLOW | 0 | 0.08 | N | 0 | 0.08 | 0.08
FEMALE SPADE CONNECTOR - BLUE | 175883 | 99 | 134179 | Female Spade Disconnect Connector, Blue | NEUCO INC. | FEMALE SPADE CONNECTOR - BLUE | 0 | 0.046 | N | 0 | 0.046 | 0.046
FEMALE SPADE CONNECTORS - YELLOW | 175883 | 850 | 134179 | Female Spade Connectors - Yellow Pack of | NEUCO INC. | FEMALE SPADE CONNECTORS - YELLOW | 0 | 0.046 | N | 0 | 0.046 | 0.046
FEMALE TO TWO MALE QUICK-DISCONNECT | 175883 | 60 | 134179 | Female to Two Male Quick-Disconnect Term | NEUCO INC. | FEMALE TO TWO MALE QUICK-DISCONNECT | 0 | 0.1699 | N | 0 | 0.1699 | 0.1699
FEMALE TO TWO PARALLEL MALE QUICK-DI | 175883 | 10 | 134179 | Female to Two Parallel Male Quick-Discon | NEUCO INC. | FEMALE TO TWO PARALLEL MALE QUICK-DI | 0 | 0.4798 | N | 0 | 0.4798 | 0.4798
FF12HC | 10008 | 1 | 133886 | Mechanical Timer | INTERMATIC INC. | FF12HC | 30.44 | 30.44 | N | 30.44 | 30.44 | 30.44
FF12HC | 166553 | 2 | 133886 | Mechanical Timer | INTERMATIC INC. | FF12HC | 30.44 | 30.44 | N | 30.44 | 30.44 | 30.44
FF12HC | 166559 | 1 | 133886 | Mechanical Timer | INTERMATIC INC. | FF12HC | 30.44 | 30.44 | N | 30.44 | 30.44 | 30.44
FF15MH | 166553 | 2 | 133886 | 15 Min. Auto-Off Timer w/Hold Funct | INTERMATIC INC. | FF15MH | 18.33 | 18.33 | N | 18.33 | 18.33 | 18.33
FF2H | 166553 | 3 | 133886 | 2 HOUR AUTO-OFF TIMER -SPST, W/O HOLD | INTERMATIC INC. | FF2H | 30.44 | 30.44 | N | 30.44 | 30.44 | 30.44
FF6H | 166553 | 4 | 133886 | 6 Hour Wound Timer | INTERMATIC INC. | FF6H | 29.86 | 22.815 | N | 29.86 | 29.86 | 29.86
FF6H | 166559 | 2 | 133886 | 6 Hour Wound Timer | INTERMATIC INC. | FF6H | 29.86 | 29.86 | N | 29.86 | 29.86 | 29.86
FFW38X114ZN | 10510 | 148 | 175071 | B-Line 3/8 flat fender washerstrut suste | COOPER BUSSMANN,INC. | FFW3/8X11/4ZN | 0.632 | 0.62977 | N | 0.632 | 0.62977 | 0.632
FFW38X114ZN | 175891 | 29 | 175071 | B-Line 3/8 flat fender washerstrut suste | COOPER BUSSMANN,INC. | FFW3/8X11/4ZN | 0.632 | 0.305 | N | 0.632 | 0.62977 | 0.632
FGD1104RC | 175888 | 1 | 176877 | SENSAPHONE WITH REMOTE OUTPUT | CAB SYSTEMS LLC | FGD1104RC | 247.13 | 247.13 | N | 247.13 | 247.13 | 247.13
FGD1400 | 175890 | 1 | 176877 | SENSAPHONE MON/ALRM SYS | CAB SYSTEMS LLC | FGD1400 | 636 | 636 | N | 636 | 636 | 636
FGDW610B | 175890 | 1 | 176877 | WEB 600 BATTERY BACK UP | CAB SYSTEMS LLC | FGDW610B | 28.53 | 28.5328 | N | 28.53 | 28.5328 | 28.5328
FIA118434 | 173042 | 1 | 175077 | IMPELLER | FLUID INDUSTRIAL ASSOC. | FIA-118434 | 102.82 | 102.82 | N | 102.82 | 102.82 | 102.82
FIA118435 | 173042 | 1 | 175077 | IMPELLER | FLUID INDUSTRIAL ASSOC. | FIA-118435 | 110.88 | 110.88 | N | 110.88 | 110.88 | 110.88
FIA189035 | 173042 | 2 | 175077 | SHAFT | FLUID INDUSTRIAL ASSOC. | 189035 | 87.48 | 37.48 | N | 87.48 | 46.07 | 87.48
FIA189035 | 175891 | 1 | 176752 | SHAFT | HYDRO-FLO PRODUCTS INC | 189035 | 87.48 | 46.07 | N | 87.48 | 46.07 | 87.48
FIA189060 | 173042 | 3 | 175077 | SEAL | FLUID INDUSTRIAL ASSOC. | FIA-189060 | 41.97 | 41.97 | N | 41.97 | 41.97 | 41.97
FIE-1291452 | 175891 | 3 | 133476 | Remote display (ED510) mounting kit with | FIREYE INC. | 129-145-2 | 89.76 | 72.2075 | Y | 89.76 | 72.2075 | 89.76
FIE-1291788 | 175891 | 1 | 133476 | Kit, remote mounting, BurnerLogix displa | FIREYE INC. | 129-178-8 | 53.24 | 46.095 | Y | 53.24 | 46.095 | 53.24
FIE-23176 | 10510 | 8 | 133476 | Replaceable fuse for M-Series II program | FIREYE INC. | 23-176 | 2.2 | 2.3247 | Y | 2.2 | 2.3247 | 2.3247
FIE-23176 | 175888 | 3 | 133476 | Replaceable fuse for M-Series II program | FIREYE INC. | 23-176 | 2.2 | 1.7247 | N | 2.2 | 2.3247 | 2.3247
FIE-23176 | 175891 | 17 | 133476 | Replaceable fuse for M-Series II program | FIREYE INC. | 23-176 | 2.2 | 1.3768 | Y | 2.2 | 2.3247 | 2.3247
FIE-23197 | 10510 | 5 | 133476 | Replaceable fuse for BurnerLogix YB110 c | FIREYE INC. | 23-197 | 1.76 | 1.7224 | Y | 1.76 | 1.7224 | 1.76
FIE-23197 | 175891 | 5 | 133476 | Replaceable fuse for BurnerLogix YB110 c | FIREYE INC. | 23-197 | 1.76 | 1.63 | Y | 1.76 | 1.7224 | 1.76
FIE-3569 | 10510 | 2 | 133476 | Heat insulator, 1/2in NPT connector for | FIREYE INC. | 35-69 | 39.78 | 40.44 | Y | 39.78 | 40.44 | 40.44
FIE-3569 | 175888 | 1 | 133476 | Heat insulator, 1/2in NPT connector for | FIREYE INC. | 35-69 | 39.78 | 33.352 | Y | 39.78 | 40.44 | 40.44
FIE-3569 | 175891 | 3 | 133476 | Heat insulator, 1/2in NPT connector for | FIREYE INC. | 35-69 | 39.78 | 36.81 | Y | 39.78 | 40.44 | 40.44
FIE-43201 | 173042 | 1 | 133476 | UV TUBE | FIREYE INC. | 43201 | 307.86 | 307.86 | N | 307.86 | 307.86 | 307.86
FIE-45UV51006 | 173042 | 1 | 133476 | UV self-check scanner, 8ft lead, use wit | FIREYE INC. | 45UV5-1006 | 1231.56 | 459.28 | N | 1231.56 | 459.28 | 1231.56
FIE-45UV51009 | 10770 | 2 | 133476 | UV self-check scanner, 1in NPT, 102 - 26 | FIREYE INC. | 45UV5-1009 | 1231.56 | 1150.6 | Y | 1231.56 | 1150.6 | 1231.56
FIE-45UV51009 | 175888 | 3 | 133476 | UV self-check scanner, 1in NPT, 102 - 26 | FIREYE INC. | 45UV5-1009 | 1231.56 | 933.468 | Y | 1231.56 | 1150.6 | 1231.56
FIE-45UV51009 | 175891 | 3 | 133476 | UV self-check scanner, 1in NPT, 102 - 26 | FIREYE INC. | 45UV5-1009 | 1231.56 | 1116.6751 | Y | 1231.56 | 1150.6 | 1231.56
FIE-48PT21003 | 10510 | 3 | 133476 | Infrared scanner, 8ft, straight head, Bu | FIREYE INC. | 48PT2-1003 | 218.24 | 180.6978 | Y | 218.24 | 203.72 | 218.24
FIE-48PT21003 | 10770 | 1 | 133476 | Infrared scanner, 8ft, straight head, Bu | FIREYE INC. | 48PT2-1003 | 218.24 | 203.72 | Y | 218.24 | 203.72 | 218.24
FIE-48PT21003 | 173042 | 1 | 133476 | Infrared scanner, 8ft, straight head, Bu | FIREYE INC. | 48PT2-1003 | 218.24 | 203.72 | Y | 218.24 | 203.72 | 218.24
FIE-48PT21003 | 175891 | 3 | 133476 | Infrared scanner, 8ft, straight head, Bu | FIREYE INC. | 48PT2-1003 | 218.24 | 184.05 | Y | 218.24 | 203.72 | 218.24
FIE-48PT21007 | 173042 | 3 | 133476 | Infrared scanner, 4ft, straight head, Bu | FIREYE INC. | 48PT2-1007 | 189.64 | 176.88 | Y | 189.64 | 176.88 | 189.64
FIE-48PT29003 | 10510 | 6 | 133476 | Infrared scanner, 8ft, 90 degree head, B | FIREYE INC. | 48PT2-9003 | 218.24 | 180.2851 | Y | 218.24 | 203.72 | 218.24
FIE-48PT29003 | 10770 | 2 | 133476 | Infrared scanner, 8ft, 90 degree head, B | FIREYE INC. | 48PT2-9003 | 218.24 | 203.72 | Y | 218.24 | 203.72 | 218.24
FIE-48PT29003 | 173042 | 3 | 133476 | Infrared scanner, 8ft, 90 degree head, B | FIREYE INC. | 48PT2-9003 | 218.24 | 201.96 | Y | 218.24 | 203.72 | 218.24
FIE-48PT29003 | 175888 | 1 | 133476 | Infrared scanner, 8ft, 90 degree head, B | FIREYE INC. | 48PT2-9003 | 218.24 | 195.8 | Y | 218.24 | 203.72 | 218.24
FIE-48PT29003 | 175891 | 5 | 133476 | Infrared scanner, 8ft, 90 degree head, B | FIREYE INC. | 48PT2-9003 | 218.24 | 185.292 | Y | 218.24 | 203.72 | 218.24
FIE-48PT29007 | 166553 | 1 | 133476 | Infrared scanner, 4ft, 90 degree head, B | FIREYE INC. | 48PT2-9007 | 189.64 | 182 | N | 189.64 | 182 | 189.64
FIE-48PT29007 | 166561 | 2 | 133476 | Infrared scanner, 4ft, 90 degree head, B | FIREYE INC. | 48PT2-9007 | 189.64 | 182 | Y | 189.64 | 182 | 189.64
FIE-48PT29007 | 173042 | 3 | 133476 | Infrared scanner, 4ft, 90 degree head, B | FIREYE INC. | 48PT2-9007 | 189.64 | 172.1867 | Y | 189.64 | 182 | 189.64
FIE-48PT29007 | 175888 | 1 | 133476 | Infrared scanner, 4ft, 90 degree head, B | FIREYE INC. | 48PT2-9007 | 189.64 | 161.1671 | Y | 189.64 | 182 | 189.64
FIE-48PT29007 | 175891 | 4 | 133476 | Infrared scanner, 4ft, 90 degree head, B | FIREYE INC. | 48PT2-9007 | 189.64 | 172.4336 | Y | 189.64 | 182 | 189.64
FIE-59504010 | 175891 | 0 | 133476 | 10 foot cable for UV7SC self-check scann | FIREYE INC. | 59-504-010 | 222.64 | 222.64 | N | 222.64 | 222.64 | 222.64
FIE-59561 | 10510 | 65 | 133476 | Cable kit (Power and Comms) for NXD410TS | FIREYE INC. | 59-561 | 6.82 | 2.8726 | N | 6.82 | 3.0624 | 6.82
FIE-59561 | 175891 | 12 | 133476 | Cable kit (Power and Comms) for NXD410TS | FIREYE INC. | 59-561 | 6.82 | 3.0624 | Y | 6.82 | 3.0624 | 6.82
FIE-595622 | 175891 | 3 | 133476 | Cable to connect NXD410 display module t | FIREYE INC. | 59-562-2 | 133.32 | 68.7603 | Y | 133.32 | 68.7603 | 133.32
FIE-59565 | 10510 | 80 | 133476 | Cable to connect NXTSD5xx to NXF4000 or | FIREYE INC. | 59-565 | 1.41 | 1.047 | N | 1.41 | 1.28 | 1.41
FIE-59565 | 10770 | 2 | 133476 | Cable to connect NXTSD5xx to NXF4000 or | FIREYE INC. | 59-565 | 1.41 | 1.28 | Y | 1.41 | 1.28 | 1.41
FIE-6011991 | 175888 | 2 | 133476 | Sealing coupling with quartz window, 1in | FIREYE INC. | 60-1199-1 | 276.76 | 245.34 | Y | 276.76 | 245.34 | 276.76
FIE-6013862 | 175891 | 2 | 133476 | Closed wiring base for surface mtg., use | FIREYE INC. | 60-1386-2 | 143.44 | 105.3833 | Y | 143.44 | 105.3833 | 143.44
FIE-6014662 | 10510 | 3 | 133476 | Open wiring base for cabinet mtg., use w | FIREYE INC. | 60-1466-2 | 144.76 | 119.0311 | Y | 144.76 | 119.6478 | 144.76
FIE-6014662 | 166553 | 1 | 133476 | Open wiring base for cabinet mtg., use w | FIREYE INC. | 60-1466-2 | 144.76 | 112.64 | N | 144.76 | 119.6478 | 144.76
FIE-6014662 | 166561 | 2 | 133476 | Open wiring base for cabinet mtg., use w | FIREYE INC. | 60-1466-2 | 144.76 | 117.7 | Y | 144.76 | 119.6478 | 144.76
FIE-6014662 | 173042 | 2 | 133476 | Open wiring base for cabinet mtg., use w | FIREYE INC. | 60-1466-2 | 144.76 | 112.64 | N | 144.76 | 119.6478 | 144.76
FIE-6014662 | 175891 | 2 | 133476 | Open wiring base for cabinet mtg., use w | FIREYE INC. | 60-1466-2 | 144.76 | 119.6478 | Y | 144.76 | 119.6478 | 144.76
FIE-601950 | 175891 | 1 | 133476 | Expansion module wiring base. | FIREYE INC. | 60-1950 | 165 | 81 | N | 165 | 81 | 165
FIE-6028101 | 173042 | 4 | 133476 | Pigtail wires, 4 foot long, 4inW x 5inH, | FIREYE INC. | 60-2810-1 | 0 | 73.8 | N | 0 | 73.8 | 73.8
FIE-6028121 | 10510 | 1 | 133476 | Closed base with terminal block and knoc | FIREYE INC. | 60-2812-1 | 76.56 | 68 | N | 76.56 | 68 | 76.56
FIE-6028121 | 173042 | 4 | 133476 | Closed base with terminal block and knoc | FIREYE INC. | 60-2812-1 | 76.56 | 51.6 | N | 76.56 | 68 | 76.56
FIE-6028121 | 175888 | 2 | 133476 | Closed base with terminal block and knoc | FIREYE INC. | 60-2812-1 | 76.56 | 59.8555 | N | 76.56 | 68 | 76.56
FIE-6028141 | 173042 | 1 | 133476 | Open base with terminal block. 4inW x 7i | FIREYE INC. | 60-2814-1 | 76.56 | 76.56 | Y | 76.56 | 76.56 | 76.56
FIE-6028141 | 175891 | 1 | 133476 | Open base with terminal block. 4inW x 7i | FIREYE INC. | 60-2814-1 | 76.56 | 76.56 | Y | 76.56 | 76.56 | 76.56
FIE-6028501 | 173042 | 2 | 133476 | Pigtail wires, 4 foot long, 4inW x 5inH, | FIREYE INC. | 60-2850-1 | 0 | 55 | N | 0 | 55 | 55
FIE-6028741 | 175891 | 3 | 133476 | YZ300 wiring base, terminal blocks, open | FIREYE INC. | 60-2874-1 | 75.24 | 61.46 | Y | 75.24 | 61.46 | 75.24
FIE-603004 | 10510 | 8 | 133476 | Terminal kit for PPC4000 / NXF4000. | FIREYE INC. | 60-3004 | 40.35 | 23.7 | N | 40.35 | 26.93 | 40.35
FIE-603004 | 175891 | 3 | 133476 | Terminal kit for PPC4000 / NXF4000. | FIREYE INC. | 60-3004 | 40.35 | 26.93 | Y | 40.35 | 26.93 | 40.35
FIE-613060 | 10510 | 4 | 133476 | Closed wiring base for surface mtg., use | FIREYE INC. | 61-3060 | 62.48 | 50.88 | Y | 62.48 | 53.2397 | 62.48
FIE-613060 | 175888 | 2 | 133476 | Closed wiring base for surface mtg., use | FIREYE INC. | 61-3060 | 62.48 | 53.2397 | Y | 62.48 | 53.2397 | 62.48
FIE-613060 | 175891 | 3 | 133476 | Closed wiring base for surface mtg., use | FIREYE INC. | 61-3060 | 62.48 | 50.4333 | Y | 62.48 | 53.2397 | 62.48
FIE-615042 | 166561 | 2 | 133476 | Open wiring base for cabinet mtg., use w | FIREYE INC. | 61-5042 | 62.48 | 60.24 | Y | 62.48 | 60.24 | 62.48
FIE-BLL510 | 175888 | 1 | 133476 | Keypad/Display, 2 line X 16 characters, | FIREYE INC. | BLL510 | 382.8 | 320.582 | Y | 382.8 | 336.7667 | 382.8
FIE-BLL510 | 175891 | 1 | 133476 | Keypad/Display, 2 line X 16 characters, | FIREYE INC. | BLL510 | 382.8 | 336.7667 | Y | 382.8 | 336.7667 | 382.8
FIE-BLPS200 | 10510 | 1 | 133476 | Pressure transducer, 0-200 psi (0-13.8 B | FIREYE INC. | BLPS-200 | 333.52 | 287.76 | N | 333.52 | 287.76 | 333.52
FIE-BLPS30 | 10510 | 1 | 133476 | Pressure transducer, 0-30 psi (0-2070 mb | FIREYE INC. | BLPS-30 | 355.96 | 281.11 | N | 355.96 | 281.11 | 355.96
FIE-BLV512 | 175891 | 2 | 133476 | Keypad/Display, 2 line X 16 characters, | FIREYE INC. | BLV512 | 403.48 | 377.1984 | Y | 403.48 | 377.1984 | 403.48
FIE-E110 | 10008 | 7 | 133476 | Control, consisting of EB700, 48-1836, | FIREYE INC. | E110 | 1021.24 | 693.8429 | N | 1021.24 | 954.36 | 1021.24
FIE-E110 | 10510 | 2 | 133476 | Control, consisting of EB700, 48-1836, | FIREYE INC. | E110 | 1021.24 | 728.5803 | Y | 1021.24 | 954.36 | 1021.24
FIE-E110 | 10770 | 2 | 133476 | Control, consisting of EB700, 48-1836, | FIREYE INC. | E110 | 1021.24 | 954.36 | Y | 1021.24 | 954.36 | 1021.24
FIE-E110 | 166561 | 2 | 133476 | Control, consisting of EB700, 48-1836, | FIREYE INC. | E110 | 1021.24 | 954.36 | Y | 1021.24 | 954.36 | 1021.24
FIE-E110 | 173042 | 10 | 133476 | Control, consisting of EB700, 48-1836, | FIREYE INC. | E110 | 1021.24 | 937.2139 | Y | 1021.24 | 954.36 | 1021.24
FIE-E110 | 175888 | 6 | 133476 | Control, consisting of EB700, 48-1836, | FIREYE INC. | E110 | 1021.24 | 571.8957 | Y | 1021.24 | 954.36 | 1021.24
FIE-E110 | 175891 | 9 | 133476 | Control, consisting of EB700, 48-1836, | FIREYE INC. | E110 | 1021.24 | 795.0502 | Y | 1021.24 | 954.36 | 1021.24
FIE-E1R1 | 10008 | 4 | 133476 | Infrared autocheck amplifier, use with 4 | FIREYE INC. | E1R1 | 797.28 | 573.8 | N | 797.28 | 744.92 | 797.28
FIE-E1R1 | 10510 | 2 | 133476 | Infrared autocheck amplifier, use with 4 | FIREYE INC. | E1R1 | 797.28 | 648.571 | Y | 797.28 | 744.92 | 797.28
FIE-E1R1 | 10770 | 2 | 133476 | Infrared autocheck amplifier, use with 4 | FIREYE INC. | E1R1 | 797.28 | 744.92 | Y | 797.28 | 744.92 | 797.28
FIE-E1R1 | 166553 | 1 | 133476 | Infrared autocheck amplifier, use with 4 | FIREYE INC. | E1R1 | 797.28 | 638.88 | N | 797.28 | 744.92 | 797.28
FIE-E1R1 | 166561 | 3 | 133476 | Infrared autocheck amplifier, use with 4 | FIREYE INC. | E1R1 | 797.28 | 574.3471 | Y | 797.28 | 744.92 | 797.28
FIE-E1R1 | 173042 | 5 | 133476 | Infrared autocheck amplifier, use with 4 | FIREYE INC. | E1R1 | 797.28 | 731.368 | Y | 797.28 | 744.92 | 797.28
FIE-E1R1 | 175888 | 1 | 133476 | Infrared autocheck amplifier, use with 4 | FIREYE INC. | E1R1 | 797.28 | 445.2812 | Y | 797.28 | 744.92 | 797.28
FIE-E1R1 | 175891 | 6 | 133476 | Infrared autocheck amplifier, use with 4 | FIREYE INC. | E1R1 | 797.28 | 694.2873 | Y | 797.28 | 744.92 | 797.28
FIE-EB700 | 175891 | 1 | 133476 | Replacement chassis for E100/E110 | FIREYE INC. | EB700 | 1021.24 | 954.36 | Y | 1021.24 | 954.36 | 1021.24
FIE-ED510 | 10008 | 9 | 133476 | 2 line x 16 character backlit LCD displa | FIREYE INC. | ED510 | 738.76 | 474.494 | N | 738.76 | 717.3099 | 738.76
FIE-ED510 | 10510 | 4 | 133476 | 2 line x 16 character backlit LCD displa | FIREYE INC. | ED510 | 738.76 | 530.9115 | Y | 738.76 | 717.3099 | 738.76
FIE-ED510 | 10770 | 2 | 133476 | 2 line x 16 character backlit LCD displa | FIREYE INC. | ED510 | 738.76 | 690.36 | Y | 738.76 | 717.3099 | 738.76
FIE-ED510 | 166561 | 2 | 133476 | 2 line x 16 character backlit LCD displa | FIREYE INC. | ED510 | 738.76 | 557.5675 | Y | 738.76 | 717.3099 | 738.76
FIE-ED510 | 173042 | 11 | 133476 | 2 line x 16 character backlit LCD displa | FIREYE INC. | ED510 | 738.76 | 717.3099 | Y | 738.76 | 717.3099 | 738.76
FIE-ED510 | 175888 | 4 | 133476 | 2 line x 16 character backlit LCD displa | FIREYE INC. | ED510 | 738.76 | 666.505 | Y | 738.76 | 717.3099 | 738.76
FIE-ED510 | 175891 | 11 | 133476 | 2 line x 16 character backlit LCD displa | FIREYE INC. | ED510 | 738.76 | 607.1753 | Y | 738.76 | 717.3099 | 738.76
FIE-ED5128 | 175891 | 1 | 133476 | RJ12 connector cable - 8 feet. | FIREYE INC. | ED512-8 | 55.44 | 51.48 | Y | 55.44 | 51.48 | 55.44
FIE-ED5802 | 175891 | 3 | 133476 | ED510 remote display cable with RJ45 con | FIREYE INC. | ED580-2 | 44.44 | 38.5 | Y | 44.44 | 38.5 | 44.44
FIE-ED5808 | 175888 | 1 | 133476 | ED510 remote display cable with RJ45 con | FIREYE INC. | ED580-8 | 52.36 | 31.718 | Y | 52.36 | 31.718 | 52.36
FIE-EP160 | 10510 | 2 | 133476 | Programmer. Selectable purge (30 sec min | FIREYE INC. | EP160 | 1451.56 | 990.7371 | Y | 1451.56 | 1404.04 | 1451.56
FIE-EP160 | 10770 | 2 | 133476 | Programmer. Selectable purge (30 sec min | FIREYE INC. | EP160 | 1451.56 | 1356.52 | Y | 1451.56 | 1404.04 | 1451.56
FIE-EP160 | 166561 | 2 | 133476 | Programmer. Selectable purge (30 sec min | FIREYE INC. | EP160 | 1451.56 | 1325.72 | Y | 1451.56 | 1404.04 | 1451.56
FIE-EP160 | 173042 | 4 | 133476 | Programmer. Selectable purge (30 sec min | FIREYE INC. | EP160 | 1451.56 | 1404.04 | Y | 1451.56 | 1404.04 | 1451.56
FIE-EP160 | 175888 | 2 | 133476 | Programmer. Selectable purge (30 sec min | FIREYE INC. | EP160 | 1451.56 | 758.0079 | Y | 1451.56 | 1404.04 | 1451.56
FIE-EP160 | 175891 | 24 | 133476 | Programmer. Selectable purge (30 sec min | FIREYE INC. | EP160 | 1451.56 | 1077.0014 | Y | 1451.56 | 1404.04 | 1451.56
FIE-EP161 | 173042 | 1 | 133476 | Programmer. Selectable purge (30 sec min | FIREYE INC. | EP161 | 1451.56 | 634.8 | N | 1451.56 | 634.8 | 1451.56
FIE-EP260 | 10008 | 1 | 133476 | Programmer. Selectable purge (30 sec min | FIREYE INC. | EP260 | 1116.28 | 844 | N | 1116.28 | 1043.24 | 1116.28
FIE-EP260 | 10510 | 4 | 133476 | Programmer. Selectable purge (30 sec min | FIREYE INC. | EP260 | 1116.28 | 842.918 | Y | 1116.28 | 1043.24 | 1116.28
FIE-EP260 | 10770 | 2 | 133476 | Programmer. Selectable purge (30 sec min | FIREYE INC. | EP260 | 1116.28 | 1043.24 | Y | 1116.28 | 1043.24 | 1116.28
FIE-EP260 | 173042 | 2 | 133476 | Programmer. Selectable purge (30 sec min | FIREYE INC. | EP260 | 1116.28 | 1043.24 | Y | 1116.28 | 1043.24 | 1116.28
FIE-EP260 | 175888 | 1 | 133476 | Programmer. Selectable purge (30 sec min | FIREYE INC. | EP260 | 1116.28 | 1043.24 | Y | 1116.28 | 1043.24 | 1116.28
FIE-EP260 | 175891 | 4 | 133476 | Programmer. Selectable purge (30 sec min | FIREYE INC. | EP260 | 1116.28 | 1027.328 | Y | 1116.28 | 1043.24 | 1116.28
FIE-EP380 | 10510 | 1 | 133476 | Programmer. Selectable purge (30 sec min | FIREYE INC. | EP380 | 842.6 | 715.44 | N | 842.6 | 787.16 | 842.6
FIE-EP380 | 166561 | 2 | 133476 | Programmer. Selectable purge (30 sec min | FIREYE INC. | EP380 | 842.6 | 787.16 | Y | 842.6 | 787.16 | 842.6
FIE-ERT1 | 166561 | 2 | 133476 | Flame rectification amplifier, use with | FIREYE INC. | ERT1 | 570.68 | 517 | Y | 570.68 | 533.28 | 570.68
FIE-ERT1 | 175888 | 1 | 133476 | Flame rectification amplifier, use with | FIREYE INC. | ERT1 | 570.68 | 533.28 | Y | 570.68 | 533.28 | 570.68
FIE-EUV1 | 10008 | 2 | 133476 | Ultraviolet amplifier, use with UV1, UV2 | FIREYE INC. | EUV1 | 561.44 | 343.55 | N | 561.44 | 524.48 | 561.44
FIE-EUV1 | 10510 | 4 | 133476 | Ultraviolet amplifier, use with UV1, UV2 | FIREYE INC. | EUV1 | 561.44 | 446.5152 | Y | 561.44 | 524.48 | 561.44
FIE-EUV1 | 10770 | 2 | 133476 | Ultraviolet amplifier, use with UV1, UV2 | FIREYE INC. | EUV1 | 561.44 | 524.48 | Y | 561.44 | 524.48 | 561.44
FIE-EUV1 | 166561 | 2 | 133476 | Ultraviolet amplifier, use with UV1, UV2 | FIREYE INC. | EUV1 | 561.44 | 513.095 | Y | 561.44 | 524.48 | 561.44
FIE-EUV1 | 173042 | 3 | 133476 | Ultraviolet amplifier, use with UV1, UV2 | FIREYE INC. | EUV1 | 561.44 | 524.48 | Y | 561.44 | 524.48 | 561.44
FIE-EUV1 | 175888 | 3 | 133476 | Ultraviolet amplifier, use with UV1, UV2 | FIREYE INC. | EUV1 | 561.44 | 357.4121 | Y | 561.44 | 524.48 | 561.44
FIE-EUV1 | 175891 | 6 | 133476 | Ultraviolet amplifier, use with UV1, UV2 | FIREYE INC. | EUV1 | 561.44 | 403.7911 | Y | 561.44 | 524.48 | 561.44
FIE-EUVS4 | 175888 | 1 | 133476 | Ultraviolet self check amplifier. Use wi | FIREYE INC. | EUVS4 | 945.56 | 723.36 | Y | 945.56 | 762 | 945.56
FIE-EUVS4 | 175891 | 2 | 133476 | Ultraviolet self check amplifier. Use wi | FIREYE INC. | EUVS4 | 945.56 | 762 | Y | 945.56 | 762 | 945.56
FIE-FX04 | 10510 | 6 | 133476 | 5 wire Modbus Servo-motor, 3 ft lbs., 4 | FIREYE INC. | FX04 | 413.16 | 311.2867 | N | 413.16 | 324.72 | 413.16
FIE-FX04 | 175891 | 5 | 133476 | 5 wire Modbus Servo-motor, 3 ft lbs., 4 | FIREYE INC. | FX04 | 413.16 | 324.72 | Y | 413.16 | 324.72 | 413.16
FIE-FX20 | 10510 | 4 | 133476 | 5 wire Modbus Servo-motor, 15 ft lbs., 2 | FIREYE INC. | FX20 | 765.16 | 603.805 | N | 765.16 | 649.9705 | 765.16
FIE-FX20 | 175891 | 4 | 133476 | 5 wire Modbus Servo-motor, 15 ft lbs., 2 | FIREYE INC. | FX20 | 765.16 | 649.9705 | Y | 765.16 | 649.9705 | 765.16
FIE-M4RT1 | 10008 | 4 | 133476 | Integrated flame rectification comtrol, | FIREYE INC. | M4RT1 | 494.56 | 341.44 | N | 494.56 | 462 | 494.56
FIE-M4RT1 | 10510 | 1 | 133476 | Integrated flame rectification comtrol, | FIREYE INC. | M4RT1 | 494.56 | 462 | Y | 494.56 | 462 | 494.56
FIE-M4RT1 | 10770 | 2 | 133476 | Integrated flame rectification comtrol, | FIREYE INC. | M4RT1 | 494.56 | 462 | Y | 494.56 | 462 | 494.56
FIE-M4RT1 | 175891 | 3 | 133476 | Integrated flame rectification comtrol, | FIREYE INC. | M4RT1 | 494.56 | 417.1075 | Y | 494.56 | 462 | 494.56
FIE-MART1 | 10008 | 1 | 133476 | Flame rect amp. 2-4 sec FFRT. Use with 6 | FIREYE INC. | MART1 | 168.08 | 130.8561 | N | 168.08 | 157.08 | 168.08
FIE-MART1 | 10510 | 3 | 133476 | Flame rect amp. 2-4 sec FFRT. Use with 6 | FIREYE INC. | MART1 | 168.08 | 130.8561 | Y | 168.08 | 157.08 | 168.08
FIE-MART1 | 166553 | 1 | 133476 | Flame rect amp. 2-4 sec FFRT. Use with 6 | FIREYE INC. | MART1 | 168.08 | 157.08 | Y | 168.08 | 157.08 | 168.08
FIE-MART1 | 166561 | 2 | 133476 | Flame rect amp. 2-4 sec FFRT. Use with 6 | FIREYE INC. | MART1 | 168.08 | 131.12 | Y | 168.08 | 157.08 | 168.08
FIE-MART1 | 175888 | 3 | 133476 | Flame rect amp. 2-4 sec FFRT. Use with 6 | FIREYE INC. | MART1 | 168.08 | 123.4933 | Y | 168.08 | 157.08 | 168.08
FIE-MART1 | 175891 | 5 | 133476 | Flame rect amp. 2-4 sec FFRT. Use with 6 | FIREYE INC. | MART1 | 168.08 | 132.1529 | Y | 168.08 | 157.08 | 168.08
FIE-MART1T | 175891 | 1 | 133476 | Flame rect amp. .8 sec FFRT. Use with 69 | FIREYE INC. | MART1T | 168.08 | 107.0298 | Y | 168.08 | 107.0298 | 168.08
FIE-MAUV1 | 10008 | 1 | 133476 | UV amp, 2-4 sec FFRT. Use with UV1, UV2, | FIREYE INC. | MAUV1 | 168.08 | 133.3824 | N | 168.08 | 140.36 | 168.08
FIE-MAUV1 | 10510 | 1 | 133476 | UV amp, 2-4 sec FFRT. Use with UV1, UV2, | FIREYE INC. | MAUV1 | 168.08 | 133.3824 | Y | 168.08 | 140.36 | 168.08
FIE-MAUV1 | 166553 | 1 | 133476 | UV amp, 2-4 sec FFRT. Use with UV1, UV2, | FIREYE INC. | MAUV1 | 168.08 | 131.12 | N | 168.08 | 140.36 | 168.08
FIE-MAUV1 | 166561 | 2 | 133476 | UV amp, 2-4 sec FFRT. Use with UV1, UV2, | FIREYE INC. | MAUV1 | 168.08 | 140.36 | Y | 168.08 | 140.36 | 168.08
FIE-MAUV1 | 175888 | 1 | 133476 | UV amp, 2-4 sec FFRT. Use with UV1, UV2, | FIREYE INC. | MAUV1 | 168.08 | 115.653 | Y | 168.08 | 140.36 | 168.08
FIE-MAUV1 | 175891 | 5 | 133476 | UV amp, 2-4 sec FFRT. Use with UV1, UV2, | FIREYE INC. | MAUV1 | 168.08 | 114.116 | Y | 168.08 | 140.36 | 168.08
FIE-MB485ETHCG | 10510 | 1 | 133476 | Communication gateway for using protocol | FIREYE INC. | MB485ETH-CG | 559.68 | 322.96 | N | 559.68 | 322.96 | 559.68
FIE-MBPF100S | 175888 | 2 | 133476 | Flame sensor module, UV/Self check UV, o | FIREYE INC. | MBPF-100S | 291.72 | 235 | Y | 291.72 | 235 | 291.72
FIE-MC120 | 10008 | 1 | 133476 | 120 VAC, 50/60 Hz Chassis. | FIREYE INC. | MC120 | 790.24 | 601.7433 | N | 790.24 | 738.32 | 790.24
FIE-MC120 | 10510 | 2 | 133476 | 120 VAC, 50/60 Hz Chassis. | FIREYE INC. | MC120 | 790.24 | 601.7433 | Y | 790.24 | 738.32 | 790.24
FIE-MC120 | 10770 | 2 | 133476 | 120 VAC, 50/60 Hz Chassis. | FIREYE INC. | MC120 | 790.24 | 738.32 | Y | 790.24 | 738.32 | 790.24
FIE-MC120 | 166553 | 1 | 133476 | 120 VAC, 50/60 Hz Chassis. | FIREYE INC. | MC120 | 790.24 | 738.32 | Y | 790.24 | 738.32 | 790.24
FIE-MC120 | 166561 | 2 | 133476 | 120 VAC, 50/60 Hz Chassis. | FIREYE INC. | MC120 | 790.24 | 718.3212 | Y | 790.24 | 738.32 | 790.24
FIE-MC120 | 175888 | 1 | 133476 | 120 VAC, 50/60 Hz Chassis. | FIREYE INC. | MC120 | 790.24 | 373.3904 | Y | 790.24 | 738.32 | 790.24
FIE-MC120 | 175891 | 7 | 133476 | 120 VAC, 50/60 Hz Chassis. | FIREYE INC. | MC120 | 790.24 | 646.6232 | Y | 790.24 | 738.32 | 790.24
FIE-MC120R | 175891 | 4 | 133476 | 120 VAC, 50/60 Hz Chassis with remote re | FIREYE INC. | MC120R | 945.12 | 861.7233 | Y | 945.12 | 861.7233 | 945.12
FIE-MEC120 | 10008 | 3 | 133476 | 120 VAC, 50/60 Hz Chassis with standard | FIREYE INC. | MEC120 | 284.24 | 209.34 | N | 284.24 | 265.32 | 284.24
FIE-MEC120 | 10510 | 7 | 133476 | 120 VAC, 50/60 Hz Chassis with standard | FIREYE INC. | MEC120 | 284.24 | 228.4681 | Y | 284.24 | 265.32 | 284.24
FIE-MEC120 | 10770 | 2 | 133476 | 120 VAC, 50/60 Hz Chassis with standard | FIREYE INC. | MEC120 | 284.24 | 265.32 | Y | 284.24 | 265.32 | 284.24
FIE-MEC120 | 166561 | 2 | 133476 | 120 VAC, 50/60 Hz Chassis with standard | FIREYE INC. | MEC120 | 284.24 | 261.38 | Y | 284.24 | 265.32 | 284.24
FIE-MEC120 | 173042 | 4 | 133476 | 120 VAC, 50/60 Hz Chassis with standard | FIREYE INC. | MEC120 | 284.24 | 265.32 | Y | 284.24 | 265.32 | 284.24
FIE-MEC120 | 175888 | 3 | 133476 | 120 VAC, 50/60 Hz Chassis with standard | FIREYE INC. | MEC120 | 284.24 | 225.16 | Y | 284.24 | 265.32 | 284.24
FIE-MEC120 | 175891 | 10 | 133476 | 120 VAC, 50/60 Hz Chassis with standard | FIREYE INC. | MEC120 | 284.24 | 230.5688 | Y | 284.24 | 265.32 | 284.24
FIE-MEC120D | 175888 | 1 | 133476 | 120 VAC, 50/60 Hz Chassis with alpha-num | FIREYE INC. | MEC120D | 297 | 197.3948 | Y | 297 | 246.4 | 297
FIE-MEC120D | 175891 | 1 | 133476 | 120 VAC, 50/60 Hz Chassis with alpha-num | FIREYE INC. | MEC120D | 297 | 246.4 | Y | 297 | 246.4 | 297
FIE-MEC120R | 10510 | 1 | 133476 | 120 VAC, 50/60 Hz Chassis with remote re | FIREYE INC. | MEC120R | 339.68 | 284.5 | N | 339.68 | 295.4133 | 339.68
FIE-MEC120R | 175888 | 1 | 133476 | 120 VAC, 50/60 Hz Chassis with remote re | FIREYE INC. | MEC120R | 339.68 | 225.98 | Y | 339.68 | 295.4133 | 339.68
FIE-MEC120R | 175891 | 3 | 133476 | 120 VAC, 50/60 Hz Chassis with remote re | FIREYE INC. | MEC120R | 339.68 | 295.4133 | Y | 339.68 | 295.4133 | 339.68
FIE-MEC120RC | 175891 | 2 | 133476 | 120 VAC, 50/60 Hz Chassis with remote re | FIREYE INC. | MEC120RC | 411.84 | 533.52 | N | 411.84 | 533.52 | 533.52
FIE-MED2 | 173042 | 1 | 133476 | Daughter board with local reset switch, | FIREYE INC. | MED2 | 53.24 | 37.4 | N | 53.24 | 37.4 | 53.24
FIE-MEIR1 | 173042 | 5 | 133476 | Infrared amp, 0.8 sec FFRT. Use with 48P | FIREYE INC. | MEIR1 | 122.76 | 79.1 | N | 122.76 | 79.1 | 122.76
FIE-MEP100 | 10006 | 1 | 133476 | Programmer, Relight function, 10 sec PTF | FIREYE INC. | MEP100 | 125.4 | 117.04 | N | 125.4 | 117.04 | 125.4
FIE-MEP100 | 10008 | 1 | 133476 | Programmer, Relight function, 10 sec PTF | FIREYE INC. | MEP100 | 125.4 | 105.5 | N | 125.4 | 117.04 | 125.4
FIE-MEP100 | 10510 | 6 | 133476 | Programmer, Relight function, 10 sec PTF | FIREYE INC. | MEP100 | 125.4 | 105.04 | Y | 125.4 | 117.04 | 125.4
FIE-MEP100 | 166561 | 2 | 133476 | Programmer, Relight function, 10 sec PTF | FIREYE INC. | MEP100 | 125.4 | 115 | Y | 125.4 | 117.04 | 125.4
FIE-MEP100 | 173042 | 3 | 133476 | Programmer, Relight function, 10 sec PTF | FIREYE INC. | MEP100 | 125.4 | 116.632 | Y | 125.4 | 117.04 | 125.4
FIE-MEP100 | 175888 | 2 | 133476 | Programmer, Relight function, 10 sec PTF | FIREYE INC. | MEP100 | 125.4 | 116.02 | Y | 125.4 | 117.04 | 125.4
FIE-MEP100 | 175891 | 9 | 133476 | Programmer, Relight function, 10 sec PTF | FIREYE INC. | MEP100 | 125.4 | 105.7969 | Y | 125.4 | 117.04 | 125.4
FIE-MEP230 | 10008 | 3 | 133476 | Programmer, Selectable recycle/non-recyc | FIREYE INC. | MEP230 | 305.36 | 219.296 | N | 305.36 | 289.6956 | 305.36
FIE-MEP230 | 10510 | 3 | 133476 | Programmer, Selectable recycle/non-recyc | FIREYE INC. | MEP230 | 305.36 | 246.1022 | Y | 305.36 | 289.6956 | 305.36
FIE-MEP230 | 10770 | 2 | 133476 | Programmer, Selectable recycle/non-recyc | FIREYE INC. | MEP230 | 305.36 | 285.12 | Y | 305.36 | 289.6956 | 305.36
FIE-MEP230 | 166553 | 1 | 133476 | Programmer, Selectable recycle/non-recyc | FIREYE INC. | MEP230 | 305.36 | 278 | N | 305.36 | 289.6956 | 305.36
FIE-MEP230 | 166561 | 2 | 133476 | Programmer, Selectable recycle/non-recyc | FIREYE INC. | MEP230 | 305.36 | 278 | Y | 305.36 | 289.6956 | 305.36
FIE-MEP230 | 173042 | 1 | 133476 | Programmer, Selectable recycle/non-recyc | FIREYE INC. | MEP230 | 305.36 | 289.6956 | Y | 305.36 | 289.6956 | 305.36
FIE-MEP230 | 175888 | 1 | 133476 | Programmer, Selectable recycle/non-recyc | FIREYE INC. | MEP230 | 305.36 | 244.64 | Y | 305.36 | 289.6956 | 305.36
FIE-MEP230 | 175891 | 7 | 133476 | Programmer, Selectable recycle/non-recyc | FIREYE INC. | MEP230 | 305.36 | 265.8209 | Y | 305.36 | 289.6956 | 305.36
FIE-MEP230H | 173042 | 3 | 133476 | Programmer, Selectable recycle/non-recyc | FIREYE INC. | MEP230H | 344.96 | 316.2362 | Y | 344.96 | 316.2362 | 344.96
FIE-MEP290 | 173042 | 1 | 133476 | Programmer, Selectable recycle/non-recyc | FIREYE INC. | MEP290 | 305.36 | 192.4 | N | 305.36 | 192.4 | 305.36
FIE-MEP560 | 173042 | 2 | 133476 | Programmer, Selectable recycle/non-recyc | FIREYE INC. | MEP560 | 383.24 | 358.16 | Y | 383.24 | 358.16 | 383.24
FIE-MEP561 | 173042 | 1 | 133476 | Programmer, Selectable recycle/non-recyc | FIREYE INC. | MEP561 | 383.24 | 265.5 | N | 383.24 | 265.5 | 383.24
FIE-MEP562 | 175888 | 1 | 133476 | Programmer, Selectable TFI timing, purge | FIREYE INC. | MEP562 | 383.24 | 358.16 | Y | 383.24 | 358.16 | 383.24
FIE-MEP564 | 175891 | 1 | 133476 | Same as MEP560 except purge timings are | FIREYE INC. | MEP564 | 383.24 | 496.47 | N | 383.24 | 496.47 | 496.47
FIE-MERT1 | 175891 | 2 | 133476 | Flame rect amp. 0.8 sec FFRT. Use with 6 | FIREYE INC. | MERT1 | 61.16 | 56.0667 | Y | 61.16 | 56.0667 | 61.16
FIE-MERT4 | 10006 | 1 | 133476 | Flame rect amp. 3 sec FFRT. Use with 69N | FIREYE INC. | MERT4 | 61.16 | 56.76 | N | 61.16 | 61.16 | 61.16
FIE-MERT4 | 10008 | 1 | 133476 | Flame rect amp. 3 sec FFRT. Use with 69N | FIREYE INC. | MERT4 | 61.16 | 52 | N | 61.16 | 61.16 | 61.16
FIE-MERT4 | 10510 | 4 | 133476 | Flame rect amp. 3 sec FFRT. Use with 69N | FIREYE INC. | MERT4 | 61.16 | 50.3858 | Y | 61.16 | 61.16 | 61.16
FIE-MERT4 | 10770 | 2 | 133476 | Flame rect amp. 3 sec FFRT. Use with 69N | FIREYE INC. | MERT4 | 61.16 | 56.76 | Y | 61.16 | 61.16 | 61.16
FIE-MERT4 | 166553 | 1 | 133476 | Flame rect amp. 3 sec FFRT. Use with 69N | FIREYE INC. | MERT4 | 61.16 | 56.76 | Y | 61.16 | 61.16 | 61.16
FIE-MERT4 | 166561 | 2 | 133476 | Flame rect amp. 3 sec FFRT. Use with 69N | FIREYE INC. | MERT4 | 61.16 | 56.28 | Y | 61.16 | 61.16 | 61.16
FIE-MERT4 | 173042 | 2 | 133476 | Flame rect amp. 3 sec FFRT. Use with 69N | FIREYE INC. | MERT4 | 61.16 | 61.16 | Y | 61.16 | 61.16 | 61.16
FIE-MERT4 | 175888 | 4 | 133476 | Flame rect amp. 3 sec FFRT. Use with 69N | FIREYE INC. | MERT4 | 61.16 | 52.328 | Y | 61.16 | 61.16 | 61.16
FIE-MERT4 | 175891 | 6 | 133476 | Flame rect amp. 3 sec FFRT. Use with 69N | FIREYE INC. | MERT4 | 61.16 | 51.0625 | Y | 61.16 | 61.16 | 61.16
FIE-MEUV1 | 175891 | 4 | 133476 | UV amp, 0.8 sec FFRT. Use with UV1, UV2, | FIREYE INC. | MEUV1 | 59.4 | 52.4444 | Y | 59.4 | 52.4444 | 59.4
FIE-MEUV4 | 10008 | 3 | 133476 | UV amp, 3 sec FFRT. Use with UV1, UV2, 4 | FIREYE INC. | MEUV4 | 59.4 | 52 | N | 59.4 | 57 | 59.4
FIE-MEUV4 | 10510 | 8 | 133476 | UV amp, 3 sec FFRT. Use with UV1, UV2, 4 | FIREYE INC. | MEUV4 | 59.4 | 53.542 | Y | 59.4 | 57 | 59.4
FIE-MEUV4 | 10770 | 2 | 133476 | UV amp, 3 sec FFRT. Use with UV1, UV2, 4 | FIREYE INC. | MEUV4 | 59.4 | 55.44 | Y | 59.4 | 57 | 59.4
FIE-MEUV4 | 166553 | 2 | 133476 | UV amp, 3 sec FFRT. Use with UV1, UV2, 4 | FIREYE INC. | MEUV4 | 59.4 | 57 | N | 59.4 | 57 | 59.4
FIE-MEUV4 | 166561 | 2 | 133476 | UV amp, 3 sec FFRT. Use with UV1, UV2, 4 | FIREYE INC. | MEUV4 | 59.4 | 57 | Y | 59.4 | 57 | 59.4
FIE-MEUV4 | 173042 | 4 | 133476 | UV amp, 3 sec FFRT. Use with UV1, UV2, 4 | FIREYE INC. | MEUV4 | 59.4 | 55.44 | Y | 59.4 | 57 | 59.4
FIE-MEUV4 | 175888 | 2 | 133476 | UV amp, 3 sec FFRT. Use with UV1, UV2, 4 | FIREYE INC. | MEUV4 | 59.4 | 43.992 | Y | 59.4 | 57 | 59.4
FIE-MEUV4 | 175891 | 5 | 133476 | UV amp, 3 sec FFRT. Use with UV1, UV2, 4 | FIREYE INC. | MEUV4 | 59.4 | 47.5847 | Y | 59.4 | 57 | 59.4
FIE-MP100 | 10510 | 1 | 133476 | Programmer, Relight function. | FIREYE INC. | MP100 | 350.24 | 326.92 | Y | 350.24 | 326.92 | 350.24
FIE-MP100 | 166561 | 2 | 133476 | Programmer, Relight function. | FIREYE INC. | MP100 | 350.24 | 272.8 | Y | 350.24 | 326.92 | 350.24
FIE-MP100 | 175888 | 1 | 133476 | Programmer, Relight function. | FIREYE INC. | MP100 | 350.24 | 310 | Y | 350.24 | 326.92 | 350.24
FIE-MP100 | 175891 | 8 | 133476 | Programmer, Relight function. | FIREYE INC. | MP100 | 350.24 | 299.4445 | Y | 350.24 | 326.92 | 350.24
FIE-MP230 | 10008 | 1 | 133476 | Programmer, Selectable recycle/non-recyc | FIREYE INC. | MP230 | 844.8 | 662.394 | N | 844.8 | 789.36 | 844.8
FIE-MP230 | 10510 | 1 | 133476 | Programmer, Selectable recycle/non-recyc | FIREYE INC. | MP230 | 844.8 | 662.394 | Y | 844.8 | 789.36 | 844.8
FIE-MP230 | 10770 | 2 | 133476 | Programmer, Selectable recycle/non-recyc | FIREYE INC. | MP230 | 844.8 | 789.36 | Y | 844.8 | 789.36 | 844.8
FIE-MP230 | 166553 | 1 | 133476 | Programmer, Selectable recycle/non-recyc | FIREYE INC. | MP230 | 844.8 | 789.36 | Y | 844.8 | 789.36 | 844.8
FIE-MP230 | 166557 | 1 | 133476 | Programmer, Selectable recycle/non-recyc | FIREYE INC. | MP230 | 844.8 | 671.3283 | N | 844.8 | 789.36 | 844.8
FIE-MP230 | 166561 | 2 | 133476 | Programmer, Selectable recycle/non-recyc | FIREYE INC. | MP230 | 844.8 | 659.12 | Y | 844.8 | 789.36 | 844.8
FIE-MP230 | 175888 | 2 | 133476 | Programmer, Selectable recycle/non-recyc | FIREYE INC. | MP230 | 844.8 | 444.0128 | Y | 844.8 | 789.36 | 844.8
FIE-MP230 | 175891 | 4 | 133476 | Programmer, Selectable recycle/non-recyc | FIREYE INC. | MP230 | 844.8 | 664.8889 | Y | 844.8 | 789.36 | 844.8
FIE-MP230H | 10008 | 1 | 133476 | Programmer, Selectable recycle/non-recyc | FIREYE INC. | MP230H | 926.64 | 1082.4 | N | 926.64 | 1082.4 | 1082.4
FIE-MP230H | 10510 | 1 | 133476 | Programmer, Selectable recycle/non-recyc | FIREYE INC. | MP230H | 926.64 | 865.92 | N | 926.64 | 1082.4 | 1082.4
FIE-MP230H | 175891 | 4 | 133476 | Programmer, Selectable recycle/non-recyc | FIREYE INC. | MP230H | 926.64 | 612.85 | N | 926.64 | 1082.4 | 1082.4
FIE-MP560 | 175888 | 1 | 133476 | Programmer, Selectable recycle/non-recyc | FIREYE INC. | MP560 | 1075.36 | 738.0488 | Y | 1075.36 | 869.1185 | 1075.36
FIE-MP560 | 175891 | 2 | 133476 | Programmer, Selectable recycle/non-recyc | FIREYE INC. | MP560 | 1075.36 | 869.1185 | Y | 1075.36 | 869.1185 | 1075.36
FIE-MP561 | 173042 | 2 | 133476 | Programmer, Selectable recycle/non-recyc | FIREYE INC. | MP561 | 1075.36 | 318.5 | N | 1075.36 | 318.5 | 1075.36
FIE-NXC04 | 175891 | 2 | 133476 | 4 wire CANbus Servo-motor, 3 ft lbs., 4 | FIREYE INC. | NXC04 | 495.44 | 453.86 | Y | 495.44 | 453.86 | 495.44
FIE-NXC12 | 175891 | 1 | 133476 | 4 wire CANbus Servo-motor, 9 ft lbs., 12 | FIREYE INC. | NXC12 | 678.48 | 666.06 | N | 678.48 | 666.06 | 678.48
FIE-NXC20 | 175891 | 1 | 133476 | 4 wire CANbus Servo-motor, 14.75 ft lbs. | FIREYE INC. | NXC20 | 772.64 | 722.04 | Y | 772.64 | 722.04 | 772.64
FIE-NXC40 | 175891 | 2 | 133476 | 4 wire CANbus Servo-motor, 29.5 ft lbs., | FIREYE INC. | NXC40 | 1442.32 | 1395.02 | Y | 1442.32 | 1395.02 | 1442.32
FIE-NXCESIR | 10510 | 2 | 133476 | Plug-in Amplifier card for NXF4000. Infr | FIREYE INC. | NXCESIR | 265.32 | 209.48 | N | 265.32 | 227.4334 | 265.32
FIE-NXCESIR | 175891 | 3 | 133476 | Plug-in Amplifier card for NXF4000. Infr | FIREYE INC. | NXCESIR | 265.32 | 227.4334 | Y | 265.32 | 227.4334 | 265.32
FIE-NXCESUV | 10510 | 2 | 133476 | Plug-in Amplifier card for NXF4000. Ultr | FIREYE INC. | NXCESUV | 272.8 | 215 | N | 272.8 | 237.9513 | 272.8
FIE-NXCESUV | 175891 | 3 | 133476 | Plug-in Amplifier card for NXF4000. Ultr | FIREYE INC. | NXCESUV | 272.8 | 237.9513 | Y | 272.8 | 237.9513 | 272.8
FIE-NXD410 | 175891 | 1 | 133476 | DISPLAY MODULE FOR PPC4000 | FIREYE INC. | NXD410 | 582.6734 | 582.6734 | N | 582.6734 | 582.6734 | 582.6734
FIE-NXD410TS | 10510 | 4 | 133476 | 4.3in (diagonal) color touch screen disp | FIREYE INC. | NXD410TS | 405.24 | 319.83 | N | 405.24 | 400.3524 | 405.24
FIE-NXD410TS | 175891 | 3 | 133476 | 4.3in (diagonal) color touch screen disp | FIREYE INC. | NXD410TS | 405.24 | 400.3524 | Y | 405.24 | 400.3524 | 405.24
FIE-NXDBVSD | 175891 | 3 | 133476 | VFD interface daughter board with two VF | FIREYE INC. | NXDBVSD | 488.84 | 432.4 | Y | 488.84 | 432.4 | 488.84
FIE-NXF4000 | 10510 | 3 | 133476 | UL/CE Approved standalone parallel posit | FIREYE INC. | NXF4000 | 1114.08 | 944.24 | N | 1114.08 | 1041.04 | 1114.08
FIE-NXF4000 | 175891 | 2 | 133476 | UL/CE Approved standalone parallel posit | FIREYE INC. | NXF4000 | 1114.08 | 1041.04 | Y | 1114.08 | 1041.04 | 1114.08
FIE-PPC4000 | 10510 | 4 | 133476 | UL Approved parallel positioning control | FIREYE INC. | PPC4000 | 1123.76 | 888.24 | N | 1123.76 | 1009.36 | 1123.76
FIE-PPC4000 | 175891 | 1 | 133476 | UL Approved parallel positioning control | FIREYE INC. | PPC4000 | 1123.76 | 1009.36 | Y | 1123.76 | 1009.36 | 1123.76
FIE-PPC6000 | 175891 | 1 | 133476 | UL Approved stand-alone parallel positio | FIREYE INC. | PPC6000 | 1434.84 | 1239.04 | Y | 1434.84 | 1239.04 | 1434.84
FIE-SB560532AA | 166561 | 1 | 133476 | 120VAC,10/15TFI,UV,NO PURGE | FIREYE INC. | SB560532AA | 458.48 | 503.88 | N | 458.48 | 503.88 | 503.88
FIE-TS3504 | 10510 | 1 | 133476 | Temperature sensor, Range 32F to 350F | FIREYE INC. | TS350-4 | 381.48 | 311.52 | N | 381.48 | 311.52 | 381.48
FIE-UV1A3 | 10008 | 5 | 133476 | UV scanner, 1/2in NPT connector, 3 ft. c | FIREYE INC. | UV1A3 | 132.44 | 104 | N | 132.44 | 127.02 | 132.44
FIE-UV1A3 | 10510 | 3 | 133476 | UV scanner, 1/2in NPT connector, 3 ft. c | FIREYE INC. | UV1A3 | 132.44 | 117.3404 | Y | 132.44 | 127.02 | 132.44
FIE-UV1A3 | 10770 | 2 | 133476 | UV scanner, 1/2in NPT connector, 3 ft. c | FIREYE INC. | UV1A3 | 132.44 | 123.64 | Y | 132.44 | 127.02 | 132.44
FIE-UV1A3 | 166561 | 2 | 133476 | UV scanner, 1/2in NPT connector, 3 ft. c | FIREYE INC. | UV1A3 | 132.44 | 127.02 | Y | 132.44 | 127.02 | 132.44
FIE-UV1A3 | 173042 | 5 | 133476 | UV scanner, 1/2in NPT connector, 3 ft. c | FIREYE INC. | UV1A3 | 132.44 | 102 | Y | 132.44 | 127.02 | 132.44
FIE-UV1A3 | 175888 | 5 | 133476 | UV scanner, 1/2in NPT connector, 3 ft. c | FIREYE INC. | UV1A3 | 132.44 | 105.2451 | N | 132.44 | 127.02 | 132.44
FIE-UV1A3 | 175891 | 10 | 133476 | UV scanner, 1/2in NPT connector, 3 ft. c | FIREYE INC. | UV1A3 | 132.44 | 120.5299 | Y | 132.44 | 127.02 | 132.44
FIE-UV1A6 | 10008 | 8 | 133476 | UV scanner, 1/2in NPT connector, 6 ft. c | FIREYE INC. | UV1A6 | 157.96 | 145.6 | N | 157.96 | 151.2281 | 157.96
FIE-UV1A6 | 10510 | 2 | 133476 | UV scanner, 1/2in NPT connector, 6 ft. c | FIREYE INC. | UV1A6 | 157.96 | 146.1639 | Y | 157.96 | 151.2281 | 157.96
FIE-UV1A6 | 10770 | 2 | 133476 | UV scanner, 1/2in NPT connector, 6 ft. c | FIREYE INC. | UV1A6 | 157.96 | 147.4 | Y | 157.96 | 151.2281 | 157.96
FIE-UV1A6 | 166561 | 2 | 133476 | UV scanner, 1/2in NPT connector, 6 ft. c | FIREYE INC. | UV1A6 | 157.96 | 148.385 | Y | 157.96 | 151.2281 | 157.96
FIE-UV1A6 | 173042 | 4 | 133476 | UV scanner, 1/2in NPT connector, 6 ft. c | FIREYE INC. | UV1A6 | 157.96 | 141.1461 | Y | 157.96 | 151.2281 | 157.96
FIE-UV1A6 | 175888 | 9 | 133476 | UV scanner, 1/2in NPT connector, 6 ft. c | FIREYE INC. | UV1A6 | 157.96 | 135.6762 | Y | 157.96 | 151.2281 | 157.96
FIE-UV1A6 | 175891 | 10 | 133476 | UV scanner, 1/2in NPT connector, 6 ft. c | FIREYE INC. | UV1A6 | 157.96 | 151.2281 | Y | 157.96 | 151.2281 | 157.96
FIE-UV1AL3 | 10510 | 2 | 133476 | UV scanner, 1/2in NPT connector, front v | FIREYE INC. | UV1AL-3 | 117.92 | 113 | N | 117.92 | 113 | 117.92
FIE-UV1AL6 | 10510 | 2 | 133476 | UV scanner, 1/2in NPT connector, front v | FIREYE INC. | UV1AL-6 | 129.8 | 101.06 | N | 129.8 | 101.06 | 129.8
FIE-UV2 | 173042 | 2 | 133476 | UV scanner, 3/8in NPT connector, 3 ft. c | FIREYE INC. | UV2 | 135.96 | 96.69 | N | 135.96 | 114.7507 | 135.96
FIE-UV2 | 175888 | 2 | 133476 | UV scanner, 3/8in NPT connector, 3 ft. c | FIREYE INC. | UV2 | 135.96 | 114.7507 | Y | 135.96 | 114.7507 | 135.96
FIE-UV2 | 175891 | 4 | 133476 | UV scanner, 3/8in NPT connector, 3 ft. c | FIREYE INC. | UV2 | 135.96 | 99.3479 | Y | 135.96 | 114.7507 | 135.96
FIE-UV7A41 | 173042 | 2 | 133476 | /2" NPT straight UV scanner, 6 ft fl | FIREYE INC. | UV7A4 1 | 95.48 | 95.48 | N | 95.48 | 95.48 | 95.48
FIE-UV7SC | 175891 | -3 | 133476 | 1in NPT self-check UV scanner | FIREYE INC. | UV7SC | 821.48 | 821.48 | N | 821.48 | 821.48 | 821.48
FIE-UV8A | 175891 | 3 | 133476 | UV scanner, 1/2in NPT connector, 90 degr | FIREYE INC. | UV8A | 176.88 | 165 | Y | 176.88 | 165 | 176.88
FIE-YB110FR | 175891 | 1 | 133476 | Chassis, 120 VAC, 50/60 Hz with flame re | FIREYE INC. | YB110FR | 843.04 | 754.705 | Y | 843.04 | 754.705 | 843.04
FIE-YB110IR | 173042 | 1 | 133476 | Chassis, 120 VAC, 50/60 Hz with IR Auto- | FIREYE INC. | YB110IR | 979.44 | 880 | Y | 979.44 | 880 | 979.44
FIE-YB110IR | 175891 | 2 | 133476 | Chassis, 120 VAC, 50/60 Hz with IR Auto- | FIREYE INC. | YB110IR | 979.44 | 869.7691 | Y | 979.44 | 880 | 979.44
FIE-YB110IR2 | 173042 | 2 | 133476 | Chassis, 120 VAC, 50/60 Hz with IR Auto- | FIREYE INC. | YB110IR2 | 979.44 | 880 | Y | 979.44 | 880 | 979.44
FIE-YB110UV | 10510 | 1 | 133476 | Chassis, 120 VAC, 50/60 Hz with UV non s | FIREYE INC. | YB110UV | 849.64 | 748.1067 | N | 849.64 | 748.1067 | 849.64
FIE-YB110UV | 175891 | 2 | 133476 | Chassis, 120 VAC, 50/60 Hz with UV non s | FIREYE INC. | YB110UV | 849.64 | 748.1067 | Y | 849.64 | 748.1067 | 849.64
FIE-YB110UVSC | 175891 | 1 | 133476 | Chassis, 120 VAC, 50/60 Hz with UV self- | FIREYE INC. | YB110UVSC | 1046.32 | 929.2669 | Y | 1046.32 | 929.2669 | 1046.32
FIE-YP100 | 175888 | 1 | 133476 | Keypad selectable parameters, non-recycl | FIREYE INC. | YP100 | 737 | 470.3222 | N | 737 | 708.7219 | 737
FIE-YP100 | 175891 | 2 | 133476 | Keypad selectable parameters, non-recycl | FIREYE INC. | YP100 | 737 | 708.7219 | Y | 737 | 708.7219 | 737
FIE-YP138 | 10510 | 1 | 133476 | Keypad selectable parameters, non-recycl | FIREYE INC. | YP138 | 737 | 690 | N | 737 | 690 | 737
FIE-YP200 | 10510 | 1 | 133476 | Keypad selectable parameters, recycle op | FIREYE INC. | YP200 | 570.24 | 534 | N | 570.24 | 534 | 570.24
FIE-YP200 | 173042 | 1 | 133476 | Keypad selectable parameters, recycle op | FIREYE INC. | YP200 | 570.24 | 260.9 | N | 570.24 | 534 | 570.24
FIE-YP300 | 175891 | 1 | 133476 | Keypad selectable parameters, recycle op | FIREYE INC. | YP300 | 428.12 | 139.5 | N | 428.12 | 139.5 | 428.12
FIE-YZ300 | 175888 | 2 | 133476 | Interlock annunciator, provides first ou | FIREYE INC. | YZ300 | 775.72 | 716.72 | Y | 775.72 | 716.72 | 775.72
FIE-YZ300 | 175891 | 3 | 133476 | Interlock annunciator, provides first ou | FIREYE INC. | YZ300 | 775.72 | 633.835 | Y | 775.72 | 716.72 | 775.72
FIE-ZB110IR | 173042 | 1 | 133476 | Chassis, 120 VAC, 50/60 Hz with burner c | FIREYE INC. | ZB110IR | 1111.88 | 865 | N | 1111.88 | 865 | 1111.88
FIN-601381200040 | 166561 | 0 | 133383 | Relay, 3PDT 10A, 120V AC coil, lockable | RS AMERICAS INC. | 60.13.8.120.0040 | 18.04 | 18.04 | N | 18.04 | 18.04 | 18.04
FL132C | 166559 | 7 | 188731 | Floway 13oz aerosol degreaser | Kano Laboratories, LLC | FL132C | 14.3 | 14.3 | N | 14.3 | 14.3 | 14.3
FL34 | 10510 | 6 | 187643 | UNIWELD FlintLighter | UNIWELD PRODUCTS INC. | FL34 | 2.6521 | 2.6381 | Y | 2.6521 | 2.6381 | 2.6521
FL37 | 10510 | 5 | 187643 | UNIWELD Renewals 5 pkfor FL34 | UNIWELD PRODUCTS INC. | FL37 | 1.79 | 1.79 | Y | 1.79 | 1.79 | 1.79
FLEXIBLE SILICONE WIRE | 175883 | 1 | 134179 | Flexible Silicone Wire High and Low Temp | NEUCO INC. | FLEXIBLE SILICONE WIRE | 0 | 9.49 | N | 0 | 9.49 | 9.49
FLNR020 | 166561 | 11 | 168940 | FUS 250V TD CLASS RK5 20A | Littelfuse, Inc. | FLNR20 | 3.8302 | 3.8302 | N | 3.8302 | 3.8302 | 3.8302
FLNR030 | 166561 | 2 | 133921 | FUS 250V TD CLASS RK5 30A | HONEYWELL INTERNATIONAL ECC US (HOFS) | FLNR030 | 3.8597 | 3.8597 | N | 3.8597 | 3.8597 | 3.8597
FLNR040 | 166561 | 10 | 168940 | FUS 250V TD CLASS RK5 40A | Littelfuse, Inc. | FLNR40 | 5.236 | 5.236 | N | 5.236 | 5.236 | 5.236
FLNR050 | 166561 | 20 | 168940 | FUS 250V TD CLASS RK5 50A | Littelfuse, Inc. | FLNR50 | 5.499 | 5.499 | N | 5.499 | 5.499 | 5.499
FLNR060 | 166561 | 4 | 134179 | FUS 250V TD CLASS RK5 60A | NEUCO INC. | FLNR060 | 5.236 | 5.236 | N | 5.236 | 5.236 | 5.236
FLQ001 | 166557 | 10 | 133921 | 1A, 500v T/D Midget Fuse | HONEYWELL INTERNATIONAL ECC US (HOFS) | FLQ001 | 9.62 | 7.214 | N | 9.62 | 7.214 | 9.62
FLQ004 | 166557 | 9 | 133921 | 4A, 500v Time Delay Midget Fuse | HONEYWELL INTERNATIONAL ECC US (HOFS) | FLQ004 | 11.74 | 7.214 | Y | 11.74 | 11.7429 | 11.7429
FLQ004 | 166561 | 13 | 133921 | 4A, 500v Time Delay Midget Fuse | HONEYWELL INTERNATIONAL ECC US (HOFS) | FLQ004 | 11.74 | 11.7429 | N | 11.74 | 11.7429 | 11.7429
FLQ006 | 166557 | 10 | 168940 | 6amp fuse- Time delay | Littelfuse, Inc. | FLQ006 | 7.214 | 7.214 | N | 7.214 | 7.214 | 7.214
FLQ010 | 166557 | 2 | 168940 | 10A, 500v Time Delay Midget Fuse | Littelfuse, Inc. | FLQ010 | 7.214 | 7.214 | Y | 7.214 | 7.214 | 7.214
FLQ015 | 166561 | 10 | 168940 | 15A, 500v Time Delay Midget Fuse | Littelfuse, Inc. | FLQ015 | 11.3029 | 11.3029 | N | 11.3029 | 11.3029 | 11.3029
FLQ020 | 166557 | 4 | 168940 | 20A, 500v Time Delay Midget Fuse | Littelfuse, Inc. | FLQ020 | 7.3971 | 7.214 | Y | 7.3971 | 7.3971 | 7.3971
FLQ020 | 166561 | 3 | 168940 | 20A, 500v Time Delay Midget Fuse | Littelfuse, Inc. | FLQ020 | 7.3971 | 7.3971 | N | 7.3971 | 7.3971 | 7.3971
FLR10 | 166561 | 9 | 169035 | 10" MULTI-POINT FLO CROSS RING | United Enertech | FL-R-10 | 38.1484 | 38.1484 | N | 38.1484 | 38.1484 | 38.1484
FLR16 | 166561 | 2 | 169035 | 16" multi-point flo cross ring | United Enertech | FL-R-16 | 46.905 | 46.905 | N | 46.905 | 46.905 | 46.905
FLR18 | 166561 | 2 | 169035 | 18" multi-point flo cross ring | United Enertech | FL-R-18 | 53.02 | 53.02 | N | 53.02 | 53.02 | 53.02
FLR20 | 166561 | 2 | 169035 | 20" MULTI-POINT FLO CROSS RING | United Enertech | FL-R-20 | 58.58 | 58.58 | N | 58.58 | 58.58 | 58.58
FLSR005 | 166557 | 3 | 168940 | FUSE 600V TD CLASS RK 5 5A | Littelfuse, Inc. | FLSR005 | 6.88 | 6.88 | N | 6.88 | 6.88 | 6.88
FLSR010 | 166561 | 4 | 168940 | FUSE 600V TD CLASS RK 5 10A | Littelfuse, Inc. | FLSR010 | 8.635 | 8.635 | N | 8.635 | 8.635 | 8.635
FLSR015 | 166561 | 1 | 168940 | FUSE 600V TD CLASS RK 5 15A | Littelfuse, Inc. | FLSR015 | 7.627 | 7.627 | N | 7.627 | 7.627 | 7.627
FLSR030 | 166561 | 1 | 168940 | FUSE 600V TD CLASS RK 5 30A | Littelfuse, Inc. | FLSR030 | 7.5119 | 7.5119 | N | 7.5119 | 7.5119 | 7.5119
FLSR040 | 166557 | 7 | 133921 | FUSE 600V TD CLASS RK 5 40A | HONEYWELL INTERNATIONAL ECC US (HOFS) | FLSR040 | 10.418 | 10.418 | N | 10.418 | 10.418 | 10.418
FLUKE52260HZ | 175891 | 2 | 133849 | FLUKE DUAL INPUT K/J THERMOMETER | FLUKE ELECTRONICS CORPORATION | FLUKE52260HZ | 406.6 | 406.6 | Y | 406.6 | 406.6 | 406.6
FM110A901A | 166553 | 11 | 168938 | Sonalert Horn 110VAC/VDC (MC09201Q) | Lectro Components, Inc. | FM-110A-901A | 12.7742 | 11.33 | N | 12.7742 | 12.7742 | 12.7742
FM110A901A | 166559 | 1 | 168938 | Sonalert Horn 110VAC/VDC (MC09201Q) | Lectro Components, Inc. | FM-110A-901A | 12.7742 | 11.33 | N | 12.7742 | 12.7742 | 12.7742
FM110A901A | 166561 | 6 | 168938 | Sonalert Horn 110VAC/VDC (MC09201Q) | Lectro Components, Inc. | FM-110A-901A | 12.7742 | 12.7742 | N | 12.7742 | 12.7742 | 12.7742
FM1D20A24 | 166553 | 2 | 134342 | ***OBSELETE*** Timer, Electronic | SCHNEIDER ELECTRIC BUILDINGS AMERICAS, INC | FM1D20A24 | 130.48 | 130.48 | N | 130.48 | 130.48 | 130.48
FM1D20A24 | 175891 | 1 | 134342 | ***OBSELETE*** Timer, Electronic | SCHNEIDER ELECTRIC BUILDINGS AMERICAS, INC | FM1D20A24 | 130.48 | 130.48 | Y | 130.48 | 130.48 | 130.48
FM1D20AAV | 10008 | 4 | 133886 | 120V 15A 24/7 Timer;SurfaceMnt | INTERMATIC INC. | FM1D20AAV | 129.24 | 134.7995 | Y | 129.24 | 159.278 | 159.278
FM1D20AAV | 10510 | 1 | 133886 | 120V 15A 24/7 Timer;SurfaceMnt | INTERMATIC INC. | FM1D20AAV | 129.24 | 129.24 | Y | 129.24 | 159.278 | 159.278
FM1D20AAV | 166553 | 1 | 133886 | 120V 15A 24/7 Timer;SurfaceMnt | INTERMATIC INC. | FM1D20AAV | 129.24 | 129.24 | N | 129.24 | 159.278 | 159.278
FM1D20AAV | 166557 | 1 | 133886 | 120V 15A 24/7 Timer;SurfaceMnt | INTERMATIC INC. | FM1D20AAV | 129.24 | 136.99 | Y | 129.24 | 159.278 | 159.278
FM1D20AAV | 173042 | 3 | 133886 | 120V 15A 24/7 Timer;SurfaceMnt | INTERMATIC INC. | FM1D20AAV | 129.24 | 159.278 | Y | 129.24 | 159.278 | 159.278
FM1D20AAV | 175890 | 1 | 133886 | 120V 15A 24/7 Timer;SurfaceMnt | INTERMATIC INC. | FM1D20AAV | 129.24 | 114.11 | Y | 129.24 | 159.278 | 159.278
FM1D20ALV | 173042 | 6 | 133886 | 24-H,7-D,12VDC,24VAC ELCT SRFC | INTERMATIC INC. | FM1D20A-LV | 138.31 | 143.15 | Y | 138.31 | 143.15 | 143.15
FM1D20E120 | 10510 | 44 | 133886 | Grasslin timer 120V SPDT24 hr/7 day 20 p | INTERMATIC INC. | FM1D20E-120 | 91.24 | 90.6993 | Y | 91.24 | 90.6993 | 91.24
FM1D50A120 | 10510 | 1 | 133886 | ELECTRONIC 24-HOUR/7-DAY TIMER MODULE | INTERMATIC INC. | FM1D50A120 | 160.63 | 160.63 | Y | 160.63 | 160.63 | 160.63
FM1D50A120 | 175891 | 1 | 133886 | ELECTRONIC 24-HOUR/7-DAY TIMER MODULE | INTERMATIC INC. | FM1D50A120 | 160.63 | 148.57 | Y | 160.63 | 160.63 | 160.63
FM1D50ALV | 10510 | 3 | 133886 | 24-Hour or 7-Day 12/24VDC, 24VAC Electro | INTERMATIC INC. | FM1D50A-LV | 152.78 | 152.78 | Y | 152.78 | 152.78 | 152.78
FM1STUZ120U | 10510 | 1 | 133886 | Intermatic 7 day timer dip switch | INTERMATIC INC. | FM1STUZH-120U | 39.9 | 43.09 | Y | 39.9 | 43.09 | 43.09
FM24A901A | 166553 | 1 | 168938 | Sonalert Horn 24VAC/VDC (MW090550Q) | Lectro Components, Inc. | FM-24A-901A | 10.93 | 10.93 | N | 10.93 | 10.93 | 10.93
FM24A901A | 166559 | 4 | 168938 | Sonalert Horn 24VAC/VDC (MW090550Q) | Lectro Components, Inc. | FM-24A-901A | 10.93 | 10.93 | Y | 10.93 | 10.93 | 10.93
FM2D50120 | 173042 | 1 | 134012 | 2 CHANNEL, 7DAY, 120V, 42 PRG, AUTO DAYL | JOHNSON CONTROLS NORTH AMERICAN PRODUCTS (JCI) | FM2D50-120 | 687.84 | 199.65 | N | 687.84 | 199.65 | 687.84
FMD16DS110V1 | 166561 | 2 | 164144 | RED 22 MM LED 110V | FactoryMation, LLC | FMD16-DS110V-1 | 5 | 5 | N | 5 | 5 | 5
FMD16DS110V2 | 166561 | 2 | 134179 | GREEN 22 MM LED 110V | NEUCO INC. | FMD16DS110V2 | 5 | 5 | N | 5 | 5 | 5
FMD16DS110V3 | 166561 | 2 | 134179 | YELLOW 22 MM LED 110V | NEUCO INC. | FMD16DS110V3 | 5 | 5 | N | 5 | 5 | 5
FMD16DS24V1 | 166561 | 4 | 134179 | RED 22 MM LED 24V | NEUCO INC. | FMD16DS24V1 | 5 | 5 | N | 5 | 5 | 5
FMD16DS24V2 | 166561 | 3 | 134179 | GREEN 22 MM LED 24V | NEUCO INC. | FMD16DS24V2 | 5 | 5 | N | 5 | 5 | 5
FMSP36 | 10008 | -1 | 134385 | HEATER ELEMENT | SPRECHER AND SCHUH, INC. | P36 | 20.4776 | 6.9321 | Y | 20.4776 | 6.9321 | 20.4776
FND-ADIN35 | 10770 | 5 | 133826 | DIN rail 35mm x 7.5mm x 1meter | FUNCTIONAL DEVICES, INC. | ADIN35 | 5.61 | 4.2 | N | 5.61 | 4.2 | 5.61
FND-AT42 | 175883 | 5 | 133826 | AdapTrack Mounting Rail 4.00 Width x | FUNCTIONAL DEVICES, INC. | AT4-2 | 1.12 | 0.57 | N | 1.12 | 0.57 | 1.12
FND-KEYSET | 175883 | 5 | 133826 | Set of Two Metal Enclosure Replacement | FUNCTIONAL DEVICES, INC. | KEYSET | 3.37 | 2.52 | N | 3.37 | 2.52 | 3.37
FND-MH3800 | 10008 | 1 | 133826 | Metal Housing NEMA1 24.5H x 12.5W x 6.5D | FUNCTIONAL DEVICES, INC. | MH3800 | 162.96 | 66.02 | N | 162.96 | 66.02 | 162.96
FND-MH3804S | 175883 | 1 | 133826 | Metal Housing NEMA 1 24.5 H x 12.5 | FUNCTIONAL DEVICES, INC. | MH3804S | 194.58 | 166.9 | N | 194.58 | 166.9 | 194.58
FND-MH5804L | 175883 | 3 | 133826 | NEMA-1 METAL ENCLOSURE 36"X25" | FUNCTIONAL DEVICES, INC. | MH5804L | 519.62 | 476.56 | N | 519.62 | 476.56 | 519.62
FND-MH5804LL4 | 173042 | 1 | 133826 | Metal Housing NEMA 1 36.0 H x 25.0 | FUNCTIONAL DEVICES, INC. | MH5804L-L4 | 597.72 | 498.43 | N | 597.72 | 498.43 | 597.72
FND-MKL3 | 175883 | 2 | 133826 | MKL-3FDI | FUNCTIONAL DEVICES, INC. | MKL-3 | 36.72 | 16.47 | N | 36.72 | 16.47 | 36.72
FND-MKL4 | 175883 | 10 | 133826 | Coin Locking Key Latch Assembly for Use | FUNCTIONAL DEVICES, INC. | MKL-4 | 13.87 | 5.03 | N | 13.87 | 5.03 | 13.87
FND-MT21212 | 166553 | 3 | 133826 | Mounting Snap Track, 2.75" W x 12" L | FUNCTIONAL DEVICES, INC. | MT212-12 | 4.11 | 3.7011 | Y | 4.11 | 3.99 | 4.11
FND-MT21212 | 166559 | 2 | 133826 | Mounting Snap Track, 2.75" W x 12" L | FUNCTIONAL DEVICES, INC. | MT212-12 | 4.11 | 3.7378 | Y | 4.11 | 3.99 | 4.11
FND-MT21212 | 173042 | 2 | 133826 | Mounting Snap Track, 2.75" W x 12" L | FUNCTIONAL DEVICES, INC. | MT212-12 | 4.11 | 3.99 | Y | 4.11 | 3.99 | 4.11
FND-MT2122 | 10008 | 1 | 133826 | 2.75 mounting track | FUNCTIONAL DEVICES, INC. | MT212-2 | 0.58 | 1.3962 | N | 0.58 | 1.3962 | 1.3962
FND-MT21224 | 173042 | 3 | 133826 | MT212-24 FDI | FUNCTIONAL DEVICES, INC. | MT212-24 | 7.79 | 7.79 | N | 7.79 | 7.79 | 7.79
FND-MT21248 | 166553 | 18 | 133826 | Relay Track 2.75 x 48 | FUNCTIONAL DEVICES, INC. | MT212-48 | 12.41 | 11.35 | Y | 12.41 | 11.35 | 12.41
FND-MT2126 | 175891 | 4 | 133826 | 2.75 x 6 Mounting track | FUNCTIONAL DEVICES, INC. | MT212-6 | 2.55 | 2.55 | Y | 2.55 | 2.55 | 2.55
FND-MT412 | 10008 | 2 | 133826 | Mounting Track 4.00X12.00 | FUNCTIONAL DEVICES, INC. | MT4-12 | 4.11 | 2.88 | N | 4.11 | 3.8786 | 4.11
FND-MT412 | 10510 | 18 | 133826 | Mounting Track 4.00X12.00 | FUNCTIONAL DEVICES, INC. | MT4-12 | 4.11 | 3.6142 | Y | 4.11 | 3.8786 | 4.11
FND-MT412 | 166553 | 6 | 133826 | Mounting Track 4.00X12.00 | FUNCTIONAL DEVICES, INC. | MT4-12 | 4.11 | 3.5738 | Y | 4.11 | 3.8786 | 4.11
FND-MT412 | 166559 | 4 | 133826 | Mounting Track 4.00X12.00 | FUNCTIONAL DEVICES, INC. | MT4-12 | 4.11 | 3.5738 | Y | 4.11 | 3.8786 | 4.11
FND-MT412 | 173042 | 19 | 133826 | Mounting Track 4.00X12.00 | FUNCTIONAL DEVICES, INC. | MT4-12 | 4.11 | 3.8786 | Y | 4.11 | 3.8786 | 4.11
FND-MT412 | 175891 | 10 | 133826 | Mounting Track 4.00X12.00 | FUNCTIONAL DEVICES, INC. | MT4-12 | 4.11 | 3.7568 | Y | 4.11 | 3.8786 | 4.11
FND-MT42 | 10008 | 2 | 133826 | MOUNTING TRACK 4X2 INCHES | FUNCTIONAL DEVICES, INC. | MT4-2 | 0.68 | 0.45 | N | 0.68 | 0.45 | 0.68
FND-MT424 | 166559 | 2 | 133826 | 4" MOUNTING TRACK 24" LENGTH | FUNCTIONAL DEVICES, INC. | MT4-24 | 7.17 | 6.53 | Y | 7.17 | 6.72 | 7.17
FND-MT424 | 175883 | 3 | 133826 | 4" MOUNTING TRACK 24" LENGTH | FUNCTIONAL DEVICES, INC. | MT4-24 | 7.17 | 6.72 | N | 7.17 | 6.72 | 7.17
FND-MT44 | 10008 | 2 | 133826 | Mounting Track 4.00 x 4 in. | FUNCTIONAL DEVICES, INC. | MT4-4 | 1.84 | 1.84 | Y | 1.84 | 1.84 | 1.84
FND-MT44 | 175883 | 6 | 133826 | Mounting Track 4.00 x 4 in. | FUNCTIONAL DEVICES, INC. | MT4-4 | 1.84 | 1.53 | Y | 1.84 | 1.84 | 1.84
FND-MT44 | 175891 | 21 | 133826 | Mounting Track 4.00 x 4 in. | FUNCTIONAL DEVICES, INC. | MT4-4 | 1.84 | 1.53 | Y | 1.84 | 1.84 | 1.84
FND-MT448 | 166553 | 13 | 133826 | MT4-48 Relay Track 4 x 48 | FUNCTIONAL DEVICES, INC. | MT4-48 | 15.2 | 11.35 | Y | 15.2 | 11.35 | 15.2
FND-MT448 | 166557 | 1 | 133826 | MT4-48 Relay Track 4 x 48 | FUNCTIONAL DEVICES, INC. | MT4-48 | 15.2 | 8.7383 | N | 15.2 | 11.35 | 15.2
FND-MT46 | 173042 | 50 | 133826 | Mounting Track 4.00 x 6 in. | FUNCTIONAL DEVICES, INC. | MT4-6 | 2.62 | 2.37 | Y | 2.62 | 2.37 | 2.62
FND-MT46 | 175888 | 4 | 133826 | Mounting Track 4.00 x 6 in. | FUNCTIONAL DEVICES, INC. | MT4-6 | 2.62 | 1.9478 | N | 2.62 | 2.37 | 2.62
FND-PSB100AB10 | 10006 | 2 | 133826 | PSB 100Va, 120-24Vac, 10amp, Brack | FUNCTIONAL DEVICES, INC. | PSB100AB10 | 90.27 | 78.4163 | N | 90.27 | 161.5 | 161.5
FND-PSB100AB10 | 10008 | 1 | 133826 | PSB 100Va, 120-24Vac, 10amp, Brack | FUNCTIONAL DEVICES, INC. | PSB100AB10 | 90.27 | 161.5 | N | 90.27 | 161.5 | 161.5
FND-PSB100AB10 | 166553 | 1 | 133826 | PSB 100Va, 120-24Vac, 10amp, Brack | FUNCTIONAL DEVICES, INC. | PSB100AB10 | 90.27 | 78.4163 | N | 90.27 | 161.5 | 161.5
FND-PSB100AB10 | 166559 | 17 | 133826 | PSB 100Va, 120-24Vac, 10amp, Brack | FUNCTIONAL DEVICES, INC. | PSB100AB10 | 90.27 | 78.6694 | Y | 90.27 | 161.5 | 161.5
FND-PSB100AB10 | 166560 | 8 | 133826 | PSB 100Va, 120-24Vac, 10amp, Brack | FUNCTIONAL DEVICES, INC. | PSB100AB10 | 90.27 | 78.72 | Y | 90.27 | 161.5 | 161.5
FND-PSB100AB10 | 175883 | 23 | 133826 | PSB 100Va, 120-24Vac, 10amp, Brack | FUNCTIONAL DEVICES, INC. | PSB100AB10 | 90.27 | 77.4716 | Y | 90.27 | 161.5 | 161.5
FND-PSB100AB10 | 175888 | 3 | 133826 | PSB 100Va, 120-24Vac, 10amp, Brack | FUNCTIONAL DEVICES, INC. | PSB100AB10 | 90.27 | 78.72 | Y | 90.27 | 161.5 | 161.5
FND-PSB40AB10 | 166560 | 12 | 133826 | Open Bracket Single 40VA 120 to 24Vac | FUNCTIONAL DEVICES, INC. | PSB40AB10 | 89.05 | 69.0719 | Y | 89.05 | 69.0719 | 89.05
FND-PSB40AB10 | 175883 | 35 | 133826 | Open Bracket Single 40VA 120 to 24Vac | FUNCTIONAL DEVICES, INC. | PSB40AB10 | 89.05 | 60.25 | N | 89.05 | 69.0719 | 89.05
FND-PSB40AB10 | 175888 | 10 | 133826 | Open Bracket Single 40VA 120 to 24Vac | FUNCTIONAL DEVICES, INC. | PSB40AB10 | 89.05 | 60.25 | Y | 89.05 | 69.0719 | 89.05
FND-PSC40AB10 | 166553 | 3 | 133826 | Enclosed single 10amp switch/breaker; 40 | FUNCTIONAL DEVICES, INC. | PSC40AB10 | 96.19 | 76.46 | N | 96.19 | 76.46 | 96.19
FND-PSH100A | 10006 | 4 | 133826 | Enclosed single 100va power supply; | FUNCTIONAL DEVICES, INC. | PSH100A | 83.54 | 76.3697 | Y | 83.54 | 80.735 | 83.54
FND-PSH100A | 10008 | 7 | 133826 | Enclosed single 100va power supply; | FUNCTIONAL DEVICES, INC. | PSH100A | 83.54 | 79.6787 | Y | 83.54 | 80.735 | 83.54
FND-PSH100A | 10770 | 19 | 133826 | Enclosed single 100va power supply; | FUNCTIONAL DEVICES, INC. | PSH100A | 83.54 | 76.37 | Y | 83.54 | 80.735 | 83.54
FND-PSH100A | 166557 | 5 | 133826 | Enclosed single 100va power supply; | FUNCTIONAL DEVICES, INC. | PSH100A | 83.54 | 76.37 | Y | 83.54 | 80.735 | 83.54
FND-PSH100A | 166560 | 4 | 133826 | Enclosed single 100va power supply; | FUNCTIONAL DEVICES, INC. | PSH100A | 83.54 | 76.37 | N | 83.54 | 80.735 | 83.54
FND-PSH100A | 166561 | 9 | 133826 | Enclosed single 100va power supply; | FUNCTIONAL DEVICES, INC. | PSH100A | 83.54 | 80.3533 | Y | 83.54 | 80.735 | 83.54
FND-PSH100A | 173042 | 3 | 133826 | Enclosed single 100va power supply; | FUNCTIONAL DEVICES, INC. | PSH100A | 83.54 | 79.1277 | Y | 83.54 | 80.735 | 83.54
FND-PSH100A | 175883 | 5 | 133826 | Enclosed single 100va power supply; | FUNCTIONAL DEVICES, INC. | PSH100A | 83.54 | 80.735 | Y | 83.54 | 80.735 | 83.54
FND-PSH100A | 175888 | 3 | 133826 | Enclosed single 100va power supply; | FUNCTIONAL DEVICES, INC. | PSH100A | 83.54 | 76.37 | Y | 83.54 | 80.735 | 83.54
FND-PSH100A | 175891 | 4 | 133826 | Enclosed single 100va power supply; | FUNCTIONAL DEVICES, INC. | PSH100A | 83.54 | 79.238 | Y | 83.54 | 80.735 | 83.54
FND-PSH100A100A | 175891 | 6 | 133826 | FUNCTIONAL DEVICES POWER SUPPLY | FUNCTIONAL DEVICES, INC. | PSH100A100A | 142.83 | 139.5425 | Y | 142.83 | 139.5425 | 142.83
FND-PSH100A100AB10 | 10510 | 7 | 133826 | Power Supply | FUNCTIONAL DEVICES, INC. | PSH100A100AB10 | 152.18 | 139.5329 | Y | 152.18 | 152.18 | 152.18
FND-PSH100A100AB10 | 175883 | 0 | 133826 | Power Supply | FUNCTIONAL DEVICES, INC. | PSH100A100AB10 | 152.18 | 139.249 | Y | 152.18 | 152.18 | 152.18
FND-PSH100A100AB10 | 175888 | 2 | 133826 | Power Supply | FUNCTIONAL DEVICES, INC. | PSH100A100AB10 | 152.18 | 152.18 | Y | 152.18 | 152.18 | 152.18
FND-PSH100AB10 | 10006 | 1 | 133826 | Power Supply | FUNCTIONAL DEVICES, INC. | PSH100AB10 | 96.9 | 80.3333 | N | 96.9 | 93.4125 | 96.9
FND-PSH100AB10 | 10510 | 5 | 133826 | Power Supply | FUNCTIONAL DEVICES, INC. | PSH100AB10 | 96.9 | 82.9096 | Y | 96.9 | 93.4125 | 96.9
FND-PSH100AB10 | 166557 | 2 | 133826 | Power Supply | FUNCTIONAL DEVICES, INC. | PSH100AB10 | 96.9 | 82.2958 | Y | 96.9 | 93.4125 | 96.9
FND-PSH100AB10 | 166561 | 7 | 133826 | Power Supply | FUNCTIONAL DEVICES, INC. | PSH100AB10 | 96.9 | 92.5405 | Y | 96.9 | 93.4125 | 96.9
FND-PSH100AB10 | 173042 | 3 | 133826 | Power Supply | FUNCTIONAL DEVICES, INC. | PSH100AB10 | 96.9 | 82.95 | Y | 96.9 | 93.4125 | 96.9
FND-PSH100AB10 | 175883 | 4 | 133826 | Power Supply | FUNCTIONAL DEVICES, INC. | PSH100AB10 | 96.9 | 82.9355 | Y | 96.9 | 93.4125 | 96.9
FND-PSH100AB10 | 175888 | 6 | 133826 | Power Supply | FUNCTIONAL DEVICES, INC. | PSH100AB10 | 96.9 | 82.95 | Y | 96.9 | 93.4125 | 96.9
FND-PSH100AB10 | 175891 | 0 | 133826 | Power Supply | FUNCTIONAL DEVICES, INC. | PSH100AB10 | 96.9 | 93.4125 | Y | 96.9 | 93.4125 | 96.9
FND-PSH100AB10DC | 10770 | 2 | 133826 | DC Power Supply Single Switching 120 | FUNCTIONAL DEVICES, INC. | PSH100AB10-DC | 211.45 | 180.23 | Y | 211.45 | 180.23 | 211.45
FND-PSH100AB10EXT2 | 166561 | 7 | 133826 | Enclosed Sing.100VA 120 to 24Vac UL | FUNCTIONAL DEVICES, INC. | PSH100AB10-EXT2 | 139.67 | 135.6477 | Y | 139.67 | 135.6477 | 139.67
FND-PSH200A | 10006 | 3 | 133826 | Enclosed 40VAx5 multi tap 120-480 to | FUNCTIONAL DEVICES, INC. | PSH200A | 296.28 | 264.68 | N | 296.28 | 264.68 | 296.28
FND-PSH200AB10LVC | 175891 | 2 | 133826 | 200VA Power Supply(5) 40VA O/P | FUNCTIONAL DEVICES, INC. | PSH200AB10-LVC | 479.06 | 254.0105 | N | 479.06 | 254.0105 | 479.06
FND-PSH24DWB10 | 10010 | 1 | 133826 | ENCLOSED 120VAC-24VDC/2.5A PS W/10A | FUNCTIONAL DEVICES, INC. | PSH24DWB10 | 199.85 | 163.43 | N | 199.85 | 163.43 | 199.85
FND-PSH300A | 10008 | 13 | 133826 | Power Supply, Enclosed | FUNCTIONAL DEVICES, INC. | PSH300A | 248.91 | 241.4691 | Y | 248.91 | 248.91 | 248.91
FND-PSH300A | 166553 | 0 | 133826 | Power Supply, Enclosed | FUNCTIONAL DEVICES, INC. | PSH300A | 248.91 | 231.01 | N | 248.91 | 248.91 | 248.91
FND-PSH300A | 173042 | 5 | 133826 | Power Supply, Enclosed | FUNCTIONAL DEVICES, INC. | PSH300A | 248.91 | 231.01 | Y | 248.91 | 248.91 | 248.91
FND-PSH300A | 175891 | 3 | 133826 | Power Supply, Enclosed | FUNCTIONAL DEVICES, INC. | PSH300A | 248.91 | 248.91 | Y | 248.91 | 248.91 | 248.91
FND-PSH300AB10LVC | 10008 | 3 | 133826 | Power Supply | FUNCTIONAL DEVICES, INC. | PSH300AB10-LVC | 412.22 | 376.08 | N | 412.22 | 376.08 | 412.22
FND-PSH300AB10LVC | 10510 | 4 | 133826 | Power Supply | FUNCTIONAL DEVICES, INC. | PSH300AB10-LVC | 412.22 | 376.08 | Y | 412.22 | 376.08 | 412.22
FND-PSH300AB10LVC | 175883 | 2 | 133826 | Power Supply | FUNCTIONAL DEVICES, INC. | PSH300AB10-LVC | 412.22 | 376.08 | Y | 412.22 | 376.08 | 412.22
FND-PSH300AB10LVC | 175891 | 1 | 133826 | Power Supply | FUNCTIONAL DEVICES, INC. | PSH300AB10-LVC | 412.22 | 302.293 | Y | 412.22 | 376.08 | 412.22
FND-PSH40A | 166557 | 2 | 133826 | Enclosed Single 40VA, 120 Vac to 24 Vac, | FUNCTIONAL DEVICES, INC. | PSH40A | 83.03 | 67.9 | N | 83.03 | 67.9 | 83.03
FND-PSH40AB10 | 10006 | 4 | 133826 | Single 40 VA Power Supply 120 Vac to 2 | FUNCTIONAL DEVICES, INC. | PSH40AB10 | 97.72 | 69.23 | N | 97.72 | 69.23 | 97.72
FND-PSH40AB10EXT2 | 166561 | 3 | 133826 | ENCL SING 40VA PS 120-24 VAC EXT COR | FUNCTIONAL DEVICES, INC. | PSH40AB10-EXT2 | 135.05 | 81.05 | N | 135.05 | 81.05 | 135.05
FND-PSH40ANWB10 | 10008 | 1 | 133826 | Enc 40VA 120 to 24Vac UL class 2 pwr sup | FUNCTIONAL DEVICES, INC. | PSH40ANWB10 | 36.01 | 36.01 | N | 36.01 | 36.01 | 36.01
FND-PSH500A | 10008 | 6 | 133826 | Power Supply, Enclosed | FUNCTIONAL DEVICES, INC. | PSH500A | 340.51 | 314.89 | Y | 340.51 | 327.7 | 340.51
FND-PSH500A | 166559 | 1 | 133826 | Power Supply, Enclosed | FUNCTIONAL DEVICES, INC. | PSH500A | 340.51 | 314.89 | N | 340.51 | 327.7 | 340.51
FND-PSH500A | 173042 | 2 | 133826 | Power Supply, Enclosed | FUNCTIONAL DEVICES, INC. | PSH500A | 340.51 | 327.7 | Y | 340.51 | 327.7 | 340.51
FND-PSH500A | 175888 | 2 | 133826 | Power Supply, Enclosed | FUNCTIONAL DEVICES, INC. | PSH500A | 340.51 | 314.89 | Y | 340.51 | 327.7 | 340.51
FND-PSH500A | 175891 | 3 | 133826 | Power Supply, Enclosed | FUNCTIONAL DEVICES, INC. | PSH500A | 340.51 | 325.138 | Y | 340.51 | 327.7 | 340.51
FND-PSH500AB10LVC | 10510 | 4 | 133826 | 500 VA Power Supply Five 100 VA Class | FUNCTIONAL DEVICES, INC. | PSH500AB10-LVC | 480.76 | 480.76 | Y | 480.76 | 480.76 | 480.76
FND-PSH500AB10LVC | 175883 | 1 | 133826 | 500 VA Power Supply Five 100 VA Class | FUNCTIONAL DEVICES, INC. | PSH500AB10-LVC | 480.76 | 446.54 | Y | 480.76 | 480.76 | 480.76
FND-PSH500AB10LVC | 175891 | 4 | 133826 | 500 VA Power Supply Five 100 VA Class | FUNCTIONAL DEVICES, INC. | PSH500AB10-LVC | 480.76 | 446.54 | Y | 480.76 | 480.76 | 480.76
FND-PSH500AIC | 175883 | 1 | 133826 | UL508 Enclosed 100VAx5 multi-tap 120 | FUNCTIONAL DEVICES, INC. | PSH500A-IC | 395.52 | 350.31 | N | 395.52 | 350.31 | 395.52
FND-PSH500ALVC | 175883 | 18 | 133826 | Functional Devices Power Supply | FUNCTIONAL DEVICES, INC. | PSH500A-LVC | 432.28 | 432.28 | Y | 432.28 | 432.28 | 432.28
FND-PSH500ALVC | 175891 | 3 | 133826 | Functional Devices Power Supply | FUNCTIONAL DEVICES, INC. | PSH500A-LVC | 432.28 | 429.6809 | Y | 432.28 | 432.28 | 432.28
FND-PSH600UPS | 175883 | 2 | 133826 | Enclosed 600VA UPS Backup Power Control | FUNCTIONAL DEVICES, INC. | PSH600-UPS | 314.77 | 314.77 | Y | 314.77 | 314.77 | 314.77
FND-PSH600UPS | 175891 | 1 | 133826 | Enclosed 600VA UPS Backup Power Control | FUNCTIONAL DEVICES, INC. | PSH600-UPS | 314.77 | 306.87 | Y | 314.77 | 314.77 | 314.77
FND-PSH600UPSBC | 10008 | 1 | 133826 | Power Supply | FUNCTIONAL DEVICES, INC. | PSH600-UPS-BC | 403.44 | 381.07 | Y | 403.44 | 381.07 | 403.44
FND-PSH600UPSBC | 166557 | 2 | 133826 | Power Supply | FUNCTIONAL DEVICES, INC. | PSH600-UPS-BC | 403.44 | 381.07 | N | 403.44 | 381.07 | 403.44
FND-PSH600UPSBC | 175883 | 8 | 133826 | Power Supply | FUNCTIONAL DEVICES, INC. | PSH600-UPS-BC | 403.44 | 381.07 | Y | 403.44 | 381.07 | 403.44
FND-PSH75A | 10008 | 6 | 133826 | PSH75A POWER SUPPLY | FUNCTIONAL DEVICES, INC. | PSH75A | 134.33 | 112.18 | N | 134.33 | 112.18 | 134.33
FND-PSH75A | 10770 | 2 | 133826 | PSH75A POWER SUPPLY | FUNCTIONAL DEVICES, INC. | PSH75A | 134.33 | 105.36 | Y | 134.33 | 112.18 | 134.33
FND-PSH75A75A | 175883 | 3 | 133826 | Enc. dual 75va Pwr Supply | FUNCTIONAL DEVICES, INC. | PSH75A75A | 196.15 | 69.98 | N | 196.15 | 69.98 | 196.15
FND-PSH75A75AB10 | 10006 | 1 | 133826 | Dual 75 VA, 120 to 24 Vac, UL Class 2, 1 | FUNCTIONAL DEVICES, INC. | PSH75A75AB10 | 230.55 | 112 | N | 230.55 | 131.374 | 230.55
FND-PSH75A75AB10 | 10510 | 3 | 133826 | Dual 75 VA, 120 to 24 Vac, UL Class 2, 1 | FUNCTIONAL DEVICES, INC. | PSH75A75AB10 | 230.55 | 131.374 | Y | 230.55 | 131.374 | 230.55
FND-PSH75AB10 | 10510 | 1 | 133826 | Single 75 VA Power Supply 120 to 24 Va | FUNCTIONAL DEVICES, INC. | PSH75AB10 | 155.35 | 127.05 | Y | 155.35 | 155.35 | 155.35
FND-PSH75AB10 | 166553 | 1 | 133826 | Single 75 VA Power Supply 120 to 24 Va | FUNCTIONAL DEVICES, INC. | PSH75AB10 | 155.35 | 127.05 | N | 155.35 | 155.35 | 155.35
FND-PSH75AB10 | 175888 | 2 | 133826 | Single 75 VA Power Supply 120 to 24 Va | FUNCTIONAL DEVICES, INC. | PSH75AB10 | 155.35 | 155.35 | Y | 155.35 | 155.35 | 155.35
FND-PSH75AB10 | 175891 | 1 | 133826 | Single 75 VA Power Supply 120 to 24 Va | FUNCTIONAL DEVICES, INC. | PSH75AB10 | 155.35 | 127.05 | Y | 155.35 | 155.35 | 155.35
FND-PSM19A24DAS | 166553 | 10 | 133826 | Isolated DC Power Supply 120V | FUNCTIONAL DEVICES, INC. | PSM19A24DAS | 42.4 | 35.2005 | Y | 42.4 | 35.26 | 42.4
FND-PSM19A24DAS | 166557 | 5 | 133826 | Isolated DC Power Supply 120V | FUNCTIONAL DEVICES, INC. | PSM19A24DAS | 42.4 | 35.26 | Y | 42.4 | 35.26 | 42.4
FND-PSM19A24DAS | 166559 | 4 | 133826 | Isolated DC Power Supply 120V | FUNCTIONAL DEVICES, INC. | PSM19A24DAS | 42.4 | 35.26 | Y | 42.4 | 35.26 | 42.4
FND-PSM19A24DAS | 166560 | 3 | 133826 | Isolated DC Power Supply 120V | FUNCTIONAL DEVICES, INC. | PSM19A24DAS | 42.4 | 22.44 | Y | 42.4 | 35.26 | 42.4
FND-PSM19A24DAS | 166561 | 5 | 133826 | Isolated DC Power Supply 120V | FUNCTIONAL DEVICES, INC. | PSM19A24DAS | 42.4 | 34.4525 | Y | 42.4 | 35.26 | 42.4
FND-PSM20A12DAS | 175888 | 4 | 133826 | DC Power Supply Isolated Linear 24 Va | FUNCTIONAL DEVICES, INC. | PSM20A12DAS | 52.09 | 42.21 | Y | 52.09 | 42.21 | 52.09
FND-PSM20A12DAS | 175890 | 4 | 133826 | DC Power Supply Isolated Linear 24 Va | FUNCTIONAL DEVICES, INC. | PSM20A12DAS | 52.09 | 42.21 | Y | 52.09 | 42.21 | 52.09
FND-PSM24A24DAS | 10008 | 1 | 133826 | PSM24A24DAS GEN. PUR. DC SUPPLY, | FUNCTIONAL DEVICES, INC. | PSM24A24DAS | 39.88 | 33.5 | Y | 39.88 | 33.98 | 39.88
FND-PSM24A24DAS | 166553 | 3 | 133826 | PSM24A24DAS GEN. PUR. DC SUPPLY, | FUNCTIONAL DEVICES, INC. | PSM24A24DAS | 39.88 | 33.9642 | Y | 39.88 | 33.98 | 39.88
FND-PSM24A24DAS | 166557 | 1 | 133826 | PSM24A24DAS GEN. PUR. DC SUPPLY, | FUNCTIONAL DEVICES, INC. | PSM24A24DAS | 39.88 | 33.98 | Y | 39.88 | 33.98 | 39.88
FND-PSM24A24DAS | 166559 | 11 | 133826 | PSM24A24DAS GEN. PUR. DC SUPPLY, | FUNCTIONAL DEVICES, INC. | PSM24A24DAS | 39.88 | 33.98 | Y | 39.88 | 33.98 | 39.88
FND-PSM24A24DAS | 166560 | 3 | 133826 | PSM24A24DAS GEN. PUR. DC SUPPLY, | FUNCTIONAL DEVICES, INC. | PSM24A24DAS | 39.88 | 33.98 | Y | 39.88 | 33.98 | 39.88
FND-PSM24A24DAS | 166561 | 1 | 133826 | PSM24A24DAS GEN. PUR. DC SUPPLY, | FUNCTIONAL DEVICES, INC. | PSM24A24DAS | 39.88 | 33.98 | Y | 39.88 | 33.98 | 39.88
FND-PSM24A24DAS | 175883 | 3 | 133826 | PSM24A24DAS GEN. PUR. DC SUPPLY, | FUNCTIONAL DEVICES, INC. | PSM24A24DAS | 39.88 | 33.98 | N | 39.88 | 33.98 | 39.88
FND-PSMN01SB10 | 166557 | 6 | 133826 | 120VAC 10 AMP CIRCUIT BREAKER | FUNCTIONAL DEVICES, INC. | PSMN01SB10 | 20.4 | 14.0429 | N | 20.4 | 14.0429 | 20.4
FND-PSMN01SB10 | 166561 | 6 | 133826 | 120VAC 10 AMP CIRCUIT BREAKER | FUNCTIONAL DEVICES, INC. | PSMN01SB10 | 20.4 | 11.5312 | N | 20.4 | 14.0429 | 20.4
FND-PSMN01SB4 | 175883 | 1 | 133826 | Switch 2 Position Maintained On/Off | FUNCTIONAL DEVICES, INC. | PSMN01SB4 | 20.4 | 20.51 | N | 20.4 | 20.51 | 20.51
FND-PSMN24DAS | 166553 | 6 | 133826 | Linear DC power supply, | FUNCTIONAL DEVICES, INC. | PSMN24DAS | 26.38 | 24.7714 | Y | 26.38 | 25.231 | 26.38
FND-PSMN24DAS | 166559 | 6 | 133826 | Linear DC power supply, | FUNCTIONAL DEVICES, INC. | PSMN24DAS | 26.38 | 24.5033 | Y | 26.38 | 25.231 | 26.38
FND-PSMN24DAS | 166561 | 11 | 133826 | Linear DC power supply, | FUNCTIONAL DEVICES, INC. | PSMN24DAS | 26.38 | 25.231 | Y | 26.38 | 25.231 | 26.38
FND-PSMN24DAS | 175883 | 5 | 133826 | Linear DC power supply, | FUNCTIONAL DEVICES, INC. | PSMN24DAS | 26.38 | 20.75 | Y | 26.38 | 25.231 | 26.38
FND-PSMN24SB4 | 166557 | 2 | 133826 | 24VAC 10 AMP CIRCUIT BREAKER | FUNCTIONAL DEVICES, INC. | PSMN24SB4 | 20.57 | 14.0429 | N | 20.57 | 20.51 | 20.57
FND-PSMN24SB4 | 166561 | 5 | 133826 | 24VAC 10 AMP CIRCUIT BREAKER | FUNCTIONAL DEVICES, INC. | PSMN24SB4 | 20.57 | 11.5035 | N | 20.57 | 20.51 | 20.57
FND-PSMN24SB4 | 175883 | 1 | 133826 | 24VAC 10 AMP CIRCUIT BREAKER | FUNCTIONAL DEVICES, INC. | PSMN24SB4 | 20.57 | 20.51 | N | 20.57 | 20.51 | 20.57
FND-PSMN2C2RB10 | 10510 | 1 | 133826 | Functional Devices 2.75" Track Mount UPS | FUNCTIONAL DEVICES, INC. | PSMN2C2RB10 | 75.41 | 64.65 | N | 75.41 | 64.65 | 75.41
FND-PSMN2RB10BC | 10008 | 14 | 133826 | Replacement Interface Board for PSH550-U | FUNCTIONAL DEVICES, INC. | PSMN2RB10-BC | 100.92 | 100.92 | N | 100.92 | 100.92 | 100.92
FND-PSMN40A24DS | 10510 | 2 | 133826 | 24VAC to 24VDC isolated, 1A output | FUNCTIONAL DEVICES, INC. | PSMN40A24DS | 54.23 | 43.568 | Y | 54.23 | 54.23 | 54.23
FND-PSMN40A24DS | 166553 | 1 | 133826 | 24VAC to 24VDC isolated, 1A output | FUNCTIONAL DEVICES, INC. | PSMN40A24DS | 54.23 | 54.23 | Y | 54.23 | 54.23 | 54.23
FND-PSMN40A24DS | 166559 | 1 | 133826 | 24VAC to 24VDC isolated, 1A output | FUNCTIONAL DEVICES, INC. | PSMN40A24DS | 54.23 | 44.33 | N | 54.23 | 54.23 | 54.23
FND-PSMN40A24DS | 166561 | 3 | 133826 | 24VAC to 24VDC isolated, 1A output | FUNCTIONAL DEVICES, INC. | PSMN40A24DS | 54.23 | 28.31 | Y | 54.23 | 54.23 | 54.23
FND-PSP24DA | 166561 | 7 | 133826 | Enclosed general purpose DC supply 2 | FUNCTIONAL DEVICES, INC. | PSP24DA | 31.31 | 26.67 | N | 31.31 | 26.67 | 31.31
FND-PSP24DA | 173042 | 1 | 133826 | Enclosed general purpose DC supply 2 | FUNCTIONAL DEVICES, INC. | PSP24DA | 31.31 | 26.67 | Y | 31.31 | 26.67 | 31.31
FND-PSP24DA | 175891 | 1 | 133826 | Enclosed general purpose DC supply 2 | FUNCTIONAL DEVICES, INC. | PSP24DA | 31.31 | 26.67 | Y | 31.31 | 26.67 | 31.31
FND-PSPT2RB10 | 166557 | 2 | 133826 | Power Control Center 10 Amp Switch / C | FUNCTIONAL DEVICES, INC. | PSPT2RB10 | 35.6 | 23.93 | Y | 35.6 | 23.93 | 35.6
FND-PSPT2RB10 | 175888 | 2 | 133826 | Power Control Center 10 Amp Switch / C | FUNCTIONAL DEVICES, INC. | PSPT2RB10 | 35.6 | 22.6487 | N | 35.6 | 23.93 | 35.6
FND-RIB013P | 10008 | 3 | 133826 | Relay, Control | FUNCTIONAL DEVICES, INC. | RIB013P | 77.28 | 59.96 | Y | 77.28 | 59.96 | 77.28
FND-RIB013P | 166557 | 7 | 133826 | Relay, Control | FUNCTIONAL DEVICES, INC. | RIB013P | 77.28 | 59.96 | Y | 77.28 | 59.96 | 77.28
FND-RIB013P | 166561 | 5 | 133826 | Relay, Control | FUNCTIONAL DEVICES, INC. | RIB013P | 77.28 | 59.96 | Y | 77.28 | 59.96 | 77.28
FND-RIB01BDC | 175883 | 5 | 133826 | Enclosed 20 amp, SPDT, 120v, Dry Con | FUNCTIONAL DEVICES, INC. | RIB01BDC | 24.92 | 17.56 | Y | 24.92 | 17.56 | 24.92
FND-RIB01P | 10006 | 5 | 133826 | Relay, Enclosed | FUNCTIONAL DEVICES, INC. | RIB01P | 71.4 | 41.53 | Y | 71.4 | 60.375 | 71.4
FND-RIB01P | 10008 | 6 | 133826 | Relay, Enclosed | FUNCTIONAL DEVICES, INC. | RIB01P | 71.4 | 47.786 | Y | 71.4 | 60.375 | 71.4
FND-RIB01P | 166561 | 4 | 133826 | Relay, Enclosed | FUNCTIONAL DEVICES, INC. | RIB01P | 71.4 | 49.35 | N | 71.4 | 60.375 | 71.4
FND-RIB01P | 173042 | 6 | 133826 | Relay, Enclosed | FUNCTIONAL DEVICES, INC. | RIB01P | 71.4 | 60.375 | Y | 71.4 | 60.375 | 71.4
FND-RIB01P | 175890 | 1 | 133826 | Relay, Enclosed | FUNCTIONAL DEVICES, INC. | RIB01P | 71.4 | 40.34 | N | 71.4 | 60.375 | 71.4
FND-RIB01P30SNC | 175891 | 1 | 133826 | Power Relay 30 Amp DPST-N/C Coil Sid | FUNCTIONAL DEVICES, INC. | RIB01P30-S-NC | 100.64 | 30.06 | N | 100.64 | 30.06 | 100.64
FND-RIB023P | 166557 | 6 | 133826 | Enclosed Relay 20Amp TPST 208-277Vac | FUNCTIONAL DEVICES, INC. | RIB023P | 88.91 | 58.1167 | Y | 88.91 | 58.1167 | 88.91
FND-RIB023P | 166561 | 1 | 133826 | Enclosed Relay 20Amp TPST 208-277Vac | FUNCTIONAL DEVICES, INC. | RIB023P | 88.91 | 33.871 | N | 88.91 | 58.1167 | 88.91
FND-RIB02P | 10006 | 1 | 133826 | Enclosed relay; 20amp; DPDT; 208-277Vac | FUNCTIONAL DEVICES, INC. | RIB02P | 55.08 | 29.86 | N | 55.08 | 44.4 | 55.08
FND-RIB02P | 166557 | 7 | 133826 | Enclosed relay; 20amp; DPDT; 208-277Vac | FUNCTIONAL DEVICES, INC. | RIB02P | 55.08 | 42.69 | N | 55.08 | 44.4 | 55.08
FND-RIB02P | 166561 | 5 | 133826 | Enclosed relay; 20amp; DPDT; 208-277Vac | FUNCTIONAL DEVICES, INC. | RIB02P | 55.08 | 44.4 | Y | 55.08 | 44.4 | 55.08
FND-RIB02SBDC | 10008 | 1 | 133826 | Relay | FUNCTIONAL DEVICES, INC. | RIB02SBDC | 35.22 | 14.87 | N | 35.22 | 14.87 | 35.22
FND-RIB043P | 166561 | 1 | 133826 | Relay, Enclosed | FUNCTIONAL DEVICES, INC. | RIB043P | 85.95 | 56.709 | N | 85.95 | 56.709 | 85.95
FND-RIB04P | 166561 | 4 | 133826 | Relay | FUNCTIONAL DEVICES, INC. | RIB04P | 60.08 | 48.07 | Y | 60.08 | 48.07 | 60.08
FND-RIB21CDC | 166553 | 14 | 133826 | DRY CONTACT ENCLOSED RELAY | FUNCTIONAL DEVICES, INC. | RIB21CDC | 17.82 | 14.596 | Y | 17.82 | 14.596 | 17.82
FND-RIB2401B | 10008 | 4 | 133826 | Relay, Enclosed | FUNCTIONAL DEVICES, INC. | RIB2401B | 18.02 | 17.6093 | Y | 18.02 | 18.02 | 18.02
FND-RIB2401B | 10510 | 45 | 133826 | Relay, Enclosed | FUNCTIONAL DEVICES, INC. | RIB2401B | 18.02 | 16.3524 | Y | 18.02 | 18.02 | 18.02
FND-RIB2401B | 10770 | 10 | 133826 | Relay, Enclosed | FUNCTIONAL DEVICES, INC. | RIB2401B | 18.02 | 16.193 | Y | 18.02 | 18.02 | 18.02
FND-RIB2401B | 166553 | 4 | 133826 | Relay, Enclosed | FUNCTIONAL DEVICES, INC. | RIB2401B | 18.02 | 16.2873 | Y | 18.02 | 18.02 | 18.02
FND-RIB2401B | 166557 | 9 | 133826 | Relay, Enclosed | FUNCTIONAL DEVICES, INC. | RIB2401B | 18.02 | 16.36 | Y | 18.02 | 18.02 | 18.02
FND-RIB2401B | 166559 | 7 | 133826 | Relay, Enclosed | FUNCTIONAL DEVICES, INC. | RIB2401B | 18.02 | 17.0714 | Y | 18.02 | 18.02 | 18.02
FND-RIB2401B | 166560 | 2 | 133826 | Relay, Enclosed | FUNCTIONAL DEVICES, INC. | RIB2401B | 18.02 | 16.2147 | Y | 18.02 | 18.02 | 18.02
FND-RIB2401B | 166561 | 4 | 133826 | Relay, Enclosed | FUNCTIONAL DEVICES, INC. | RIB2401B | 18.02 | 15.2187 | Y | 18.02 | 18.02 | 18.02
FND-RIB2401B | 173042 | 2 | 133826 | Relay, Enclosed | FUNCTIONAL DEVICES, INC. | RIB2401B | 18.02 | 18.02 | Y | 18.02 | 18.02 | 18.02
FND-RIB2401B | 175883 | -5 | 133826 | Relay, Enclosed | FUNCTIONAL DEVICES, INC. | RIB2401B | 18.02 | 16.36 | Y | 18.02 | 18.02 | 18.02
FND-RIB2401B | 175888 | 12 | 133826 | Relay, Enclosed | FUNCTIONAL DEVICES, INC. | RIB2401B | 18.02 | 17.4182 | Y | 18.02 | 18.02 | 18.02
FND-RIB2401B | 175890 | 3 | 133826 | Relay, Enclosed | FUNCTIONAL DEVICES, INC. | RIB2401B | 18.02 | 16.1764 | Y | 18.02 | 18.02 | 18.02
FND-RIB2401B | 175891 | 11 | 133826 | Relay, Enclosed | FUNCTIONAL DEVICES, INC. | RIB2401B | 18.02 | 18.02 | Y | 18.02 | 18.02 | 18.02
FND-RIB2401B2G | 10006 | 3 | 133826 | Enclosed Relay 20 Amp DPDT with 24 Vac/d | FUNCTIONAL DEVICES, INC. | RIB2401B2G | 41.82 | 29.7091 | Y | 41.82 | 39.8083 | 41.82
FND-RIB2401B2G | 10008 | 30 | 133826 | Enclosed Relay 20 Amp DPDT with 24 Vac/d | FUNCTIONAL DEVICES, INC. | RIB2401B2G | 41.82 | 34.2134 | Y | 41.82 | 39.8083 | 41.82
FND-RIB2401B2G | 173042 | 5 | 133826 | Enclosed Relay 20 Amp DPDT with 24 Vac/d | FUNCTIONAL DEVICES, INC. | RIB2401B2G | 41.82 | 39.8083 | Y | 41.82 | 39.8083 | 41.82
FND-RIB2401C | 166559 | 1 | 133826 | SPDT ENCLOSED 24 VAC/DC/120V COIL | FUNCTIONAL DEVICES, INC. | RIB2401C | 12.78 | 10.08 | N | 12.78 | 10.08 | 12.78
FND-RIB2401C | 175883 | 12 | 133826 | SPDT ENCLOSED 24 VAC/DC/120V COIL | FUNCTIONAL DEVICES, INC. | RIB2401C | 12.78 | 10.08 | Y | 12.78 | 10.08 | 12.78
FND-RIB2401CRD | 173042 | 30 | 133826 | 10 Amp SPDT with 24/120vac, RED | FUNCTIONAL DEVICES, INC. | RIB2401C-RD | 15.23 | 10.36 | N | 15.23 | 10.36 | 15.23
FND-RIB2401D | 10006 | 7 | 133826 | RIB2401D PILOT SERIES 10A RELAY | FUNCTIONAL DEVICES, INC. | RIB2401D | 19.21 | 13.139 | N | 19.21 | 19.0785 | 19.21
FND-RIB2401D | 10008 | 16 | 133826 | RIB2401D PILOT SERIES 10A RELAY | FUNCTIONAL DEVICES, INC. | RIB2401D | 19.21 | 17.6368 | Y | 19.21 | 19.0785 | 19.21
FND-RIB2401D | 10510 | 68 | 133826 | RIB2401D PILOT SERIES 10A RELAY | FUNCTIONAL DEVICES, INC. | RIB2401D | 19.21 | 18.4769 | Y | 19.21 | 19.0785 | 19.21
FND-RIB2401D | 10770 | 2 | 133826 | RIB2401D PILOT SERIES 10A RELAY | FUNCTIONAL DEVICES, INC. | RIB2401D | 19.21 | 17.5 | Y | 19.21 | 19.0785 | 19.21
FND-RIB2401D | 166553 | 5 | 133826 | RIB2401D PILOT SERIES 10A RELAY | FUNCTIONAL DEVICES, INC. | RIB2401D | 19.21 | 17.5 | Y | 19.21 | 19.0785 | 19.21
FND-RIB2401D | 166557 | 6 | 133826 | RIB2401D PILOT SERIES 10A RELAY | FUNCTIONAL DEVICES, INC. | RIB2401D | 19.21 | 17.5 | Y | 19.21 | 19.0785 | 19.21
FND-RIB2401D | 166559 | 4 | 133826 | RIB2401D PILOT SERIES 10A RELAY | FUNCTIONAL DEVICES, INC. | RIB2401D | 19.21 | 17.431 | Y | 19.21 | 19.0785 | 19.21
FND-RIB2401D | 166561 | 6 | 133826 | RIB2401D PILOT SERIES 10A RELAY | FUNCTIONAL DEVICES, INC. | RIB2401D | 19.21 | 18.45 | Y | 19.21 | 19.0785 | 19.21
FND-RIB2401D | 173042 | 12 | 133826 | RIB2401D PILOT SERIES 10A RELAY | FUNCTIONAL DEVICES, INC. | RIB2401D | 19.21 | 19.0785 | Y | 19.21 | 19.0785 | 19.21
FND-RIB2401D | 175883 | 3 | 133826 | RIB2401D PILOT SERIES 10A RELAY | FUNCTIONAL DEVICES, INC. | RIB2401D | 19.21 | 17.5 | N | 19.21 | 19.0785 | 19.21
FND-RIB2401D | 175888 | 2 | 133826 | RIB2401D PILOT SERIES 10A RELAY | FUNCTIONAL DEVICES, INC. | RIB2401D | 19.21 | 17.6755 | Y | 19.21 | 19.0785 | 19.21
FND-RIB2401D | 175890 | 8 | 133826 | RIB2401D PILOT SERIES 10A RELAY | FUNCTIONAL DEVICES, INC. | RIB2401D | 19.21 | 17.5 | Y | 19.21 | 19.0785 | 19.21
FND-RIB2401D | 175891 | 15 | 133826 | RIB2401D PILOT SERIES 10A RELAY | FUNCTIONAL DEVICES, INC. | RIB2401D | 19.21 | 17.9681 | Y | 19.21 | 19.0785 | 19.21
FND-RIB2401DN4 | 166553 | 7 | 133826 | DPDT 10a, 24vdc-120vac, Nema 4 | FUNCTIONAL DEVICES, INC. | RIB2401D-N4 | 31.01 | 23.81 | Y | 31.01 | 23.81 | 31.01
FND-RIB2401SB | 10008 | 2 | 133826 | PILOT POWER AMP RELAY | FUNCTIONAL DEVICES, INC. | RIB2401SB | 26.38 | 18.5914 | N | 26.38 | 26.23 | 26.38
FND-RIB2401SB | 10510 | 6 | 133826 | PILOT POWER AMP RELAY | FUNCTIONAL DEVICES, INC. | RIB2401SB | 26.38 | 25.3109 | Y | 26.38 | 26.23 | 26.38
FND-RIB2401SB | 10770 | 10 | 133826 | PILOT POWER AMP RELAY | FUNCTIONAL DEVICES, INC. | RIB2401SB | 26.38 | 20.7928 | Y | 26.38 | 26.23 | 26.38
FND-RIB2401SB | 166553 | 5 | 133826 | PILOT POWER AMP RELAY | FUNCTIONAL DEVICES, INC. | RIB2401SB | 26.38 | 23.05 | Y | 26.38 | 26.23 | 26.38
FND-RIB2401SB | 166557 | 1 | 133826 | PILOT POWER AMP RELAY | FUNCTIONAL DEVICES, INC. | RIB2401SB | 26.38 | 20.83 | Y | 26.38 | 26.23 | 26.38
FND-RIB2401SB | 166559 | 4 | 133826 | PILOT POWER AMP RELAY | FUNCTIONAL DEVICES, INC. | RIB2401SB | 26.38 | 20.8271 | Y | 26.38 | 26.23 | 26.38
FND-RIB2401SB | 166561 | 5 | 133826 | PILOT POWER AMP RELAY | FUNCTIONAL DEVICES, INC. | RIB2401SB | 26.38 | 20.6156 | Y | 26.38 | 26.23 | 26.38
FND-RIB2401SB | 173042 | 6 | 133826 | PILOT POWER AMP RELAY | FUNCTIONAL DEVICES, INC. | RIB2401SB | 26.38 | 26.23 | Y | 26.38 | 26.23 | 26.38
FND-RIB2401SB | 175888 | 2 | 133826 | PILOT POWER AMP RELAY | FUNCTIONAL DEVICES, INC. | RIB2401SB | 26.38 | 20.83 | Y | 26.38 | 26.23 | 26.38
FND-RIB2401SB | 175891 | 10 | 133826 | PILOT POWER AMP RELAY | FUNCTIONAL DEVICES, INC. | RIB2401SB | 26.38 | 25.7627 | Y | 26.38 | 26.23 | 26.38
FND-RIB2402B | 166553 | 2 | 133826 | RIB2402B FUNCTIONAL DEVICES 20AMP | FUNCTIONAL DEVICES, INC. | RIB2402B | 21.01 | 15.9406 | Y | 21.01 | 19.31 | 21.01
FND-RIB2402B | 166559 | 3 | 133826 | RIB2402B FUNCTIONAL DEVICES 20AMP | FUNCTIONAL DEVICES, INC. | RIB2402B | 21.01 | 17.33 | Y | 21.01 | 19.31 | 21.01
FND-RIB2402B | 173042 | 1 | 133826 | RIB2402B FUNCTIONAL DEVICES 20AMP | FUNCTIONAL DEVICES, INC. | RIB2402B | 21.01 | 17.33 | Y | 21.01 | 19.31 | 21.01
FND-RIB2402B | 175883 | 2 | 133826 | RIB2402B FUNCTIONAL DEVICES 20AMP | FUNCTIONAL DEVICES, INC. | RIB2402B | 21.01 | 19.31 | N | 21.01 | 19.31 | 21.01
FND-RIB2402D | 166559 | 13 | 133826 | 10-30 AC/DC, 277 VAC, DPDT | FUNCTIONAL DEVICES, INC. | RIB2402D | 22.47 | 18.5586 | Y | 22.47 | 18.5586 | 22.47
FND-RIB2402SB | 175890 | 3 | 133826 | Power Relay 20 Amp SPST-N/O Override | FUNCTIONAL DEVICES, INC. | RIB2402SB | 29.65 | 15.87 | N | 29.65 | 15.87 | 29.65
FND-RIB2421B | 10006 | 20 | 133826 | Enclosed Relay 20 Amp SPDT with 24 Vac/ | FUNCTIONAL DEVICES, INC. | RIB2421B | 27.06 | 18.443 | Y | 27.06 | 23.0359 | 27.06
FND-RIB2421B | 10008 | 3 | 133826 | Enclosed Relay 20 Amp SPDT with 24 Vac/ | FUNCTIONAL DEVICES, INC. | RIB2421B | 27.06 | 19.8474 | Y | 27.06 | 23.0359 | 27.06
FND-RIB2421B | 10510 | 11 | 133826 | Enclosed Relay 20 Amp SPDT with 24 Vac/ | FUNCTIONAL DEVICES, INC. | RIB2421B | 27.06 | 23.0359 | Y | 27.06 | 23.0359 | 27.06
FND-RIB2421B | 10770 | 2 | 133826 | Enclosed Relay 20 Amp SPDT with 24 Vac/ | FUNCTIONAL DEVICES, INC. | RIB2421B | 27.06 | 18.64 | Y | 27.06 | 23.0359 | 27.06
FND-RIB2421B | 175891 | 4 | 133826 | Enclosed Relay 20 Amp SPDT with 24 Vac/ | FUNCTIONAL DEVICES, INC. | RIB2421B | 27.06 | 15.6764 | Y | 27.06 | 23.0359 | 27.06
FND-RIB2421C | 10510 | 11 | 133826 | Relay in a Box | FUNCTIONAL DEVICES, INC. | RIB2421C | 16.76 | 13.7829 | Y | 16.76 | 13.83 | 16.76
FND-RIB2421C | 166561 | 4 | 133826 | Relay in a Box | FUNCTIONAL DEVICES, INC. | RIB2421C | 16.76 | 13.83 | N | 16.76 | 13.83 | 16.76
FND-RIB2421C | 175891 | 29 | 133826 | Relay in a Box | FUNCTIONAL DEVICES, INC. | RIB2421C | 16.76 | 12.687 | Y | 16.76 | 13.83 | 16.76
FND-RIB2421CN4 | 173042 | 5 | 133826 | Enclosed Relay NEMA4/4X 10Amp SPDT 2 | FUNCTIONAL DEVICES, INC. | RIB2421C-N4 | 29.31 | 14.45 | N | 29.31 | 14.45 | 29.31
FND-RIB2421SB | 166553 | 10 | 133826 | Enclosed Relay 20 Amp SPST-N/O | FUNCTIONAL DEVICES, INC. | RIB2421SB | 39.78 | 28.7 | Y | 39.78 | 28.7 | 39.78
FND-RIB243P | 10008 | 9 | 133826 | RIB243P Enclosed Relay 20Amp TPST | FUNCTIONAL DEVICES, INC. | RIB243P | 88.91 | 55.8958 | Y | 88.91 | 88.91 | 88.91
FND-RIB243P | 166553 | 3 | 133826 | RIB243P Enclosed Relay 20Amp TPST | FUNCTIONAL DEVICES, INC. | RIB243P | 88.91 | 54.6962 | Y | 88.91 | 88.91 | 88.91
FND-RIB243P | 166557 | 1 | 133826 | RIB243P Enclosed Relay 20Amp TPST | FUNCTIONAL DEVICES, INC. | RIB243P | 88.91 | 52.2045 | Y | 88.91 | 88.91 | 88.91
FND-RIB243P | 166559 | 7 | 133826 | RIB243P Enclosed Relay 20Amp TPST | FUNCTIONAL DEVICES, INC. | RIB243P | 88.91 | 56 | Y | 88.91 | 88.91 | 88.91
FND-RIB243P | 166561 | 1 | 133826 | RIB243P Enclosed Relay 20Amp TPST | FUNCTIONAL DEVICES, INC. | RIB243P | 88.91 | 56 | N | 88.91 | 88.91 | 88.91
FND-RIB243P | 175883 | 1 | 133826 | RIB243P Enclosed Relay 20Amp TPST | FUNCTIONAL DEVICES, INC. | RIB243P | 88.91 | 88.91 | Y | 88.91 | 88.91 | 88.91
FND-RIB24CFARD | 10510 | 2 | 133826 | Enclosed Relay - Red Housing | FUNCTIONAL DEVICES, INC. | RIB24C-FA-RD | 15.1 | 7.42 | Y | 15.1 | 7.42 | 15.1
FND-RIB24P | 10006 | 1 | 133826 | 20AMP RELAY DPDT 24VAC/DC | FUNCTIONAL DEVICES, INC. | RIB24P | 50.59 | 23.63 | N | 50.59 | 33.8342 | 50.59
FND-RIB24P | 10008 | 5 | 133826 | 20AMP RELAY DPDT 24VAC/DC | FUNCTIONAL DEVICES, INC. | RIB24P | 50.59 | 33.8342 | Y | 50.59 | 33.8342 | 50.59
FND-RIB24P | 10510 | 120 | 133826 | 20AMP RELAY DPDT 24VAC/DC | FUNCTIONAL DEVICES, INC. | RIB24P | 50.59 | 33.8314 | Y | 50.59 | 33.8342 | 50.59
FND-RIB24P | 166553 | 12 | 133826 | 20AMP RELAY DPDT 24VAC/DC | FUNCTIONAL DEVICES, INC. | RIB24P | 50.59 | 33.827 | Y | 50.59 | 33.8342 | 50.59
FND-RIB24P | 166557 | 1 | 133826 | 20AMP RELAY DPDT 24VAC/DC | FUNCTIONAL DEVICES, INC. | RIB24P | 50.59 | 32.7666 | Y | 50.59 | 33.8342 | 50.59
FND-RIB24P | 166559 | 1 | 133826 | 20AMP RELAY DPDT 24VAC/DC | FUNCTIONAL DEVICES, INC. | RIB24P | 50.59 | 33.6021 | Y | 50.59 | 33.8342 | 50.59
FND-RIB24P | 166561 | 3 | 133826 | 20AMP RELAY DPDT 24VAC/DC | FUNCTIONAL DEVICES, INC. | RIB24P | 50.59 | 27.4697 | Y | 50.59 | 33.8342 | 50.59
FND-RIB24P | 173042 | 0 | 133826 | 20AMP RELAY DPDT 24VAC/DC | FUNCTIONAL DEVICES, INC. | RIB24P | 50.59 | 33.83 | Y | 50.59 | 33.8342 | 50.59
FND-RIB24P | 175888 | 3 | 133826 | 20AMP RELAY DPDT 24VAC/DC | FUNCTIONAL DEVICES, INC. | RIB24P | 50.59 | 33.8026 | Y | 50.59 | 33.8342 | 50.59
FND-RIB24P | 175890 | 1 | 133826 | 20AMP RELAY DPDT 24VAC/DC | FUNCTIONAL DEVICES, INC. | RIB24P | 50.59 | 31.6925 | Y | 50.59 | 33.8342 | 50.59
FND-RIB24P | 175891 | 6 | 133826 | 20AMP RELAY DPDT 24VAC/DC | FUNCTIONAL DEVICES, INC. | RIB24P | 50.59 | 32.5869 | Y | 50.59 | 33.8342 | 50.59
FND-RIB24P30 | 10008 | 1 | 133826 | Enclosed Relay, 30Amp DPDT 24VAC/DC | FUNCTIONAL DEVICES, INC. | RIB24P30 | 58.28 | 41.6244 | N | 58.28 | 45.75 | 58.28
FND-RIB24P30 | 10510 | 23 | 133826 | Enclosed Relay, 30Amp DPDT 24VAC/DC | FUNCTIONAL DEVICES, INC. | RIB24P30 | 58.28 | 41.4764 | Y | 58.28 | 45.75 | 58.28
FND-RIB24P30 | 166553 | 5 | 133826 | Enclosed Relay, 30Amp DPDT 24VAC/DC | FUNCTIONAL DEVICES, INC. | RIB24P30 | 58.28 | 42.6899 | Y | 58.28 | 45.75 | 58.28
FND-RIB24P30 | 166559 | 2 | 133826 | Enclosed Relay, 30Amp DPDT 24VAC/DC | FUNCTIONAL DEVICES, INC. | RIB24P30 | 58.28 | 41.4764 | Y | 58.28 | 45.75 | 58.28
FND-RIB24P30 | 166560 | 1 | 133826 | Enclosed Relay, 30Amp DPDT 24VAC/DC | FUNCTIONAL DEVICES, INC. | RIB24P30 | 58.28 | 24.69 | N | 58.28 | 45.75 | 58.28
FND-RIB24P30 | 166561 | 5 | 133826 | Enclosed Relay, 30Amp DPDT 24VAC/DC | FUNCTIONAL DEVICES, INC. | RIB24P30 | 58.28 | 45.75 | Y | 58.28 | 45.75 | 58.28
FND-RIB24P30 | 173042 | 2 | 133826 | Enclosed Relay, 30Amp DPDT 24VAC/DC | FUNCTIONAL DEVICES, INC. | RIB24P30 | 58.28 | 39.0771 | N | 58.28 | 45.75 | 58.28
FND-RIB24P30 | 175891 | 6 | 133826 | Enclosed Relay, 30Amp DPDT 24VAC/DC | FUNCTIONAL DEVICES, INC. | RIB24P30 | 58.28 | 45.75 | Y | 58.28 | 45.75 | 58.28
FND-RIB24Z | 10510 | 14 | 133826 | Enclosed Relay 30Amp SPST-NO SPST- | FUNCTIONAL DEVICES, INC. | RIB24Z | 53.11 | 35.66 | Y | 53.11 | 35.66 | 53.11
FND-RIB24Z | 175891 | 7 | 133826 | Enclosed Relay 30Amp SPST-NO SPST- | FUNCTIONAL DEVICES, INC. | RIB24Z | 53.11 | 35.013 | Y | 53.11 | 35.66 | 53.11
FND-RIBD01BDC | 175891 | 2 | 133826 | Time Delay Relay, 110VAC, dry contact | FUNCTIONAL DEVICES, INC. | RIBD01BDC | 58.14 | 40.24 | Y | 58.14 | 40.24 | 58.14
FND-RIBD2421C | 166557 | 5 | 133826 | ENCLOSED TDR 10AMP 24VAC/DC/120/277 | FUNCTIONAL DEVICES, INC. | RIBD2421C | 61.85 | 34.84 | Y | 61.85 | 34.84 | 61.85
FND-RIBD2421C | 175891 | 1 | 133826 | ENCLOSED TDR 10AMP 24VAC/DC/120/277 | FUNCTIONAL DEVICES, INC. | RIBD2421C | 61.85 | 34.84 | N | 61.85 | 34.84 | 61.85
FND-RIBH1C | 10008 | 3 | 133826 | SPDT RELAY 277V COIL | FUNCTIONAL DEVICES, INC. | RIBH1C | 15.23 | 11.9608 | Y | 15.23 | 12.43 | 15.23
FND-RIBH1C | 10510 | 18 | 133826 | SPDT RELAY 277V COIL | FUNCTIONAL DEVICES, INC. | RIBH1C | 15.23 | 12.3927 | Y | 15.23 | 12.43 | 15.23
FND-RIBH1C | 166553 | 6 | 133826 | SPDT RELAY 277V COIL | FUNCTIONAL DEVICES, INC. | RIBH1C | 15.23 | 12.2637 | Y | 15.23 | 12.43 | 15.23
FND-RIBH1C | 166557 | 1 | 133826 | SPDT RELAY 277V COIL | FUNCTIONAL DEVICES, INC. | RIBH1C | 15.23 | 12.2274 | Y | 15.23 | 12.43 | 15.23
FND-RIBH1C | 166559 | 5 | 133826 | SPDT RELAY 277V COIL | FUNCTIONAL DEVICES, INC. | RIBH1C | 15.23 | 12.43 | Y | 15.23 | 12.43 | 15.23
FND-RIBH1C | 166561 | 2 | 133826 | SPDT RELAY 277V COIL | FUNCTIONAL DEVICES, INC. | RIBH1C | 15.23 | 12.43 | Y | 15.23 | 12.43 | 15.23
FND-RIBH1C | 175883 | 1 | 133826 | SPDT RELAY 277V COIL | FUNCTIONAL DEVICES, INC. | RIBH1C | 15.23 | 12.43 | N | 15.23 | 12.43 | 15.23
FND-RIBH1C | 175890 | 2 | 133826 | SPDT RELAY 277V COIL | FUNCTIONAL DEVICES, INC. | RIBH1C | 15.23 | 12.43 | Y | 15.23 | 12.43 | 15.23
FND-RIBH1C | 175891 | 1 | 133826 | SPDT RELAY 277V COIL | FUNCTIONAL DEVICES, INC. | RIBH1C | 15.23 | 10.915 | Y | 15.23 | 12.43 | 15.23
FND-RIBH1CRD | 175883 | 60 | 133826 | Pilot Relay 10 Amp SPDT 10-30 Vac/dc/ | FUNCTIONAL DEVICES, INC. | RIBH1C-RD | 20.71 | 13.17 | Y | 20.71 | 13.17 | 20.71
FND-RIBH1S | 166553 | 7 | 133826 | Enclosed Relay | FUNCTIONAL DEVICES, INC. | RIBH1S | 28.05 | 18.024 | Y | 28.05 | 18.024 | 28.05
FND-RIBHX24BF | 10008 | 1 | 133826 | Enclosed 20 Amp Relay/Current Sensor | FUNCTIONAL DEVICES, INC. | RIBHX24BF | 47.87 | 35.4249 | Y | 47.87 | 35.86 | 47.87
FND-RIBHX24BF | 10510 | 5 | 133826 | Enclosed 20 Amp Relay/Current Sensor | FUNCTIONAL DEVICES, INC. | RIBHX24BF | 47.87 | 31.0735 | Y | 47.87 | 35.86 | 47.87
FND-RIBHX24BF | 166553 | 1 | 133826 | Enclosed 20 Amp Relay/Current Sensor | FUNCTIONAL DEVICES, INC. | RIBHX24BF | 47.87 | 27.37 | N | 47.87 | 35.86 | 47.87
FND-RIBHX24BF | 166557 | 4 | 133826 | Enclosed 20 Amp Relay/Current Sensor | FUNCTIONAL DEVICES, INC. | RIBHX24BF | 47.87 | 33.2 | Y | 47.87 | 35.86 | 47.87
FND-RIBHX24BF | 166561 | 2 | 133826 | Enclosed 20 Amp Relay/Current Sensor | FUNCTIONAL DEVICES, INC. | RIBHX24BF | 47.87 | 27.369 | N | 47.87 | 35.86 | 47.87
FND-RIBHX24BF | 175891 | 1 | 133826 | Enclosed 20 Amp Relay/Current Sensor | FUNCTIONAL DEVICES, INC. | RIBHX24BF | 47.87 | 35.86 | Y | 47.87 | 35.86 | 47.87
FND-RIBL24B | 166557 | 1 | 133826 | 24VAC Latching relay | FUNCTIONAL DEVICES, INC. | RIBL24B | 35.22 | 27.31 | Y | 35.22 | 27.31 | 35.22
FND-RIBL3C | 166553 | 15 | 133826 | Enclosed Relays 10Amp 3 SPST-NO 10-3 | FUNCTIONAL DEVICES, INC. | RIBL3C | 40.63 | 33.54 | Y | 40.63 | 33.54 | 40.63
FND-RIBL3C | 166559 | 1 | 133826 | Enclosed Relays 10Amp 3 SPST-NO 10-3 | FUNCTIONAL DEVICES, INC. | RIBL3C | 40.63 | 33.54 | N | 40.63 | 33.54 | 40.63
FND-RIBL4C | 166553 | 2 | 133826 | RIBL4C RELAY, 3-SPST, 1SPDT | FUNCTIONAL DEVICES, INC. | RIBL4C | 58.17 | 34.1697 | N | 58.17 | 34.1697 | 58.17
FND-RIBL4C | 166559 | 2 | 133826 | RIBL4C RELAY, 3-SPST, 1SPDT | FUNCTIONAL DEVICES, INC. | RIBL4C | 58.17 | 28.7707 | N | 58.17 | 34.1697 | 58.17
FND-RIBM043PN | 166561 | 4 | 133826 | RELAY, 30 AMP, TPDT, 480V COIL | FUNCTIONAL DEVICES, INC. | RIBM043PN | 97.27 | 20.48 | N | 97.27 | 20.48 | 97.27
FND-RIBM12C | 175883 | 2 | 133826 | RIBM12CFDI | FUNCTIONAL DEVICES, INC. | RIBM12C | 12.31 | 5.35 | N | 12.31 | 5.35 | 12.31
FND-RIBM12S | 175883 | 8 | 133826 | Pilot Relay 15 Amp SPST Override 12 | FUNCTIONAL DEVICES, INC. | RIBM12S | 17.68 | 11.9675 | N | 17.68 | 11.9675 | 17.68
FND-RIBM2401SBC | 166557 | 2 | 133826 | Functional Devices Panel Relay | FUNCTIONAL DEVICES, INC. | RIBM2401SBC | 31.48 | 26.41 | N | 31.48 | 26.41 | 31.48
FND-RIBM243PN | 175891 | 2 | 133826 | Relay, Control | FUNCTIONAL DEVICES, INC. | RIBM243PN | 72.96 | 45.62 | N | 72.96 | 45.62 | 72.96
FND-RIBM24S | 166553 | 5 | 133826 | RIBM24S Pilot Relay | FUNCTIONAL DEVICES, INC. | RIBM24S | 23.8 | 10.04 | Y | 23.8 | 10.04 | 23.8
FND-RIBM24S | 175883 | 2 | 133826 | RIBM24S Pilot Relay | FUNCTIONAL DEVICES, INC. | RIBM24S | 23.8 | 6.49 | N | 23.8 | 10.04 | 23.8
FND-RIBM24S | 175890 | 2 | 133826 | RIBM24S Pilot Relay | FUNCTIONAL DEVICES, INC. | RIBM24S | 23.8 | 6.17 | N | 23.8 | 10.04 | 23.8
FND-RIBM24S | 175891 | 2 | 133826 | RIBM24S Pilot Relay | FUNCTIONAL DEVICES, INC. | RIBM24S | 23.8 | 0 | N | 23.8 | 10.04 | 23.8
FND-RIBM24ZL | 173042 | 0 | 133826 | Panel Relay 4.00x1.60in 30Amp DPDT 24Vac | FUNCTIONAL DEVICES, INC. | RIBM24ZL | 52.12 | 52.12 | N | 52.12 | 52.12 | 52.12
FND-RIBM24ZN | 175883 | 11 | 133826 | Panel Relay | FUNCTIONAL DEVICES, INC. | RIBM24ZN | 53.86 | 36.039 | N | 53.86 | 36.039 | 53.86
FND-RIBMN12C | 173042 | 8 | 133826 | Panel Relay 2.75in 15Amp SPDT 12Vac/ | FUNCTIONAL DEVICES, INC. | RIBMN12C | 11.05 | 11.05 | Y | 11.05 | 11.05 | 11.05
FND-RIBMN12C | 175883 | 1 | 133826 | Panel Relay 2.75in 15Amp SPDT 12Vac/ | FUNCTIONAL DEVICES, INC. | RIBMN12C | 11.05 | 5.32 | N | 11.05 | 11.05 | 11.05
FND-RIBMN2401D | 166557 | 6 | 133826 | RIB2401D Pilot Relay, TRACK MOUNT | FUNCTIONAL DEVICES, INC. | RIBMN2401D | 20.4 | 11.3229 | N | 20.4 | 13.3362 | 20.4
FND-RIBMN2401D | 166561 | 13 | 133826 | RIB2401D Pilot Relay, TRACK MOUNT | FUNCTIONAL DEVICES, INC. | RIBMN2401D | 20.4 | 13.3362 | N | 20.4 | 13.3362 | 20.4
FND-RIBMN2401D | 175890 | 1 | 133826 | RIB2401D Pilot Relay, TRACK MOUNT | FUNCTIONAL DEVICES, INC. | RIBMN2401D | 20.4 | 9.11 | N | 20.4 | 13.3362 | 20.4
FND-RIBMN24C | 166553 | 7 | 133826 | Panel Relay | FUNCTIONAL DEVICES, INC. | RIBMN24C | 11.59 | 7.8113 | Y | 11.59 | 11.2963 | 11.59
FND-RIBMN24C | 166559 | 8 | 133826 | Panel Relay | FUNCTIONAL DEVICES, INC. | RIBMN24C | 11.59 | 6.89 | Y | 11.59 | 11.2963 | 11.59
FND-RIBMN24C | 173042 | 15 | 133826 | Panel Relay | FUNCTIONAL DEVICES, INC. | RIBMN24C | 11.59 | 11.2963 | Y | 11.59 | 11.2963 | 11.59
FND-RIBMN24C | 175891 | 20 | 133826 | Panel Relay | FUNCTIONAL DEVICES, INC. | RIBMN24C | 11.59 | 8.8283 | Y | 11.59 | 11.2963 | 11.59
FND-RIBMN24C4T | 175888 | 12 | 133826 | Four Pilot Relays 15 Amp SPDT 24 Vac/ | FUNCTIONAL DEVICES, INC. | RIBMN24C-4T | 47.5 | 33.97 | N | 47.5 | 33.97 | 47.5
FND-RIBMN24Q4CPX | 10510 | 3 | 133826 | PANEL SEQUENCER | FUNCTIONAL DEVICES, INC. | RIBMN24Q4C-PX | 81.94 | 57.41 | Y | 81.94 | 81.94 | 81.94
FND-RIBMN24Q4CPX | 166559 | 2 | 133826 | PANEL SEQUENCER | FUNCTIONAL DEVICES, INC. | RIBMN24Q4C-PX | 81.94 | 81.94 | Y | 81.94 | 81.94 | 81.94
FND-RIBMN24Q4CPX | 166561 | 3 | 133826 | PANEL SEQUENCER | FUNCTIONAL DEVICES, INC. | RIBMN24Q4C-PX | 81.94 | 57.41 | Y | 81.94 | 81.94 | 81.94
FND-RIBMN24S | 166553 | 1 | 133826 | RIBMN24S Pilot Relay | FUNCTIONAL DEVICES, INC. | RIBMN24S | 19.48 | 6.7781 | N | 19.48 | 13.0673 | 19.48
FND-RIBMN24S | 166559 | 7 | 133826 | RIBMN24S Pilot Relay | FUNCTIONAL DEVICES, INC. | RIBMN24S | 19.48 | 12.774 | N | 19.48 | 13.0673 | 19.48
FND-RIBMN24S | 166561 | 5 | 133826 | RIBMN24S Pilot Relay | FUNCTIONAL DEVICES, INC. | RIBMN24S | 19.48 | 13.0673 | Y | 19.48 | 13.0673 | 19.48
FND-RIBMN24S4T | 175891 | 3 | 133826 | Relay,15Amp,4 Pack, Track Mnt, SPST, 24V | FUNCTIONAL DEVICES, INC. | RIBMN24S-4T | 72.25 | 52.5 | Y | 72.25 | 52.5 | 72.25
FND-RIBMN24SJ | 166560 | 3 | 133826 | 2.75 Track Relay 24V 15A Switch & Ju | FUNCTIONAL DEVICES, INC. | RIBMN24S-J | 18.12 | 11.75 | Y | 18.12 | 14.8745 | 18.12
FND-RIBMN24SJ | 166561 | 17 | 133826 | 2.75 Track Relay 24V 15A Switch & Ju | FUNCTIONAL DEVICES, INC. | RIBMN24S-J | 18.12 | 14.8745 | Y | 18.12 | 14.8745 | 18.12
FND-RIBMN24ZL | 175883 | 1 | 133826 | Panel Relay 2.75x2.35in 30Amp DPST 2 | FUNCTIONAL DEVICES, INC. | RIBMN24ZL | 56 | 45.02 | N | 56 | 45.02 | 56
FND-RIBMN24ZL | 175891 | 2 | 133826 | Panel Relay 2.75x2.35in 30Amp DPST 2 | FUNCTIONAL DEVICES, INC. | RIBMN24ZL | 56 | 18.23 | N | 56 | 45.02 | 56
FND-RIBMNLB2 | 10510 | 2 | 133826 | Panel RIB logic board, 2-inputs, 2.7 | FUNCTIONAL DEVICES, INC. | RIBMNLB-2 | 49.71 | 44.097 | Y | 49.71 | 44.097 | 49.71
FND-RIBMNLB2 | 166553 | 1 | 133826 | Panel RIB logic board, 2-inputs, 2.7 | FUNCTIONAL DEVICES, INC. | RIBMNLB-2 | 49.71 | 43.03 | N | 49.71 | 44.097 | 49.71
FND-RIBMNLB2 | 166557 | 2 | 133826 | Panel RIB logic board, 2-inputs, 2.7 | FUNCTIONAL DEVICES, INC. | RIBMNLB-2 | 49.71 | 43.03 | Y | 49.71 | 44.097 | 49.71
FND-RIBMNLB4 | 10006 | 2 | 133826 | Relay Board, Fan Safety | FUNCTIONAL DEVICES, INC. | RIBMNLB-4 | 62.19 | 52.5875 | N | 62.19 | 61.5664 | 62.19
FND-RIBMNLB4 | 10008 | 8 | 133826 | Relay Board, Fan Safety | FUNCTIONAL DEVICES, INC. | RIBMNLB-4 | 62.19 | 55.33 | Y | 62.19 | 61.5664 | 62.19
FND-RIBMNLB4 | 10510 | 7 | 133826 | Relay Board, Fan Safety | FUNCTIONAL DEVICES, INC. | RIBMNLB-4 | 62.19 | 53.331 | Y | 62.19 | 61.5664 | 62.19
FND-RIBMNLB4 | 166553 | 10 | 133826 | Relay Board, Fan Safety | FUNCTIONAL DEVICES, INC. | RIBMNLB-4 | 62.19 | 61.5664 | Y | 62.19 | 61.5664 | 62.19
FND-RIBMNLB4 | 166557 | 3 | 133826 | Relay Board, Fan Safety | FUNCTIONAL DEVICES, INC. | RIBMNLB-4 | 62.19 | 55.33 | Y | 62.19 | 61.5664 | 62.19
FND-RIBMNLB4 | 166560 | 2 | 133826 | Relay Board, Fan Safety | FUNCTIONAL DEVICES, INC. | RIBMNLB-4 | 62.19 | 55.33 | Y | 62.19 | 61.5664 | 62.19
FND-RIBMNLB4 | 166561 | 0 | 133826 | Relay Board, Fan Safety | FUNCTIONAL DEVICES, INC. | RIBMNLB-4 | 62.19 | 55.33 | N | 62.19 | 61.5664 | 62.19
FND-RIBMNLB4 | 175891 | 1 | 133826 | Relay Board, Fan Safety | FUNCTIONAL DEVICES, INC. | RIBMNLB-4 | 62.19 | 53.331 | Y | 62.19 | 61.5664 | 62.19
FND-RIBMNLB6 | 10770 | 4 | 133826 | AHU Fan Safety 6 Input Relay Board | FUNCTIONAL DEVICES, INC. | RIBMNLB-6 | 76.47 | 76.47 | Y | 76.47 | 76.47 | 76.47
FND-RIBMNLB6 | 166553 | 6 | 133826 | AHU Fan Safety 6 Input Relay Board | FUNCTIONAL DEVICES, INC. | RIBMNLB-6 | 76.47 | 69.1 | Y | 76.47 | 76.47 | 76.47
FND-RIBMNLB6 | 166557 | 1 | 133826 | AHU Fan Safety 6 Input Relay Board | FUNCTIONAL DEVICES, INC. | RIBMNLB-6 | 76.47 | 69.1 | Y | 76.47 | 76.47 | 76.47
FND-RIBMNLB6 | 175883 | 7 | 133826 | AHU Fan Safety 6 Input Relay Board | FUNCTIONAL DEVICES, INC. | RIBMNLB-6 | 76.47 | 69.1 | Y | 76.47 | 76.47 | 76.47
FND-RIBMNU1C | 166557 | 4 | 133826 | 15 amp SPDT Track Mount Relay | FUNCTIONAL DEVICES, INC. | RIBMNU1C | 16.05 | 11.66 | Y | 16.05 | 11.66 | 16.05
FND-RIBMNU1C | 166559 | 6 | 133826 | 15 amp SPDT Track Mount Relay | FUNCTIONAL DEVICES, INC. | RIBMNU1C | 16.05 | 11.4139 | Y | 16.05 | 11.66 | 16.05
FND-RIBMNU1C | 166561 | 3 | 133826 | 15 amp SPDT Track Mount Relay | FUNCTIONAL DEVICES, INC. | RIBMNU1C | 16.05 | 11.66 | Y | 16.05 | 11.66 | 16.05
FND-RIBMNU1S | 166557 | 10 | 133826 | RIBMNU1S 2.75 Track-Mount Relay | FUNCTIONAL DEVICES, INC. | RIBMNU1S | 23.77 | 15.838 | Y | 23.77 | 16.02 | 23.77
FND-RIBMNU1S | 175890 | 2 | 133826 | RIBMNU1S 2.75 Track-Mount Relay | FUNCTIONAL DEVICES, INC. | RIBMNU1S | 23.77 | 16.02 | N | 23.77 | 16.02 | 23.77
FND-RIBMNU1SM250 | 175883 | 5 | 133826 | Pilot Relay 15 Amp SPST Override M | FUNCTIONAL DEVICES, INC. | RIBMNU1SM-250 | 31.38 | 23.56 | N | 31.38 | 23.56 | 31.38
FND-RIBMNW24BBCAI | 166560 | 2 | 133826 | BacNet Panel Relay 2.75in 20Amp 24Va | FUNCTIONAL DEVICES, INC. | RIBMNW24B-BCAI | 127.67 | 78.865 | N | 127.67 | 78.865 | 127.67
FND-RIBMNWLB7BC | 175883 | 1 | 133826 | AHU Fan Safety Alarm and General Purpos | FUNCTIONAL DEVICES, INC. | RIBMNWLB-7-BC | 185.37 | 176.51 | N | 185.37 | 176.51 | 185.37
FND-RIBMU1C | 10510 | 73 | 133826 | RIBMU1C 4 Track-Mount Relay 15Amp | FUNCTIONAL DEVICES, INC. | RIBMU1C | 14.76 | 11.5189 | Y | 14.76 | 11.5479 | 14.76
FND-RIBMU1C | 166557 | 2 | 133826 | RIBMU1C 4 Track-Mount Relay 15Amp | FUNCTIONAL DEVICES, INC. | RIBMU1C | 14.76 | 11.5479 | Y | 14.76 | 11.5479 | 14.76
FND-RIBMU1C | 166559 | 7 | 133826 | RIBMU1C 4 Track-Mount Relay 15Amp | FUNCTIONAL DEVICES, INC. | RIBMU1C | 14.76 | 11.2846 | Y | 14.76 | 11.5479 | 14.76
FND-RIBMU1C | 175891 | 75 | 133826 | RIBMU1C 4 Track-Mount Relay 15Amp | FUNCTIONAL DEVICES, INC. | RIBMU1C | 14.76 | 11.5479 | Y | 14.76 | 11.5479 | 14.76
FND-RIBMU1S | 10006 | 20 | 133826 | TRACK MOUNT RELAY WITH HOA SWITCH | FUNCTIONAL DEVICES, INC. | RIBMU1S | 21.45 | 17.2769 | N | 21.45 | 19.27 | 21.45
FND-RIBMU1S | 10510 | 29 | 133826 | TRACK MOUNT RELAY WITH HOA SWITCH | FUNCTIONAL DEVICES, INC. | RIBMU1S | 21.45 | 15.1511 | Y | 21.45 | 19.27 | 21.45
FND-RIBMU1S | 166553 | 10 | 133826 | TRACK MOUNT RELAY WITH HOA SWITCH | FUNCTIONAL DEVICES, INC. | RIBMU1S | 21.45 | 16.5483 | Y | 21.45 | 19.27 | 21.45
FND-RIBMU1S | 166557 | 4 | 133826 | TRACK MOUNT RELAY WITH HOA SWITCH | FUNCTIONAL DEVICES, INC. | RIBMU1S | 21.45 | 17.29 | Y | 21.45 | 19.27 | 21.45
FND-RIBMU1S | 166559 | 3 | 133826 | TRACK MOUNT RELAY WITH HOA SWITCH | FUNCTIONAL DEVICES, INC. | RIBMU1S | 21.45 | 15.4633 | Y | 21.45 | 19.27 | 21.45
FND-RIBMU1S | 166561 | 4 | 133826 | TRACK MOUNT RELAY WITH HOA SWITCH | FUNCTIONAL DEVICES, INC. | RIBMU1S | 21.45 | 13.9751 | N | 21.45 | 19.27 | 21.45
FND-RIBMU1S | 173042 | 33 | 133826 | TRACK MOUNT RELAY WITH HOA SWITCH | FUNCTIONAL DEVICES, INC. | RIBMU1S | 21.45 | 18.7646 | Y | 21.45 | 19.27 | 21.45
FND-RIBMU1S | 175883 | 1 | 133826 | TRACK MOUNT RELAY WITH HOA SWITCH | FUNCTIONAL DEVICES, INC. | RIBMU1S | 21.45 | 19.27 | N | 21.45 | 19.27 | 21.45
FND-RIBMU1S | 175891 | 5 | 133826 | TRACK MOUNT RELAY WITH HOA SWITCH | FUNCTIONAL DEVICES, INC. | RIBMU1S | 21.45 | 16.6758 | Y | 21.45 | 19.27 | 21.45
FND-RIBMU1SC | 175891 | 1 | 133826 | TRACK MOUNT RELAY, SPDT, 10-30V & 208-27 | FUNCTIONAL DEVICES, INC. | RIBMU1SC | 32.81 | 0 | N | 32.81 | 0 | 32.81
FND-RIBMU1SNC | 166553 | 1 | 133826 | Panel Relay 4.000x1.275in 15Amp SPST | FUNCTIONAL DEVICES, INC. | RIBMU1S-NC | 27.17 | 9.22 | N | 27.17 | 20.39 | 27.17
FND-RIBMU1SNC | 175883 | 1 | 133826 | Panel Relay 4.000x1.275in 15Amp SPST | FUNCTIONAL DEVICES, INC. | RIBMU1S-NC | 27.17 | 20.39 | N | 27.17 | 20.39 | 27.17
FND-RIBMU2C | 166553 | 10 | 133826 | Panel Relay 4in 15Amp 2 SPDT 10-30Va | FUNCTIONAL DEVICES, INC. | RIBMU2C | 27.2 | 17.2709 | N | 27.2 | 20.6567 | 27.2
FND-RIBMU2C | 175883 | 3 | 133826 | Panel Relay 4in 15Amp 2 SPDT 10-30Va | FUNCTIONAL DEVICES, INC. | RIBMU2C | 27.2 | 20.6567 | Y | 27.2 | 20.6567 | 27.2
FND-RIBR24DNS | 10006 | 15 | 133826 | DIN Rail Mount Relay 10 Amp DPDT 24 V | FUNCTIONAL DEVICES, INC. | RIBR24D-NS | 22.81 | 16.46 | Y | 22.81 | 16.46 | 22.81
FND-RIBR24DNS | 10008 | 16 | 133826 | DIN Rail Mount Relay 10 Amp DPDT 24 V | FUNCTIONAL DEVICES, INC. | RIBR24D-NS | 22.81 | 15.9902 | Y | 22.81 | 16.46 | 22.81
FND-RIBR24DNS | 166557 | 20 | 133826 | DIN Rail Mount Relay 10 Amp DPDT 24 V | FUNCTIONAL DEVICES, INC. | RIBR24D-NS | 22.81 | 16.46 | Y | 22.81 | 16.46 | 22.81
FND-RIBR24SD | 10008 | 1 | 133826 | DIN MT RELAY 24VAC/DC W/OVRD 10 | FUNCTIONAL DEVICES, INC. | RIBR24SD | 37.67 | 0.01 | N | 37.67 | 0.01 | 37.67
FND-RIBRL1C | 10006 | 8 | 133826 | Functional Devices DIN Mount Relay, 10 A | FUNCTIONAL DEVICES, INC. | RIBRL1C | 19.31 | 15.9255 | Y | 19.31 | 16.86 | 19.31
FND-RIBRL1C | 10008 | 5 | 133826 | Functional Devices DIN Mount Relay, 10 A | FUNCTIONAL DEVICES, INC. | RIBRL1C | 19.31 | 15.852 | Y | 19.31 | 16.86 | 19.31
FND-RIBRL1C | 10770 | 2 | 133826 | Functional Devices DIN Mount Relay, 10 A | FUNCTIONAL DEVICES, INC. | RIBRL1C | 19.31 | 15.95 | Y | 19.31 | 16.86 | 19.31
FND-RIBRL1C | 175883 | 1 | 133826 | Functional Devices DIN Mount Relay, 10 A | FUNCTIONAL DEVICES, INC. | RIBRL1C | 19.31 | 16.86 | N | 19.31 | 16.86 | 19.31
FND-RIBRL1CNS | 10006 | 8 | 133826 | DIN Rail Mount Relay 10 Amp SPDT 10-3 | FUNCTIONAL DEVICES, INC. | RIBRL1C-NS | 13.7 | 12.9095 | Y | 13.7 | 13.4556 | 13.7
FND-RIBRL1CNS | 10008 | 20 | 133826 | DIN Rail Mount Relay 10 Amp SPDT 10-3 | FUNCTIONAL DEVICES, INC. | RIBRL1C-NS | 13.7 | 13.4556 | Y | 13.7 | 13.4556 | 13.7
FND-RIBRL1CNS | 10770 | 3 | 133826 | DIN Rail Mount Relay 10 Amp SPDT 10-3 | FUNCTIONAL DEVICES, INC. | RIBRL1C-NS | 13.7 | 11.6455 | Y | 13.7 | 13.4556 | 13.7
FND-RIBRL1CNS | 175883 | 1 | 133826 | DIN Rail Mount Relay 10 Amp SPDT 10-3 | FUNCTIONAL DEVICES, INC. | RIBRL1C-NS | 13.7 | 8.3844 | N | 13.7 | 13.4556 | 13.7
FND-RIBRL1CNS | 175891 | 7 | 133826 | DIN Rail Mount Relay 10 Amp SPDT 10-3 | FUNCTIONAL DEVICES, INC. | RIBRL1C-NS | 13.7 | 12.95 | Y | 13.7 | 13.4556 | 13.7
FND-RIBRL1S | 10006 | 15 | 133826 | Control Relay 10 Amp, SPDT + Overide, 10 | FUNCTIONAL DEVICES, INC. | RIBRL1S | 31.48 | 22.87 | Y | 31.48 | 22.87 | 31.48
FND-RIBRL1S | 10008 | 27 | 133826 | Control Relay 10 Amp, SPDT + Overide, 10 | FUNCTIONAL DEVICES, INC. | RIBRL1S | 31.48 | 22.8689 | Y | 31.48 | 22.87 | 31.48
FND-RIBRL1S | 10770 | 2 | 133826 | Control Relay 10 Amp, SPDT + Overide, 10 | FUNCTIONAL DEVICES, INC. | RIBRL1S | 31.48 | 22.87 | Y | 31.48 | 22.87 | 31.48
FND-RIBRL1S | 166557 | 10 | 133826 | Control Relay 10 Amp, SPDT + Overide, 10 | FUNCTIONAL DEVICES, INC. | RIBRL1S | 31.48 | 22.87 | Y | 31.48 | 22.87 | 31.48
FND-RIBRL1S | 166560 | 15 | 133826 | Control Relay 10 Amp, SPDT + Overide, 10 | FUNCTIONAL DEVICES, INC. | RIBRL1S | 31.48 | 22.87 | Y | 31.48 | 22.87 | 31.48
FND-RIBRL1S | 173042 | 18 | 133826 | Control Relay 10 Amp, SPDT + Overide, 10 | FUNCTIONAL DEVICES, INC. | RIBRL1S | 31.48 | 22.87 | N | 31.48 | 22.87 | 31.48
FND-RIBRL1SNS | 10770 | 2 | 133826 | DIN Rail Mount Relay 10 Amp SPDT Ove | FUNCTIONAL DEVICES, INC. | RIBRL1S-NS | 24.55 | 20.5738 | Y | 24.55 | 20.8244 | 24.55
FND-RIBRL1SNS | 173042 | 1 | 133826 | DIN Rail Mount Relay 10 Amp SPDT Ove | FUNCTIONAL DEVICES, INC. | RIBRL1S-NS | 24.55 | 20.8244 | N | 24.55 | 20.8244 | 24.55
FND-RIBRXLSA | 175883 | 1 | 133826 | Current Switch and Relay Combination 1 | FUNCTIONAL DEVICES, INC. | RIBRXLSA | 102 | 66.7 | N | 102 | 66.7 | 102
FND-RIBT24B | 10008 | 26 | 133826 | Enclosed Relay Hi/Low sep 20Amp SPDT 24V | FUNCTIONAL DEVICES, INC. | RIBT24B | 24.41 | 12.72 | N | 24.41 | 12.72 | 24.41
FND-RIBTD2401B | 173042 | 6 | 133826 | Encl Time Delay Relay 20amp, 24ac/dc | FUNCTIONAL DEVICES, INC. | RIBTD2401B | 62.73 | 62.73 | Y | 62.73 | 62.73 | 62.73
FND-RIBTE01PS | 10008 | 7 | 133826 | Relay | FUNCTIONAL DEVICES, INC. | RIBTE01P-S | 109.31 | 35.6 | N | 109.31 | 35.6 | 109.31
FND-RIBTE01PS | 175891 | 5 | 133826 | Relay | FUNCTIONAL DEVICES, INC. | RIBTE01P-S | 109.31 | 35.23 | N | 109.31 | 35.6 | 109.31
FND-RIBTE24B | 166561 | 0 | 133826 | Enclosed Relay | FUNCTIONAL DEVICES, INC. | RIBTE24B | 28.25 | 28.25 | N | 28.25 | 28.25 | 28.25
FND-RIBTU1C | 10510 | 3 | 133826 | Enclosed relay; hi-lo separate; 10amp; S | FUNCTIONAL DEVICES, INC. | RIBTU1C | 23.12 | 19.3756 | Y | 23.12 | 19.3756 | 23.12
FND-RIBTU1C | 166559 | 5 | 133826 | Enclosed relay; hi-lo separate; 10amp; S | FUNCTIONAL DEVICES, INC. | RIBTU1C | 23.12 | 17.719 | Y | 23.12 | 19.3756 | 23.12
FND-RIBTU1C | 175891 | 3 | 133826 | Enclosed relay; hi-lo separate; 10amp; S | FUNCTIONAL DEVICES, INC. | RIBTU1C | 23.12 | 18.06 | N | 23.12 | 19.3756 | 23.12
FND-RIBTU1S | 10510 | 23 | 133826 | Enclosed Relay Hi/Low sep 10Amp SPST | FUNCTIONAL DEVICES, INC. | RIBTU1S | 30.09 | 17.3657 | Y | 30.09 | 17.3657 | 30.09
FND-RIBTW2401BBC | 10008 | 2 | 133826 | RELAY - BACKTALK | FUNCTIONAL DEVICES, INC. | RIBTW2401B-BC | 90.13 | 79.18 | Y | 90.13 | 79.18 | 90.13
FND-RIBTW2401BBC | 10770 | 27 | 133826 | RELAY - BACKTALK | FUNCTIONAL DEVICES, INC. | RIBTW2401B-BC | 90.13 | 79.18 | N | 90.13 | 79.18 | 90.13
FND-RIBTW2401BBC | 166557 | 4 | 133826 | RELAY - BACKTALK | FUNCTIONAL DEVICES, INC. | RIBTW2401B-BC | 90.13 | 79.18 | Y | 90.13 | 79.18 | 90.13
FND-RIBTW2401BBC | 166561 | 3 | 133826 | RELAY - BACKTALK | FUNCTIONAL DEVICES, INC. | RIBTW2401B-BC | 90.13 | 79.18 | Y | 90.13 | 79.18 | 90.13
FND-RIBTW2401BET | 166560 | 2 | 133826 | Ethernet Enclosed Relay 20Amp SPDT 2 | FUNCTIONAL DEVICES, INC. | RIBTW2401BET | 106.64 | 106.64 | N | 106.64 | 106.64 | 106.64
FND-RIBTW2421BBCIP | 175888 | 9 | 133826 | BCIP Enclosed Relay Hi/Low sep 20Amp | FUNCTIONAL DEVICES, INC. | RIBTW2421B-BCIP | 135.69 | 115.95 | N | 135.69 | 115.95 | 135.69
FND-RIBTWX2401BBC | 175883 | 2 | 133826 | bacnet enclosed relay/current sensor com | FUNCTIONAL DEVICES, INC. | RIBTWX2401B-BC | 120.63 | 104.42 | Y | 120.63 | 104.42 | 120.63
FND-RIBTWX2401SBLN | 10008 | 1 | 133826 | Lonworks Enclosed Relay 20Amp SPST w | FUNCTIONAL DEVICES, INC. | RIBTWX2401SB-LN | 92.45 | 92.14 | N | 92.45 | 92.45 | 92.45
FND-RIBTWX2401SBLN | 166561 | 1 | 133826 | Lonworks Enclosed Relay 20Amp SPST w | FUNCTIONAL DEVICES, INC. | RIBTWX2401SB-LN | 92.45 | 92.45 | N | 92.45 | 92.45 | 92.45
FND-RIBU1C | 10006 | 18 | 133826 | Functional Devices Enclosed Pilot Relay | FUNCTIONAL DEVICES, INC. | RIBU1C | 11.36 | 10.234 | Y | 11.36 | 11.36 | 11.36
FND-RIBU1C | 10008 | 244 | 133826 | Functional Devices Enclosed Pilot Relay | FUNCTIONAL DEVICES, INC. | RIBU1C | 11.36 | 10.4793 | Y | 11.36 | 11.36 | 11.36
FND-RIBU1C | 10510 | 457 | 133826 | Functional Devices Enclosed Pilot Relay | FUNCTIONAL DEVICES, INC. | RIBU1C | 11.36 | 10.486 | Y | 11.36 | 11.36 | 11.36
FND-RIBU1C | 10770 | 91 | 133826 | Functional Devices Enclosed Pilot Relay | FUNCTIONAL DEVICES, INC. | RIBU1C | 11.36 | 10.3292 | Y | 11.36 | 11.36 | 11.36
FND-RIBU1C | 166553 | 93 | 133826 | Functional Devices Enclosed Pilot Relay | FUNCTIONAL DEVICES, INC. | RIBU1C | 11.36 | 11.36 | Y | 11.36 | 11.36 | 11.36
FND-RIBU1C | 166557 | 193 | 133826 | Functional Devices Enclosed Pilot Relay | FUNCTIONAL DEVICES, INC. | RIBU1C | 11.36 | 10.33 | Y | 11.36 | 11.36 | 11.36
FND-RIBU1C | 166559 | 222 | 133826 | Functional Devices Enclosed Pilot Relay | FUNCTIONAL DEVICES, INC. | RIBU1C | 11.36 | 11.2629 | Y | 11.36 | 11.36 | 11.36
FND-RIBU1C | 166560 | 1 | 133826 | Functional Devices Enclosed Pilot Relay | FUNCTIONAL DEVICES, INC. | RIBU1C | 11.36 | 9.9894 | Y | 11.36 | 11.36 | 11.36
FND-RIBU1C | 166561 | 27 | 133826 | Functional Devices Enclosed Pilot Relay | FUNCTIONAL DEVICES, INC. | RIBU1C | 11.36 | 11.2305 | Y | 11.36 | 11.36 | 11.36
FND-RIBU1C | 173042 | 64 | 133826 | Functional Devices Enclosed Pilot Relay | FUNCTIONAL DEVICES, INC. | RIBU1C | 11.36 | 10.5901 | Y | 11.36 | 11.36 | 11.36
FND-RIBU1C | 175883 | 291 | 133826 | Functional Devices Enclosed Pilot Relay | FUNCTIONAL DEVICES, INC. | RIBU1C | 11.36 | 10.33 | Y | 11.36 | 11.36 | 11.36
FND-RIBU1C | 175888 | 867 | 133826 | Functional Devices Enclosed Pilot Relay | FUNCTIONAL DEVICES, INC. | RIBU1C | 11.36 | 10.6795 | Y | 11.36 | 11.36 | 11.36
FND-RIBU1C | 175890 | 105 | 133826 | Functional Devices Enclosed Pilot Relay | FUNCTIONAL DEVICES, INC. | RIBU1C | 11.36 | 10.3296 | Y | 11.36 | 11.36 | 11.36
FND-RIBU1C | 175891 | 381 | 133826 | Functional Devices Enclosed Pilot Relay | FUNCTIONAL DEVICES, INC. | RIBU1C | 11.36 | 10.6984 | Y | 11.36 | 11.36 | 11.36
FND-RIBU1CN4 | 10006 | 2 | 133826 | Enclosed Relay 10Amp SPDT | FUNCTIONAL DEVICES, INC. | RIBU1C-N4 | 23.02 | 16.8 | N | 23.02 | 23.02 | 23.02
FND-RIBU1CN4 | 10008 | 3 | 133826 | Enclosed Relay 10Amp SPDT | FUNCTIONAL DEVICES, INC. | RIBU1C-N4 | 23.02 | 16.8 | Y | 23.02 | 23.02 | 23.02
FND-RIBU1CN4 | 10770 | 2 | 133826 | Enclosed Relay 10Amp SPDT | FUNCTIONAL DEVICES, INC. | RIBU1C-N4 | 23.02 | 15.41 | Y | 23.02 | 23.02 | 23.02
FND-RIBU1CN4 | 166553 | 2 | 133826 | Enclosed Relay 10Amp SPDT | FUNCTIONAL DEVICES, INC. | RIBU1C-N4 | 23.02 | 23.02 | Y | 23.02 | 23.02 | 23.02
FND-RIBU1CN4 | 166557 | 3 | 133826 | Enclosed Relay 10Amp SPDT | FUNCTIONAL DEVICES, INC. | RIBU1C-N4 | 23.02 | 16.8 | Y | 23.02 | 23.02 | 23.02
FND-RIBU1CN4 | 166559 | 1 | 133826 | Enclosed Relay 10Amp SPDT | FUNCTIONAL DEVICES, INC. | RIBU1C-N4 | 23.02 | 16.8 | Y | 23.02 | 23.02 | 23.02
FND-RIBU1S | 10006 | 17 | 133826 | Relay, Enclosed Pilot | FUNCTIONAL DEVICES, INC. | RIBU1S | 23.73 | 18.6466 | Y | 23.73 | 23.73 | 23.73
FND-RIBU1S | 10008 | 28 | 133826 | Relay, Enclosed Pilot | FUNCTIONAL DEVICES, INC. | RIBU1S | 23.73 | 19.9059 | Y | 23.73 | 23.73 | 23.73
FND-RIBU1S | 10510 | 25 | 133826 | Relay, Enclosed Pilot | FUNCTIONAL DEVICES, INC. | RIBU1S | 23.73 | 18.0392 | Y | 23.73 | 23.73 | 23.73
FND-RIBU1S | 10770 | 8 | 133826 | Relay, Enclosed Pilot | FUNCTIONAL DEVICES, INC. | RIBU1S | 23.73 | 16.6043 | Y | 23.73 | 23.73 | 23.73
FND-RIBU1S | 166553 | 7 | 133826 | Relay, Enclosed Pilot | FUNCTIONAL DEVICES, INC. | RIBU1S | 23.73 | 19.022 | Y | 23.73 | 23.73 | 23.73
FND-RIBU1S | 166557 | 23 | 133826 | Relay, Enclosed Pilot | FUNCTIONAL DEVICES, INC. | RIBU1S | 23.73 | 19.6 | Y | 23.73 | 23.73 | 23.73
FND-RIBU1S | 166559 | 23 | 133826 | Relay, Enclosed Pilot | FUNCTIONAL DEVICES, INC. | RIBU1S | 23.73 | 19.6 | Y | 23.73 | 23.73 | 23.73
FND-RIBU1S | 166561 | 18 | 133826 | Relay, Enclosed Pilot | FUNCTIONAL DEVICES, INC. | RIBU1S | 23.73 | 23.73 | Y | 23.73 | 23.73 | 23.73
FND-RIBU1S | 173042 | 94 | 133826 | Relay, Enclosed Pilot | FUNCTIONAL DEVICES, INC. | RIBU1S | 23.73 | 22.5205 | Y | 23.73 | 23.73 | 23.73
FND-RIBU1S | 175883 | 0 | 133826 | Relay, Enclosed Pilot | FUNCTIONAL DEVICES, INC. | RIBU1S | 23.73 | 20.1088 | N | 23.73 | 23.73 | 23.73
FND-RIBU1S | 175888 | 15 | 133826 | Relay, Enclosed Pilot | FUNCTIONAL DEVICES, INC. | RIBU1S | 23.73 | 19.4792 | Y | 23.73 | 23.73 | 23.73
FND-RIBU1S | 175890 | 3 | 133826 | Relay, Enclosed Pilot | FUNCTIONAL DEVICES, INC. | RIBU1S | 23.73 | 19.2455 | Y | 23.73 | 23.73 | 23.73
FND-RIBU1S | 175891 | 88 | 133826 | Relay, Enclosed Pilot | FUNCTIONAL DEVICES, INC. | RIBU1S | 23.73 | 18.9578 | Y | 23.73 | 23.73 | 23.73
FND-RIBU1SC | 166557 | 1 | 133826 | 10A SPDT 10-30VAC/DC, 120VAC coil w/ | FUNCTIONAL DEVICES, INC. | RIBU1SC | 37.74 | 29.05 | Y | 37.74 | 33.37 | 37.74
FND-RIBU1SC | 166559 | 1 | 133826 | 10A SPDT 10-30VAC/DC, 120VAC coil w/ | FUNCTIONAL DEVICES, INC. | RIBU1SC | 37.74 | 27.32 | Y | 37.74 | 33.37 | 37.74
FND-RIBU1SC | 173042 | 1 | 133826 | 10A SPDT 10-30VAC/DC, 120VAC coil w/ | FUNCTIONAL DEVICES, INC. | RIBU1SC | 37.74 | 33.37 | N | 37.74 | 33.37 | 37.74
FND-RIBU2C | 10006 | 5 | 133826 | Relay | FUNCTIONAL DEVICES, INC. | RIBU2C | 25.33 | 20.28 | Y | 25.33 | 21.18 | 25.33
FND-RIBU2C | 10008 | 3 | 133826 | Relay | FUNCTIONAL DEVICES, INC. | RIBU2C | 25.33 | 21.18 | Y | 25.33 | 21.18 | 25.33
FND-RIBU2C | 10510 | 27 | 133826 | Relay | FUNCTIONAL DEVICES, INC. | RIBU2C | 25.33 | 20.8701 | Y | 25.33 | 21.18 | 25.33
FND-RIBU2C | 166553 | 1 | 133826 | Relay | FUNCTIONAL DEVICES, INC. | RIBU2C | 25.33 | 21.088 | Y | 25.33 | 21.18 | 25.33
FND-RIBU2C | 166557 | 1 | 133826 | Relay | FUNCTIONAL DEVICES, INC. | RIBU2C | 25.33 | 18.12 | Y | 25.33 | 21.18 | 25.33
FND-RIBU2C | 166559 | 2 | 133826 | Relay | FUNCTIONAL DEVICES, INC. | RIBU2C | 25.33 | 21.18 | Y | 25.33 | 21.18 | 25.33
FND-RIBU2C | 166560 | 3 | 133826 | Relay | FUNCTIONAL DEVICES, INC. | RIBU2C | 25.33 | 20.245 | Y | 25.33 | 21.18 | 25.33
FND-RIBU2C | 166561 | 9 | 133826 | Relay | FUNCTIONAL DEVICES, INC. | RIBU2C | 25.33 | 21.18 | Y | 25.33 | 21.18 | 25.33
FND-RIBU2C | 173042 | 13 | 133826 | Relay | FUNCTIONAL DEVICES, INC. | RIBU2C | 25.33 | 21.18 | Y | 25.33 | 21.18 | 25.33
FND-RIBU2C | 175883 | 32 | 133826 | Relay | FUNCTIONAL DEVICES, INC. | RIBU2C | 25.33 | 21.0706 | Y | 25.33 | 21.18 | 25.33
FND-RIBU2C | 175888 | 25 | 133826 | Relay | FUNCTIONAL DEVICES, INC. | RIBU2C | 25.33 | 21.1263 | Y | 25.33 | 21.18 | 25.33
FND-RIBU2C | 175890 | 20 | 133826 | Relay | FUNCTIONAL DEVICES, INC. | RIBU2C | 25.33 | 21.18 | Y | 25.33 | 21.18 | 25.33
FND-RIBU2C | 175891 | 9 | 133826 | Relay | FUNCTIONAL DEVICES, INC. | RIBU2C | 25.33 | 18.3178 | Y | 25.33 | 21.18 | 25.33
FND-RIBU2S2 | 166553 | 1 | 133826 | RIBU2S2 10amp Enclosed 2-SPST, 2 Sw | FUNCTIONAL DEVICES, INC. | RIBU2S2 | 62.29 | 27.4096 | N | 62.29 | 34.31 | 62.29
FND-RIBU2S2 | 166557 | 2 | 133826 | RIBU2S2 10amp Enclosed 2-SPST, 2 Sw | FUNCTIONAL DEVICES, INC. | RIBU2S2 | 62.29 | 28.295 | N | 62.29 | 34.31 | 62.29
FND-RIBU2S2 | 166559 | 6 | 133826 | RIBU2S2 10amp Enclosed 2-SPST, 2 Sw | FUNCTIONAL DEVICES, INC. | RIBU2S2 | 62.29 | 32.3233 | Y | 62.29 | 34.31 | 62.29
FND-RIBU2S2 | 166560 | 6 | 133826 | RIBU2S2 10amp Enclosed 2-SPST, 2 Sw | FUNCTIONAL DEVICES, INC. | RIBU2S2 | 62.29 | 27.125 | Y | 62.29 | 34.31 | 62.29
FND-RIBU2S2 | 173042 | 7 | 133826 | RIBU2S2 10amp Enclosed 2-SPST, 2 Sw | FUNCTIONAL DEVICES, INC. | RIBU2S2 | 62.29 | 34.31 | Y | 62.29 | 34.31 | 62.29
FND-RIBU2SC | 166557 | 2 | 133826 | Enclosed Relays 10Amp 1 SPST-NO Ov | FUNCTIONAL DEVICES, INC. | RIBU2SC | 34.48 | 25.23 | N | 34.48 | 25.23 | 34.48
FND-RIBW01BEN3 | 10008 | 2 | 133826 | EnOcean Enabled Wireless Relay Receiver/ | FUNCTIONAL DEVICES, INC. | RIBW01B-EN3 | 115.74 | 95.25 | Y | 115.74 | 95.25 | 115.74
FND-RIBW24BEN3 | 10008 | 3 | 133826 | EnOcean Enabled Wireless Relay 20 Amp, | FUNCTIONAL DEVICES, INC. | RIBW24B-EN3 | 106.28 | 94.43 | Y | 106.28 | 94.43 | 106.28
FND-RIBW24BEN3 | 166553 | 5 | 133826 | EnOcean Enabled Wireless Relay 20 Amp, | FUNCTIONAL DEVICES, INC. | RIBW24B-EN3 | 106.28 | 94.43 | Y | 106.28 | 94.43 | 106.28
FND-RIBW24BEN3 | 166557 | 1 | 133826 | EnOcean Enabled Wireless Relay 20 Amp, | FUNCTIONAL DEVICES, INC. | RIBW24B-EN3 | 106.28 | 94.43 | Y | 106.28 | 94.43 | 106.28
FND-RIBWDWS2N3 | 166553 | 12 | 133826 | wireless door/window transmitter | FUNCTIONAL DEVICES, INC. | RIBWDWS2N3 | 44.59 | 44.59 | Y | 44.59 | 44.59 | 44.59
FND-RIBX24BA | 10008 | 13 | 133826 | SPDT RIB RELAY WITH BUILT IN CURRENT SWI | FUNCTIONAL DEVICES, INC. | RIBX24BA | 57.09 | 57.09 | Y | 57.09 | 57.09 | 57.09
FND-RIBX24SBA | 166559 | 4 | 133826 | CURRENT SENSOR W/RELAY,20 AMP | FUNCTIONAL DEVICES, INC. | RIBX24SBA | 62.25 | 42.9 | Y | 62.25 | 42.9 | 62.25
FND-RIBX24SBF | 10008 | 1 | 133826 | Enclosed Internal AC Sensor, Fixed, Re | FUNCTIONAL DEVICES, INC. | RIBX24SBF | 73.51 | 24.36 | N | 73.51 | 24.98 | 73.51
FND-RIBX24SBF | 166557 | 5 | 133826 | Enclosed Internal AC Sensor, Fixed, Re | FUNCTIONAL DEVICES, INC. | RIBX24SBF | 73.51 | 24.98 | Y | 73.51 | 24.98 | 73.51
FND-RIBXF | 175891 | 8 | 133826 | AC current switch | FUNCTIONAL DEVICES, INC. | RIBXF | 25.84 | 20.22 | N | 25.84 | 20.22 | 25.84
FND-RIBXGA | 175883 | 9 | 133826 | Enclosed Split-Core AC Sensor, | FUNCTIONAL DEVICES, INC. | RIBXGA | 26.72 | 24.57 | N | 26.72 | 24.57 | 26.72
FND-RIBXGASCAL | 10008 | 2 | 133826 | Current Switch Split Core Self Adjust | FUNCTIONAL DEVICES, INC. | RIBXGA-SCAL | 45.7 | 0 | N | 45.7 | 0 | 45.7
FND-RIBXGF | 10008 | 1 | 133826 | Enclosed Split-Core AC Sensor, | FUNCTIONAL DEVICES, INC. | RIBXGF | 21.25 | 18.82 | N | 21.25 | 18.82 | 21.25
FND-RIBXGF | 10510 | 53 | 133826 | Enclosed Split-Core AC Sensor, | FUNCTIONAL DEVICES, INC. | RIBXGF | 21.25 | 18.0331 | Y | 21.25 | 18.82 | 21.25
FND-RIBXGF | 166557 | 11 | 133826 | Enclosed Split-Core AC Sensor, | FUNCTIONAL DEVICES, INC. | RIBXGF | 21.25 | 17.98 | N | 21.25 | 18.82 | 21.25
FND-RIBXGF | 175883 | 1 | 133826 | Enclosed Split-Core AC Sensor, | FUNCTIONAL DEVICES, INC. | RIBXGF | 21.25 | 14.97 | N | 21.25 | 18.82 | 21.25
FND-RIBXGF | 175891 | 40 | 133826 | Enclosed Split-Core AC Sensor, | FUNCTIONAL DEVICES, INC. | RIBXGF | 21.25 | 17.9478 | Y | 21.25 | 18.82 | 21.25
FND-RIBXGHA | 10510 | 8 | 133826 | 120/60 CT, SPLIT CORE, ADJ. | FUNCTIONAL DEVICES, INC. | RIBXGHA | 48.42 | 25.3108 | Y | 48.42 | 29.93 | 48.42
FND-RIBXGHA | 166561 | 15 | 133826 | 120/60 CT, SPLIT CORE, ADJ. | FUNCTIONAL DEVICES, INC. | RIBXGHA | 48.42 | 29.93 | Y | 48.42 | 29.93 | 48.42
FND-RIBXGHA | 175891 | 5 | 133826 | 120/60 CT, SPLIT CORE, ADJ. | FUNCTIONAL DEVICES, INC. | RIBXGHA | 48.42 | 29.38 | N | 48.42 | 29.93 | 48.42
FND-RIBXGHF | 175883 | 1 | 133826 | RIBXGHFFDI | FUNCTIONAL DEVICES, INC. | RIBXGHF | 31.89 | 19.08 | N | 31.89 | 19.08 | 31.89
FND-RIBXGHTA | 10006 | 3 | 133826 | .75 - 150 Amp adjustable / solid state | FUNCTIONAL DEVICES, INC. | RIBXGHTA | 39.98 | 29.379 | Y | 39.98 | 39.98 | 39.98
FND-RIBXGHTA | 10008 | 3 | 133826 | .75 - 150 Amp adjustable / solid state | FUNCTIONAL DEVICES, INC. | RIBXGHTA | 39.98 | 39.98 | Y | 39.98 | 39.98 | 39.98
FND-RIBXGHTA | 166553 | 8 | 133826 | .75 - 150 Amp adjustable / solid state | FUNCTIONAL DEVICES, INC. | RIBXGHTA | 39.98 | 37.4621 | Y | 39.98 | 39.98 | 39.98
FND-RIBXGHTA | 166557 | 2 | 133826 | .75 - 150 Amp adjustable / solid state | FUNCTIONAL DEVICES, INC. | RIBXGHTA | 39.98 | 29.93 | N | 39.98 | 39.98 | 39.98
FND-RIBXGHTA | 166559 | 2 | 133826 | .75 - 150 Amp adjustable / solid state | FUNCTIONAL DEVICES, INC. | RIBXGHTA | 39.98 | 29.8949 | Y | 39.98 | 39.98 | 39.98
FND-RIBXGHTA | 166561 | 3 | 133826 | .75 - 150 Amp adjustable / solid state | FUNCTIONAL DEVICES, INC. | RIBXGHTA | 39.98 | 29.93 | N | 39.98 | 39.98 | 39.98
FND-RIBXGHTA | 173042 | 6 | 133826 | .75 - 150 Amp adjustable / solid state | FUNCTIONAL DEVICES, INC. | RIBXGHTA | 39.98 | 29.93 | Y | 39.98 | 39.98 | 39.98
FND-RIBXGHTF | 10006 | 5 | 133826 | 0.5-150 amp current sensor solid state | FUNCTIONAL DEVICES, INC. | RIBXGHTF | 33.73 | 22.63 | Y | 33.73 | 24.1726 | 33.73
FND-RIBXGHTF | 10008 | 5 | 133826 | 0.5-150 amp current sensor solid state | FUNCTIONAL DEVICES, INC. | RIBXGHTF | 33.73 | 24.1726 | Y | 33.73 | 24.1726 | 33.73
FND-RIBXGHTF | 166559 | 4 | 133826 | 0.5-150 amp current sensor solid state | FUNCTIONAL DEVICES, INC. | RIBXGHTF | 33.73 | 24.1321 | Y | 33.73 | 24.1726 | 33.73
FND-RIBXGNTF | 10006 | 15 | 133826 | Current Switch Split Core Fixed 0.35 | FUNCTIONAL DEVICES, INC. | RIBXGNTF | 24.82 | 19.43 | Y | 24.82 | 19.43 | 24.82
FND-RIBXGNTF | 10770 | 39 | 133826 | Current Switch Split Core Fixed 0.35 | FUNCTIONAL DEVICES, INC. | RIBXGNTF | 24.82 | 19.43 | Y | 24.82 | 19.43 | 24.82
FND-RIBXGNTF125 | 10008 | 30 | 133826 | RIB .125-.150AMP SPLIT CORE RELAY | FUNCTIONAL DEVICES, INC. | RIBXGNTF-125 | 23.7 | 20.4 | Y | 23.7 | 20.4 | 23.7
FND-RIBXGT420RMS | 10510 | 4 | 133826 | Enclosed Split-Core AC Sensor, True RMS | FUNCTIONAL DEVICES, INC. | RIBXGT420-RMS | 77.79 | 77.79 | Y | 77.79 | 77.79 | 77.79
FND-RIBXGTA | 10006 | 17 | 133826 | Current Sensor, Split Core | FUNCTIONAL DEVICES, INC. | RIBXGTA | 22.41 | 21.12 | Y | 22.41 | 22.41 | 22.41
FND-RIBXGTA | 10008 | 208 | 133826 | Current Sensor, Split Core | FUNCTIONAL DEVICES, INC. | RIBXGTA | 22.41 | 21.7737 | Y | 22.41 | 22.41 | 22.41
FND-RIBXGTA | 10510 | 38 | 133826 | Current Sensor, Split Core | FUNCTIONAL DEVICES, INC. | RIBXGTA | 22.41 | 22.0285 | Y | 22.41 | 22.41 | 22.41
FND-RIBXGTA | 10770 | 2 | 133826 | Current Sensor, Split Core | FUNCTIONAL DEVICES, INC. | RIBXGTA | 22.41 | 21.12 | Y | 22.41 | 22.41 | 22.41
FND-RIBXGTA | 166553 | 33 | 133826 | Current Sensor, Split Core | FUNCTIONAL DEVICES, INC. | RIBXGTA | 22.41 | 21.12 | Y | 22.41 | 22.41 | 22.41
FND-RIBXGTA | 166557 | 14 | 133826 | Current Sensor, Split Core | FUNCTIONAL DEVICES, INC. | RIBXGTA | 22.41 | 21.12 | Y | 22.41 | 22.41 | 22.41
FND-RIBXGTA | 166559 | 12 | 133826 | Current Sensor, Split Core | FUNCTIONAL DEVICES, INC. | RIBXGTA | 22.41 | 21.12 | Y | 22.41 | 22.41 | 22.41
FND-RIBXGTA | 166560 | 41 | 133826 | Current Sensor, Split Core | FUNCTIONAL DEVICES, INC. | RIBXGTA | 22.41 | 21.12 | Y | 22.41 | 22.41 | 22.41
FND-RIBXGTA | 166561 | 44 | 133826 | Current Sensor, Split Core | FUNCTIONAL DEVICES, INC. | RIBXGTA | 22.41 | 22.195 | Y | 22.41 | 22.41 | 22.41
FND-RIBXGTA | 173042 | 84 | 133826 | Current Sensor, Split Core | FUNCTIONAL DEVICES, INC. | RIBXGTA | 22.41 | 21.12 | Y | 22.41 | 22.41 | 22.41
FND-RIBXGTA | 175883 | 9 | 133826 | Current Sensor, Split Core | FUNCTIONAL DEVICES, INC. | RIBXGTA | 22.41 | 22.41 | Y | 22.41 | 22.41 | 22.41
FND-RIBXGTA | 175888 | 39 | 133826 | Current Sensor, Split Core | FUNCTIONAL DEVICES, INC. | RIBXGTA | 22.41 | 21.3974 | Y | 22.41 | 22.41 | 22.41
FND-RIBXGTA | 175890 | 20 | 133826 | Current Sensor, Split Core | FUNCTIONAL DEVICES, INC. | RIBXGTA | 22.41 | 21.3281 | Y | 22.41 | 22.41 | 22.41
FND-RIBXGTA | 175891 | 5 | 133826 | Current Sensor, Split Core | FUNCTIONAL DEVICES, INC. | RIBXGTA | 22.41 | 21.3974 | Y | 22.41 | 22.41 | 22.41
FND-RIBXGTAECM | 10006 | 10 | 133826 | Current Sensor, Split Core, Adjustable | FUNCTIONAL DEVICES, INC. | RIBXGTA-ECM | 32.37 | 30.95 | Y | 32.37 | 34.49 | 34.49
FND-RIBXGTAECM | 10008 | 25 | 133826 | Current Sensor, Split Core, Adjustable | FUNCTIONAL DEVICES, INC. | RIBXGTA-ECM | 32.37 | 30.95 | Y | 32.37 | 34.49 | 34.49
FND-RIBXGTAECM | 10510 | 8 | 133826 | Current Sensor, Split Core, Adjustable | FUNCTIONAL DEVICES, INC. | RIBXGTA-ECM | 32.37 | 32.37 | Y | 32.37 | 34.49 | 34.49
FND-RIBXGTAECM | 166557 | 21 | 133826 | Current Sensor, Split Core, Adjustable | FUNCTIONAL DEVICES, INC. | RIBXGTA-ECM | 32.37 | 30.95 | Y | 32.37 | 34.49 | 34.49
FND-RIBXGTAECM | 166559 | 6 | 133826 | Current Sensor, Split Core, Adjustable | FUNCTIONAL DEVICES, INC. | RIBXGTA-ECM | 32.37 | 30.95 | Y | 32.37 | 34.49 | 34.49
FND-RIBXGTAECM | 166561 | 3 | 133826 | Current Sensor, Split Core, Adjustable | FUNCTIONAL DEVICES, INC. | RIBXGTA-ECM | 32.37 | 30.9499 | Y | 32.37 | 34.49 | 34.49
FND-RIBXGTAECM | 173042 | 27 | 133826 | Current Sensor, Split Core, Adjustable | FUNCTIONAL DEVICES, INC. | RIBXGTA-ECM | 32.37 | 31.5257 | Y | 32.37 | 34.49 | 34.49
FND-RIBXGTAECM | 175883 | 8 | 133826 | Current Sensor, Split Core, Adjustable | FUNCTIONAL DEVICES, INC. | RIBXGTA-ECM | 32.37 | 34.49 | N | 32.37 | 34.49 | 34.49
FND-RIBXGTAECM | 175888 | 1 | 133826 | Current Sensor, Split Core, Adjustable | FUNCTIONAL DEVICES, INC. | RIBXGTA-ECM | 32.37 | 30.9461 | N | 32.37 | 34.49 | 34.49
FND-RIBXGTAECM | 175890 | 5 | 133826 | Current Sensor, Split Core, Adjustable | FUNCTIONAL DEVICES, INC. | RIBXGTA-ECM | 32.37 | 30.9474 | Y | 32.37 | 34.49 | 34.49
FND-RIBXGTAECM | 175891 | -5 | 133826 | Current Sensor, Split Core, Adjustable | FUNCTIONAL DEVICES, INC. | RIBXGTA-ECM | 32.37 | 30.95 | Y | 32.37 | 34.49 | 34.49
FND-RIBXGTASCAL | 166557 | 4 | 133826 | Split Core Self Adjustable Current S | FUNCTIONAL DEVICES, INC. | RIBXGTA-SCAL | 45.7 | 26.245 | Y | 45.7 | 34.6578 | 45.7
FND-RIBXGTASCAL | 166561 | 3 | 133826 | Split Core Self Adjustable Current S | FUNCTIONAL DEVICES, INC. | RIBXGTA-SCAL | 45.7 | 34.6578 | N | 45.7 | 34.6578 | 45.7
FND-RIBXGTF | 10006 | 14 | 133826 | Current Sensors, Split Core | FUNCTIONAL DEVICES, INC. | RIBXGTF | 19.18 | 17.98 | Y | 19.18 | 19.18 | 19.18
FND-RIBXGTF | 10008 | 20 | 133826 | Current Sensors, Split Core | FUNCTIONAL DEVICES, INC. | RIBXGTF | 19.18 | 19.18 | Y | 19.18 | 19.18 | 19.18
FND-RIBXGTF | 10510 | 16 | 133826 | Current Sensors, Split Core | FUNCTIONAL DEVICES, INC. | RIBXGTF | 19.18 | 18.3329 | Y | 19.18 | 19.18 | 19.18
FND-RIBXGTF | 166553 | 80 | 133826 | Current Sensors, Split Core | FUNCTIONAL DEVICES, INC. | RIBXGTF | 19.18 | 17.98 | Y | 19.18 | 19.18 | 19.18
FND-RIBXGTF | 166557 | 8 | 133826 | Current Sensors, Split Core | FUNCTIONAL DEVICES, INC. | RIBXGTF | 19.18 | 17.98 | Y | 19.18 | 19.18 | 19.18
FND-RIBXGTF | 166559 | 30 | 133826 | Current Sensors, Split Core | FUNCTIONAL DEVICES, INC. | RIBXGTF | 19.18 | 17.98 | Y | 19.18 | 19.18 | 19.18
FND-RIBXGTF | 166560 | 4 | 133826 | Current Sensors, Split Core | FUNCTIONAL DEVICES, INC. | RIBXGTF | 19.18 | 17.98 | Y | 19.18 | 19.18 | 19.18
FND-RIBXGTF | 166561 | 29 | 133826 | Current Sensors, Split Core | FUNCTIONAL DEVICES, INC. | RIBXGTF | 19.18 | 19.18 | Y | 19.18 | 19.18 | 19.18
FND-RIBXGTF | 173042 | 17 | 133826 | Current Sensors, Split Core | FUNCTIONAL DEVICES, INC. | RIBXGTF | 19.18 | 17.98 | Y | 19.18 | 19.18 | 19.18
FND-RIBXGTF | 175883 | 1 | 133826 | Current Sensors, Split Core | FUNCTIONAL DEVICES, INC. | RIBXGTF | 19.18 | 19.18 | Y | 19.18 | 19.18 | 19.18
FND-RIBXGTF | 175891 | 69 | 133826 | Current Sensors, Split Core | FUNCTIONAL DEVICES, INC. | RIBXGTF | 19.18 | 17.98 | Y | 19.18 | 19.18 | 19.18
FND-RIBXGTV10 | 10006 | 1 | 133826 | Sensor Transducer | FUNCTIONAL DEVICES, INC. | RIBXGTV10 | 34.61 | 24.79 | N | 34.61 | 34.61 | 34.61
FND-RIBXGTV10 | 10008 | 10 | 133826 | Sensor Transducer | FUNCTIONAL DEVICES, INC. | RIBXGTV10 | 34.61 | 33.6 | Y | 34.61 | 34.61 | 34.61
FND-RIBXGTV10 | 10510 | 9 | 133826 | Sensor Transducer | FUNCTIONAL DEVICES, INC. | RIBXGTV10 | 34.61 | 29.4448 | Y | 34.61 | 34.61 | 34.61
FND-RIBXGTV10 | 166557 | 3 | 133826 | Sensor Transducer | FUNCTIONAL DEVICES, INC. | RIBXGTV10 | 34.61 | 29.56 | Y | 34.61 | 34.61 | 34.61
FND-RIBXGTV10 | 166561 | 3 | 133826 | Sensor Transducer | FUNCTIONAL DEVICES, INC. | RIBXGTV10 | 34.61 | 29.56 | Y | 34.61 | 34.61 | 34.61
FND-RIBXGTV10 | 173042 | 6 | 133826 | Sensor Transducer | FUNCTIONAL DEVICES, INC. | RIBXGTV10 | 34.61 | 29.56 | Y | 34.61 | 34.61 | 34.61
FND-RIBXGTV10 | 175883 | 11 | 133826 | Sensor Transducer | FUNCTIONAL DEVICES, INC. | RIBXGTV10 | 34.61 | 34.61 | Y | 34.61 | 34.61 | 34.61
FND-RIBXGTV10 | 175891 | 8 | 133826 | Sensor Transducer | FUNCTIONAL DEVICES, INC. | RIBXGTV10 | 34.61 | 29.56 | Y | 34.61 | 34.61 | 34.61
FND-RIBXGTV510 | 10008 | 5 | 133826 | Current Transducer Split Core 0-10 Am | FUNCTIONAL DEVICES, INC. | RIBXGTV5-10 | 25.26 | 21.48 | Y | 25.26 | 21.48 | 25.26
FND-RIBXK420100 | 175883 | 1 | 133826 | Current Sensor | FUNCTIONAL DEVICES, INC. | RIBXK420-100 | 26.25 | 15.54 | N | 26.25 | 15.54 | 26.25
FND-RIBXKF | 10008 | 4 | 133826 | Functional Devices Solid Core, | FUNCTIONAL DEVICES, INC. | RIBXKF | 15.23 | 12.68 | Y | 15.23 | 12.68 | 15.23
FND-RIBXKF | 166553 | 5 | 133826 | Functional Devices Solid Core, | FUNCTIONAL DEVICES, INC. | RIBXKF | 15.23 | 12.68 | Y | 15.23 | 12.68 | 15.23
FND-RIBXKF | 166557 | 10 | 133826 | Functional Devices Solid Core, | FUNCTIONAL DEVICES, INC. | RIBXKF | 15.23 | 10.4303 | Y | 15.23 | 12.68 | 15.23
FND-RIBXKF | 166561 | 2 | 133826 | Functional Devices Solid Core, | FUNCTIONAL DEVICES, INC. | RIBXKF | 15.23 | 12.68 | Y | 15.23 | 12.68 | 15.23
FND-RIBXKF | 173042 | 5 | 133826 | Functional Devices Solid Core, | FUNCTIONAL DEVICES, INC. | RIBXKF | 15.23 | 12.5801 | Y | 15.23 | 12.68 | 15.23
FND-RIBXKF | 175883 | 6 | 133826 | Functional Devices Solid Core, | FUNCTIONAL DEVICES, INC. | RIBXKF | 15.23 | 12.3733 | N | 15.23 | 12.68 | 15.23
FND-RIBXKF | 175888 | 1 | 133826 | Functional Devices Solid Core, | FUNCTIONAL DEVICES, INC. | RIBXKF | 15.23 | 12.31 | N | 15.23 | 12.68 | 15.23
FND-RIBXKF | 175890 | 1 | 133826 | Functional Devices Solid Core, | FUNCTIONAL DEVICES, INC. | RIBXKF | 15.23 | 12.4885 | N | 15.23 | 12.68 | 15.23
FND-RIBXKF | 175891 | 22 | 133826 | Functional Devices Solid Core, | FUNCTIONAL DEVICES, INC. | RIBXKF | 15.23 | 12.4005 | Y | 15.23 | 12.68 | 15.23
FND-RIBXKNUTA | 10008 | 1 | 133826 | RIBXKNUTA | FUNCTIONAL DEVICES, INC. | RIBXKNUTA | 29.95 | 0.01 | N | 29.95 | 23.43 | 29.95
FND-RIBXKNUTA | 10770 | 2 | 133826 | RIBXKNUTA | FUNCTIONAL DEVICES, INC. | RIBXKNUTA | 29.95 | 23.43 | Y | 29.95 | 23.43 | 29.95
FND-RIBXKTA | 10008 | 1 | 133826 | MINI CURRENT RING, , .5-150A ADJUSTABLE, | FUNCTIONAL DEVICES, INC. | RIBXKTA | 20.37 | 18.75 | Y | 20.37 | 18.75 | 20.37
FND-RIBXKTA | 10770 | 2 | 133826 | MINI CURRENT RING, , .5-150A ADJUSTABLE, | FUNCTIONAL DEVICES, INC. | RIBXKTA | 20.37 | 18.75 | Y | 20.37 | 18.75 | 20.37
FND-RIBXKTA | 166559 | 151 | 133826 | MINI CURRENT RING, , .5-150A ADJUSTABLE, | FUNCTIONAL DEVICES, INC. | RIBXKTA | 20.37 | 18.75 | Y | 20.37 | 18.75 | 20.37
FND-RIBXKTA | 166560 | 8 | 133826 | MINI CURRENT RING, , .5-150A ADJUSTABLE, | FUNCTIONAL DEVICES, INC. | RIBXKTA | 20.37 | 18.5956 | Y | 20.37 | 18.75 | 20.37
FND-RIBXKTA | 173042 | 36 | 133826 | MINI CURRENT RING, , .5-150A ADJUSTABLE, | FUNCTIONAL DEVICES, INC. | RIBXKTA | 20.37 | 18.7419 | Y | 20.37 | 18.75 | 20.37
FND-RIBXKTF | 10008 | 29 | 133826 | MINI CURRENT SENSOR GO-/NO-GO | FUNCTIONAL DEVICES, INC. | RIBXKTF | 13.33 | 12.68 | Y | 13.33 | 14.13 | 14.13
FND-RIBXKTF | 10510 | 59 | 133826 | MINI CURRENT SENSOR GO-/NO-GO | FUNCTIONAL DEVICES, INC. | RIBXKTF | 13.33 | 12.6868 | Y | 13.33 | 14.13 | 14.13
FND-RIBXKTF | 166553 | 26 | 133826 | MINI CURRENT SENSOR GO-/NO-GO | FUNCTIONAL DEVICES, INC. | RIBXKTF | 13.33 | 13.2834 | Y | 13.33 | 14.13 | 14.13
FND-RIBXKTF | 166559 | 2 | 133826 | MINI CURRENT SENSOR GO-/NO-GO | FUNCTIONAL DEVICES, INC. | RIBXKTF | 13.33 | 12.2056 | Y | 13.33 | 14.13 | 14.13
FND-RIBXKTF | 166560 | 18 | 133826 | MINI CURRENT SENSOR GO-/NO-GO | FUNCTIONAL DEVICES, INC. | RIBXKTF | 13.33 | 12.544 | Y | 13.33 | 14.13 | 14.13
FND-RIBXKTF | 173042 | 24 | 133826 | MINI CURRENT SENSOR GO-/NO-GO | FUNCTIONAL DEVICES, INC. | RIBXKTF | 13.33 | 13.0821 | Y | 13.33 | 14.13 | 14.13
FND-RIBXKTF | 175883 | 1 | 133826 | MINI CURRENT SENSOR GO-/NO-GO | FUNCTIONAL DEVICES, INC. | RIBXKTF | 13.33 | 14.13 | N | 13.33 | 14.13 | 14.13
FND-RIBXKTF | 175891 | 1 | 133826 | MINI CURRENT SENSOR GO-/NO-GO | FUNCTIONAL DEVICES, INC. | RIBXKTF | 13.33 | 12.68 | Y | 13.33 | 14.13 | 14.13
FND-RIBXKTV510 | 173042 | 1 | 133826 | Enclosed Solid-Core Transducer, 0-10Amp, | FUNCTIONAL DEVICES, INC. | RIBXKTV5-10 | 19.24 | 16.56 | N | 19.24 | 16.56 | 19.24
FND-RIBXKTV510 | 175883 | 13 | 133826 | Enclosed Solid-Core Transducer, 0-10Amp, | FUNCTIONAL DEVICES, INC. | RIBXKTV5-10 | 19.24 | 16.56 | Y | 19.24 | 16.56 | 19.24
FND-RIBXKTV5100 | 166557 | 1 | 133826 | Solid Core Analog Current Transducer | FUNCTIONAL DEVICES, INC. | RIBXKTV5-100 | 22.37 | 12.73 | N | 22.37 | 12.73 | 22.37
FND-RIBXKTV520 | 10008 | 4 | 133826 | Current transducer, 0-5VDC output, 20A | FUNCTIONAL DEVICES, INC. | RIBXKTV5-20 | 19.48 | 16.56 | Y | 19.48 | 19.2122 | 19.48
FND-RIBXKTV520 | 166553 | 4 | 133826 | Current transducer, 0-5VDC output, 20A | FUNCTIONAL DEVICES, INC. | RIBXKTV5-20 | 19.48 | 12.93 | Y | 19.48 | 19.2122 | 19.48
FND-RIBXKTV520 | 175883 | -3 | 133826 | Current transducer, 0-5VDC output, 20A | FUNCTIONAL DEVICES, INC. | RIBXKTV5-20 | 19.48 | 19.2122 | Y | 19.48 | 19.2122 | 19.48
FND-RIBXKTV550 | 166553 | 1 | 133826 | Current transducer 0-5vdc output, | FUNCTIONAL DEVICES, INC. | RIBXKTV5-50 | 19.48 | 13.5214 | N | 19.48 | 16.248 | 19.48
FND-RIBXKTV550 | 175883 | 6 | 133826 | Current transducer 0-5vdc output, | FUNCTIONAL DEVICES, INC. | RIBXKTV5-50 | 19.48 | 16.248 | Y | 19.48 | 16.248 | 19.48
FND-RIBXLCJA | 10008 | 2 | 133826 | Enclosed Split-Core AC Sensor Adjust | FUNCTIONAL DEVICES, INC. | RIBXLCJA | 109.96 | 41.85 | Y | 109.96 | 41.85 | 109.96
FND-RIBXLCJA | 166553 | 1 | 133826 | Enclosed Split-Core AC Sensor Adjust | FUNCTIONAL DEVICES, INC. | RIBXLCJA | 109.96 | 30.34 | N | 109.96 | 41.85 | 109.96
FND-RIBXLCJA | 175890 | 2 | 133826 | Enclosed Split-Core AC Sensor Adjust | FUNCTIONAL DEVICES, INC. | RIBXLCJA | 109.96 | 30.97 | N | 109.96 | 41.85 | 109.96
FND-RIBXLCJA | 175891 | 1 | 133826 | Enclosed Split-Core AC Sensor Adjust | FUNCTIONAL DEVICES, INC. | RIBXLCJA | 109.96 | 30.3031 | N | 109.96 | 41.85 | 109.96
FND-RIBXLCRA | 166553 | 2 | 133826 | Current Switch and Relay Combination 1 | FUNCTIONAL DEVICES, INC. | RIBXLCRA | 63.65 | 34.58 | N | 63.65 | 34.58 | 63.65
FND-RIBXLCRF | 10008 | 1 | 133826 | RIBXLCRF FDI | FUNCTIONAL DEVICES, INC. | RIBXLCRF | 69.46 | 34.81 | Y | 69.46 | 34.81 | 69.46
FND-RIBXLSA | 166553 | 1 | 133826 | Current Switch and Relay Combination, 10 | FUNCTIONAL DEVICES, INC. | RIBXLSA | 75.55 | 27.92 | N | 75.55 | 31.05 | 75.55
FND-RIBXLSA | 175888 | 2 | 133826 | Current Switch and Relay Combination, 10 | FUNCTIONAL DEVICES, INC. | RIBXLSA | 75.55 | 31.05 | Y | 75.55 | 31.05 | 75.55
FND-RIBXLSF | 175891 | 1 | 133826 | RIBXLSFFDI | FUNCTIONAL DEVICES, INC. | RIBXLSF | 50.15 | 21.67 | N | 50.15 | 21.67 | 50.15
FND-RIBXRA | 175888 | 1 | 133826 | Current Switch Solid Remote Adjustabl | FUNCTIONAL DEVICES, INC. | RIBXRA | 36.24 | 20.7491 | N | 36.24 | 20.7491 | 36.24
FND-SIB02S | 166559 | 8 | 133826 | Enc. 20A 3pos HOA switch 1/2" nip. | FUNCTIONAL DEVICES, INC. | SIB02S | 12.44 | 9.5425 | N | 12.44 | 9.5425 | 12.44
FND-SIB04S | 166559 | 1 | 133826 | Enc. 20A 2pos 3-wire switch 1/2" nip | FUNCTIONAL DEVICES, INC. | SIB04S | 14.14 | 8.01 | N | 14.14 | 8.01 | 14.14
FND-SIB05S | 175891 | 4 | 133826 | Enc. 20A 2pos, 2-wire switch 1/2" ni | FUNCTIONAL DEVICES, INC. | SIB05S | 14.14 | 12.77 | Y | 14.14 | 12.77 | 14.14
FND-SP4404L | 10006 | 3 | 133826 | SP4404LFDI | FUNCTIONAL DEVICES, INC. | SP4404L | 106.05 | 26.45 | Y | 106.05 | 26.45 | 106.05
FND-SP5504L | 175883 | 5 | 133826 | Perforated Steel Sub-Panel 23.00 H x | FUNCTIONAL DEVICES, INC. | SP5504L | 169.66 | 33.38 | N | 169.66 | 33.38 | 169.66
FND-TIB100A | 10008 | 24 | 133826 | Transformer 96VA, 120 to 24 Vac, Circuit | FUNCTIONAL DEVICES, INC. | TIB100A | 42.33 | 38.62 | Y | 42.33 | 38.62 | 42.33
FND-TIB100A | 10510 | 10 | 133826 | Transformer 96VA, 120 to 24 Vac, Circuit | FUNCTIONAL DEVICES, INC. | TIB100A | 42.33 | 38.62 | N | 42.33 | 38.62 | 42.33
FND-TIB100A | 10770 | 1 | 133826 | Transformer 96VA, 120 to 24 Vac, Circuit | FUNCTIONAL DEVICES, INC. | TIB100A | 42.33 | 38.62 | Y | 42.33 | 38.62 | 42.33
FND-TIB100A | 166553 | 10 | 133826 | Transformer 96VA, 120 to 24 Vac, Circuit | FUNCTIONAL DEVICES, INC. | TIB100A | 42.33 | 38.62 | N | 42.33 | 38.62 | 42.33
FND-TIB100A | 166559 | 2 | 133826 | Transformer 96VA, 120 to 24 Vac, Circuit | FUNCTIONAL DEVICES, INC. | TIB100A | 42.33 | 38.62 | N | 42.33 | 38.62 | 42.33
FND-TIB100A | 166560 | 5 | 133826 | Transformer 96VA, 120 to 24 Vac, Circuit | FUNCTIONAL DEVICES, INC. | TIB100A | 42.33 | 38.62 | Y | 42.33 | 38.62 | 42.33
FND-TIB100A | 173042 | 2 | 133826 | Transformer 96VA, 120 to 24 Vac, Circuit | FUNCTIONAL DEVICES, INC. | TIB100A | 42.33 | 38.62 | N | 42.33 | 38.62 | 42.33
FND-TIB100A | 175888 | 7 | 133826 | Transformer 96VA, 120 to 24 Vac, Circuit | FUNCTIONAL DEVICES, INC. | TIB100A | 42.33 | 38.62 | N | 42.33 | 38.62 | 42.33
FND-TIB100A | 175890 | 5 | 133826 | Transformer 96VA, 120 to 24 Vac, Circuit | FUNCTIONAL DEVICES, INC. | TIB100A | 42.33 | 38.62 | N | 42.33 | 38.62 | 42.33
FND-TIB100A | 175891 | 19 | 133826 | Transformer 96VA, 120 to 24 Vac, Circuit | FUNCTIONAL DEVICES, INC. | TIB100A | 42.33 | 38.62 | Y | 42.33 | 38.62 | 42.33
FND-TR100VA001 | 10008 | 22 | 133826 | Transformer | FUNCTIONAL DEVICES, INC. | TR100VA001 | 28.19 | 25.68 | Y | 28.19 | 27.8947 | 28.19
FND-TR100VA001 | 10510 | 47 | 133826 | Transformer | FUNCTIONAL DEVICES, INC. | TR100VA001 | 28.19 | 26.6096 | Y | 28.19 | 27.8947 | 28.19
FND-TR100VA001 | 173042 | 14 | 133826 | Transformer | FUNCTIONAL DEVICES, INC. | TR100VA001 | 28.19 | 27.8947 | Y | 28.19 | 27.8947 | 28.19
FND-TR100VA001 | 175883 | 50 | 133826 | Transformer | FUNCTIONAL DEVICES, INC. | TR100VA001 | 28.19 | 26.1562 | Y | 28.19 | 27.8947 | 28.19
FND-TR100VA001 | 175888 | 3 | 133826 | Transformer | FUNCTIONAL DEVICES, INC. | TR100VA001 | 28.19 | 25.68 | Y | 28.19 | 27.8947 | 28.19
FND-TR100VA001 | 175890 | 9 | 133826 | Transformer | FUNCTIONAL DEVICES, INC. | TR100VA001 | 28.19 | 25.68 | Y | 28.19 | 27.8947 | 28.19
FND-TR100VA001 | 175891 | 8 | 133826 | Transformer | FUNCTIONAL DEVICES, INC. | TR100VA001 | 28.19 | 25.68 | Y | 28.19 | 27.8947 | 28.19
FND-TR100VA002 | 166559 | 1 | 133826 | TRANSFORMER 100 VA, 120-24VAC DUAL | FUNCTIONAL DEVICES, INC. | TR100VA002 | 29.38 | 29.228 | N | 29.38 | 29.84 | 29.84
FND-TR100VA002 | 175883 | 2 | 133826 | TRANSFORMER 100 VA, 120-24VAC DUAL | FUNCTIONAL DEVICES, INC. | TR100VA002 | 29.38 | 29.84 | N | 29.38 | 29.84 | 29.84
FND-TR100VA002 | 175891 | 6 | 133826 | TRANSFORMER 100 VA, 120-24VAC DUAL | FUNCTIONAL DEVICES, INC. | TR100VA002 | 29.38 | 29.1943 | Y | 29.38 | 29.84 | 29.84
FND-TR100VA004 | 10770 | 2 | 133826 | Transformer | FUNCTIONAL DEVICES, INC. | TR100VA004 | 34.54 | 31.4324 | Y | 34.54 | 33.6014 | 34.54
FND-TR100VA004 | 175883 | 7 | 133826 | Transformer | FUNCTIONAL DEVICES, INC. | TR100VA004 | 34.54 | 33.6014 | Y | 34.54 | 33.6014 | 34.54
FND-TR100VA005 | 10006 | 5 | 133826 | Transformer | FUNCTIONAL DEVICES, INC. | TR100VA005 | 35.67 | 31.1896 | Y | 35.67 | 35.3843 | 35.67
FND-TR100VA005 | 10008 | 8 | 133826 | Transformer | FUNCTIONAL DEVICES, INC. | TR100VA005 | 35.67 | 31.159 | Y | 35.67 | 35.3843 | 35.67
FND-TR100VA005 | 166553 | 31 | 133826 | Transformer | FUNCTIONAL DEVICES, INC. | TR100VA005 | 35.67 | 31.19 | Y | 35.67 | 35.3843 | 35.67
FND-TR100VA005 | 175883 | 3 | 133826 | Transformer | FUNCTIONAL DEVICES, INC. | TR100VA005 | 35.67 | 35.3843 | Y | 35.67 | 35.3843 | 35.67
FND-TR100VA005 | 175888 | 14 | 133826 | Transformer | FUNCTIONAL DEVICES, INC. | TR100VA005 | 35.67 | 35.1458 | Y | 35.67 | 35.3843 | 35.67
FND-TR100VA005 | 175890 | 1 | 133826 | Transformer | FUNCTIONAL DEVICES, INC. | TR100VA005 | 35.67 | 31.1898 | Y | 35.67 | 35.3843 | 35.67
FND-TR100VA005 | 175891 | 9 | 133826 | Transformer | FUNCTIONAL DEVICES, INC. | TR100VA005 | 35.67 | 34.9233 | Y | 35.67 | 35.3843 | 35.67
FND-TR100VA008 | 10006 | 3 | 133826 | Transformer | FUNCTIONAL DEVICES, INC. | TR100VA008 | 39.41 | 28.35 | Y | 39.41 | 35.75 | 39.41
FND-TR100VA008 | 10008 | 4 | 133826 | Transformer | FUNCTIONAL DEVICES, INC. | TR100VA008 | 39.41 | 32.08 | Y | 39.41 | 35.75 | 39.41
FND-TR100VA008 | 166553 | 16 | 133826 | Transformer | FUNCTIONAL DEVICES, INC. | TR100VA008 | 39.41 | 32.0012 | Y | 39.41 | 35.75 | 39.41
FND-TR100VA008 | 166560 | 11 | 133826 | Transformer | FUNCTIONAL DEVICES, INC. | TR100VA008 | 39.41 | 32.0763 | Y | 39.41 | 35.75 | 39.41
FND-TR100VA008 | 166561 | 19 | 133826 | Transformer | FUNCTIONAL DEVICES, INC. | TR100VA008 | 39.41 | 32.0795 | Y | 39.41 | 35.75 | 39.41
FND-TR100VA008 | 175883 | 12 | 133826 | Transformer | FUNCTIONAL DEVICES, INC. | TR100VA008 | 39.41 | 35.75 | N | 39.41 | 35.75 | 39.41
FND-TR100VA008 | 175888 | 1 | 133826 | Transformer | FUNCTIONAL DEVICES, INC. | TR100VA008 | 39.41 | 31.7346 | N | 39.41 | 35.75 | 39.41
FND-TR100VA008 | 175891 | 2 | 133826 | Transformer | FUNCTIONAL DEVICES, INC. | TR100VA008 | 39.41 | 35.745 | Y | 39.41 | 35.75 | 39.41
FND-TR100VA009 | 10510 | 14 | 133826 | 2hub w/CBreaker 100VA,120/208/240/27 | FUNCTIONAL DEVICES, INC. | TR100VA009 | 38.18 | 38.18 | Y | 38.18 | 38.18 | 38.18
FND-TR100VA009 | 175891 | 50 | 133826 | 2hub w/CBreaker 100VA,120/208/240/27 | FUNCTIONAL DEVICES, INC. | TR100VA009 | 38.18 | 33.25 | Y | 38.18 | 38.18 | 38.18
FND-TR100VA015 | 166560 | 8 | 133826 | Transformer | FUNCTIONAL DEVICES, INC. | TR100VA015 | 35.9 | 32.52 | Y | 35.9 | 33.872 | 35.9
FND-TR100VA015 | 166561 | 1 | 133826 | Transformer | FUNCTIONAL DEVICES, INC. | TR100VA015 | 35.9 | 33.872 | N | 35.9 | 33.872 | 35.9
FND-TR100VA015 | 173042 | 0 | 133826 | Transformer | FUNCTIONAL DEVICES, INC. | TR100VA015 | 35.9 | 32.52 | N | 35.9 | 33.872 | 35.9
FND-TR100VA015 | 175888 | 10 | 133826 | Transformer | FUNCTIONAL DEVICES, INC. | TR100VA015 | 35.9 | 32.52 | Y | 35.9 | 33.872 | 35.9
FND-TR100VA015 | 175890 | 18 | 133826 | Transformer | FUNCTIONAL DEVICES, INC. | TR100VA015 | 35.9 | 32.52 | Y | 35.9 | 33.872 | 35.9
FND-TR150VA001 | 10006 | 2 | 133826 | Transformer | FUNCTIONAL DEVICES, INC. | TR150VA001 | 43.72 | 33.562 | Y | 43.72 | 36.1112 | 43.72
FND-TR150VA001 | 10008 | 2 | 133826 | Transformer | FUNCTIONAL DEVICES, INC. | TR150VA001 | 43.72 | 35.6603 | Y | 43.72 | 36.1112 | 43.72
FND-TR150VA001 | 10510 | 5 | 133826 | Transformer | FUNCTIONAL DEVICES, INC. | TR150VA001 | 43.72 | 36.1112 | Y | 43.72 | 36.1112 | 43.72
FND-TR150VA001 | 166553 | 7 | 133826 | Transformer | FUNCTIONAL DEVICES, INC. | TR150VA001 | 43.72 | 36.08 | Y | 43.72 | 36.1112 | 43.72
FND-TR150VA008 | 10008 | 1 | 133826 | Transformer | FUNCTIONAL DEVICES, INC. | TR150VA008 | 59.13 | 59.13 | Y | 59.13 | 59.13 | 59.13
FND-TR150VA008 | 166560 | 1 | 133826 | Transformer | FUNCTIONAL DEVICES, INC. | TR150VA008 | 59.13 | 39.5694 | N | 59.13 | 59.13 | 59.13
FND-TR150VA008 | 166561 | 2 | 133826 | Transformer | FUNCTIONAL DEVICES, INC. | TR150VA008 | 59.13 | 48.06 | N | 59.13 | 59.13 | 59.13
FND-TR175VA002 | 10510 | 5 | 133826 | Transformer 175 VA 120 to 24 Vac Foo | FUNCTIONAL DEVICES, INC. | TR175VA002 | 38.927 | 37.8175 | Y | 38.927 | 37.8175 | 38.927
FND-TR175VA002 | 175891 | 1 | 133826 | Transformer 175 VA 120 to 24 Vac Foo | FUNCTIONAL DEVICES, INC. | TR175VA002 | 38.927 | 36.268 | Y | 38.927 | 37.8175 | 38.927
FND-TR20VA001 | 10006 | 4 | 133826 | Transformer | FUNCTIONAL DEVICES, INC. | TR20VA001 | 11.39 | 6.34 | Y | 11.39 | 9.85 | 11.39
FND-TR20VA001 | 166553 | 19 | 133826 | Transformer | FUNCTIONAL DEVICES, INC. | TR20VA001 | 11.39 | 9.8463 | Y | 11.39 | 9.85 | 11.39
FND-TR20VA001 | 166561 | 6 | 133826 | Transformer | FUNCTIONAL DEVICES, INC. | TR20VA001 | 11.39 | 9.85 | N | 11.39 | 9.85 | 11.39
FND-TR20VA001 | 175891 | 3 | 133826 | Transformer | FUNCTIONAL DEVICES, INC. | TR20VA001 | 11.39 | 9.57 | N | 11.39 | 9.85 | 11.39
FND-TR20VA002 | 175883 | 7 | 133826 | Transformer 20VA 208 to 24 Vac Foot | FUNCTIONAL DEVICES, INC. | TR20VA002 | 13.53 | 4.79 | N | 13.53 | 4.79 | 13.53
FND-TR20VA003 | 10510 | 9 | 133826 | Transformer 20VA 24 to 24 Vac Foot a | FUNCTIONAL DEVICES, INC. | TR20VA003 | 14.01 | 11.1451 | Y | 14.01 | 11.1451 | 14.01
FND-TR20VA003 | 173042 | 4 | 133826 | Transformer 20VA 24 to 24 Vac Foot a | FUNCTIONAL DEVICES, INC. | TR20VA003 | 14.01 | 10.761 | N | 14.01 | 11.1451 | 14.01
FND-TR20VA003 | 175891 | 2 | 133826 | Transformer 20VA 24 to 24 Vac Foot a | FUNCTIONAL DEVICES, INC. | TR20VA003 | 14.01 | 6.273 | Y | 14.01 | 11.1451 | 14.01
FND-TR20VA004 | 166559 | 3 | 133826 | 20VA 277/240/208-24 XFMR 2-Hub | FUNCTIONAL DEVICES, INC. | TR20VA004 | 15.78 | 12.83 | N | 15.78 | 12.83 | 15.78
FND-TR20VA007 | 166553 | 21 | 133826 | Transformer 20VA, 277-24V, single hub, C | FUNCTIONAL DEVICES, INC. | TR20VA007 | 13.6 | 10.56 | Y | 13.6 | 10.56 | 13.6
FND-TR20VA007 | 166557 | 14 | 133826 | Transformer 20VA, 277-24V, single hub, C | FUNCTIONAL DEVICES, INC. | TR20VA007 | 13.6 | 5.95 | N | 13.6 | 10.56 | 13.6
FND-TR20VA007 | 166559 | 1 | 133826 | Transformer 20VA, 277-24V, single hub, C | FUNCTIONAL DEVICES, INC. | TR20VA007 | 13.6 | 10.56 | N | 13.6 | 10.56 | 13.6
FND-TR300VA002 | 10008 | 2 | 133826 | 300 VA MULTI TAP 480/240/208/120 24V TRA | FUNCTIONAL DEVICES, INC. | TR300VA002 | 96.97 | 96.1657 | Y | 96.97 | 96.1657 | 96.97
FND-TR300VA002 | 166553 | 4 | 133826 | 300 VA MULTI TAP 480/240/208/120 24V TRA | FUNCTIONAL DEVICES, INC. | TR300VA002 | 96.97 | 80.08 | Y | 96.97 | 96.1657 | 96.97
FND-TR300VA002 | 166557 | 3 | 133826 | 300 VA MULTI TAP 480/240/208/120 24V TRA | FUNCTIONAL DEVICES, INC. | TR300VA002 | 96.97 | 80.08 | N | 96.97 | 96.1657 | 96.97
FND-TR300VA002 | 166559 | 3 | 133826 | 300 VA MULTI TAP 480/240/208/120 24V TRA | FUNCTIONAL DEVICES, INC. | TR300VA002 | 96.97 | 80.08 | Y | 96.97 | 96.1657 | 96.97
FND-TR300VA002 | 166561 | 1 | 133826 | 300 VA MULTI TAP 480/240/208/120 24V TRA | FUNCTIONAL DEVICES, INC. | TR300VA002 | 96.97 | 80.08 | Y | 96.97 | 96.1657 | 96.97
FND-TR40VA001 | 10006 | 3 | 133826 | Functional Devices Transformer 40VA, 120 | FUNCTIONAL DEVICES, INC. | TR40VA001 | 14.04 | 11.6353 | Y | 14.04 | 14.04 | 14.04
FND-TR40VA001 | 175883 | 6 | 133826 | Functional Devices Transformer 40VA, 120 | FUNCTIONAL DEVICES, INC. | TR40VA001 | 14.04 | 14.04 | Y | 14.04 | 14.04 | 14.04
FND-TR40VA001 | 175891 | 11 | 133826 | Functional Devices Transformer 40VA, 120 | FUNCTIONAL DEVICES, INC. | TR40VA001 | 14.04 | 13.9036 | Y | 14.04 | 14.04 | 14.04
FND-TR40VA002 | 175883 | 16 | 133826 | TR40VA002 Transformer 40VA, | FUNCTIONAL DEVICES, INC. | TR40VA002 | 15.06 | 14.3588 | N | 15.06 | 14.3588 | 15.06
FND-TR40VA002 | 175891 | 7 | 133826 | TR40VA002 Transformer 40VA, | FUNCTIONAL DEVICES, INC. | TR40VA002 | 15.06 | 13.14 | Y | 15.06 | 14.3588 | 15.06
FND-TR40VA003 | 166561 | 1 | 133826 | 40VA 24-24 XFMR 1-Hub | FUNCTIONAL DEVICES, INC. | TR40VA003 | 17.88 | 7.7536 | N | 17.88 | 15.48 | 17.88
FND-TR40VA003 | 175883 | 18 | 133826 | 40VA 24-24 XFMR 1-Hub | FUNCTIONAL DEVICES, INC. | TR40VA003 | 17.88 | 15.48 | N | 17.88 | 15.48 | 17.88
FND-TR40VA004 | 10008 | 2 | 133826 | TRANSFORMER 40VA 277/240/208/120 TO 24 | FUNCTIONAL DEVICES, INC. | TR40VA004 | 17.41 | 15.34 | Y | 17.41 | 16.1793 | 17.41
FND-TR40VA004 | 175883 | 1 | 133826 | TRANSFORMER 40VA 277/240/208/120 TO 24 | FUNCTIONAL DEVICES, INC. | TR40VA004 | 17.41 | 16.1793 | N | 17.41 | 16.1793 | 17.41
FND-TR40VA013 | 166553 | 5 | 133826 | RIB Class 2 Transformer, 40VA, 120VAC | FUNCTIONAL DEVICES, INC. | TR40VA013 | 26.08 | 21.77 | Y | 26.08 | 21.77 | 26.08
FND-TR40VA015 | 10006 | 4 | 133826 | Transformer, 40VA, 240/208/120 to 24Vac | FUNCTIONAL DEVICES, INC. | TR40VA015 | 19.38 | 9.4 | Y | 19.38 | 18.5181 | 19.38
FND-TR40VA015 | 166553 | 57 | 133826 | Transformer, 40VA, 240/208/120 to 24Vac | FUNCTIONAL DEVICES, INC. | TR40VA015 | 19.38 | 18.5181 | Y | 19.38 | 18.5181 | 19.38
FND-TR50VA001 | 10006 | 5 | 133826 | Functional Devices 50VA Transformer 120- | FUNCTIONAL DEVICES, INC. | TR50VA001 | 15.81 | 9.2225 | Y | 15.81 | 13.75 | 15.81
FND-TR50VA001 | 166560 | 6 | 133826 | Functional Devices 50VA Transformer 120- | FUNCTIONAL DEVICES, INC. | TR50VA001 | 15.81 | 13.75 | Y | 15.81 | 13.75 | 15.81
FND-TR50VA001 | 173042 | 5 | 133826 | Functional Devices 50VA Transformer 120- | FUNCTIONAL DEVICES, INC. | TR50VA001 | 15.81 | 13.75 | Y | 15.81 | 13.75 | 15.81
FND-TR50VA001 | 175883 | 10 | 133826 | Functional Devices 50VA Transformer 120- | FUNCTIONAL DEVICES, INC. | TR50VA001 | 15.81 | 13.75 | Y | 15.81 | 13.75 | 15.81
FND-TR50VA001 | 175891 | 4 | 133826 | Functional Devices 50VA Transformer 120- | FUNCTIONAL DEVICES, INC. | TR50VA001 | 15.81 | 13.7357 | Y | 15.81 | 13.75 | 15.81
FND-TR50VA002 | 175891 | 2 | 133826 | 50 VA 120/24V TRANSFORMER DUAL HUBCLASS | FUNCTIONAL DEVICES, INC. | TR50VA002 | 17.65 | 17.65 | Y | 17.65 | 17.65 | 17.65
FND-TR50VA004 | 10510 | 59 | 133826 | Transformer 50VA,480/277/240/120-24V,dua | FUNCTIONAL DEVICES, INC. | TR50VA004 | 26.04 | 22.6973 | Y | 26.04 | 24.4952 | 26.04
FND-TR50VA004 | 173042 | 36 | 133826 | Transformer 50VA,480/277/240/120-24V,dua | FUNCTIONAL DEVICES, INC. | TR50VA004 | 26.04 | 22.7 | N | 26.04 | 24.4952 | 26.04
FND-TR50VA004 | 175883 | 2 | 133826 | Transformer 50VA,480/277/240/120-24V,dua | FUNCTIONAL DEVICES, INC. | TR50VA004 | 26.04 | 24.4952 | Y | 26.04 | 24.4952 | 26.04
FND-TR50VA004 | 175891 | 1 | 133826 | Transformer 50VA,480/277/240/120-24V,dua | FUNCTIONAL DEVICES, INC. | TR50VA004 | 26.04 | 22.6977 | Y | 26.04 | 24.4952 | 26.04
FND-TR50VA005 | 10006 | 9 | 133826 | 50 VA, 120 TO 24 VAC TRANSFORMER | FUNCTIONAL DEVICES, INC. | TR50VA005 | 21.49 | 12.2867 | Y | 21.49 | 20.991 | 21.49
FND-TR50VA005 | 10008 | 40 | 133826 | 50 VA, 120 TO 24 VAC TRANSFORMER | FUNCTIONAL DEVICES, INC. | TR50VA005 | 21.49 | 20.23 | Y | 21.49 | 20.991 | 21.49
FND-TR50VA005 | 166557 | 4 | 133826 | 50 VA, 120 TO 24 VAC TRANSFORMER | FUNCTIONAL DEVICES, INC. | TR50VA005 | 21.49 | 19.4114 | N | 21.49 | 20.991 | 21.49
FND-TR50VA005 | 173042 | 133 | 133826 | 50 VA, 120 TO 24 VAC TRANSFORMER | FUNCTIONAL DEVICES, INC. | TR50VA005 | 21.49 | 20.991 | Y | 21.49 | 20.991 | 21.49
FND-TR50VA005 | 175883 | 7 | 133826 | 50 VA, 120 TO 24 VAC TRANSFORMER | FUNCTIONAL DEVICES, INC. | TR50VA005 | 21.49 | 19.5648 | Y | 21.49 | 20.991 | 21.49
FND-TR50VA005 | 175888 | 6 | 133826 | 50 VA, 120 TO 24 VAC TRANSFORMER | FUNCTIONAL DEVICES, INC. | TR50VA005 | 21.49 | 19.45 | Y | 21.49 | 20.991 | 21.49
FND-TR50VA005 | 175891 | 0 | 133826 | 50 VA, 120 TO 24 VAC TRANSFORMER | FUNCTIONAL DEVICES, INC. | TR50VA005 | 21.49 | 20.991 | N | 21.49 | 20.991 | 21.49
FND-TR50VA008 | 10006 | 5 | 133826 | Transformer | FUNCTIONAL DEVICES, INC. | TR50VA008 | 28.22 | 23.2851 | Y | 28.22 | 28.22 | 28.22
FND-TR50VA008 | 10008 | 9 | 133826 | Transformer | FUNCTIONAL DEVICES, INC. | TR50VA008 | 28.22 | 28.22 | Y | 28.22 | 28.22 | 28.22
FND-TR50VA008 | 166559 | 1 | 133826 | Transformer | FUNCTIONAL DEVICES, INC. | TR50VA008 | 28.22 | 23.62 | N | 28.22 | 28.22 | 28.22
FND-TR50VA008 | 166560 | 18 | 133826 | Transformer | FUNCTIONAL DEVICES, INC. | TR50VA008 | 28.22 | 23.62 | Y | 28.22 | 28.22 | 28.22
FND-TR50VA008 | 166561 | 17 | 133826 | Transformer | FUNCTIONAL DEVICES, INC. | TR50VA008 | 28.22 | 23.62 | Y | 28.22 | 28.22 | 28.22
FND-TR50VA008 | 173042 | 9 | 133826 | Transformer | FUNCTIONAL DEVICES, INC. | TR50VA008 | 28.22 | 23.62 | Y | 28.22 | 28.22 | 28.22
FND-TR50VA009 | 10510 | 64 | 133826 | Transformer | FUNCTIONAL DEVICES, INC. | TR50VA009 | 27.54 | 22.4209 | Y | 27.54 | 22.4209 | 27.54
FND-TR50VA015 | 10008 | 31 | 133826 | 50va 480/277/240/208/120-24vac 1-Hub Brk | FUNCTIONAL DEVICES, INC. | TR50VA015 | 24.75 | 22.446 | Y | 24.75 | 23.64 | 24.75
FND-TR50VA015 | 166553 | 19 | 133826 | 50va 480/277/240/208/120-24vac 1-Hub Brk | FUNCTIONAL DEVICES, INC. | TR50VA015 | 24.75 | 22.53 | Y | 24.75 | 23.64 | 24.75
FND-TR50VA015 | 166560 | 13 | 133826 | 50va 480/277/240/208/120-24vac 1-Hub Brk | FUNCTIONAL DEVICES, INC. | TR50VA015 | 24.75 | 22.53 | Y | 24.75 | 23.64 | 24.75
FND-TR50VA015 | 166561 | 25 | 133826 | 50va 480/277/240/208/120-24vac 1-Hub Brk | FUNCTIONAL DEVICES, INC. | TR50VA015 | 24.75 | 22.53 | Y | 24.75 | 23.64 | 24.75
FND-TR50VA015 | 173042 | 10 | 133826 | 50va 480/277/240/208/120-24vac 1-Hub Brk | FUNCTIONAL DEVICES, INC. | TR50VA015 | 24.75 | 22.53 | Y | 24.75 | 23.64 | 24.75
FND-TR50VA015 | 175888 | 20 | 133826 | 50va 480/277/240/208/120-24vac 1-Hub Brk | FUNCTIONAL DEVICES, INC. | TR50VA015 | 24.75 | 23.64 | Y | 24.75 | 23.64 | 24.75
FND-TR50VA015 | 175890 | 40 | 133826 | 50va 480/277/240/208/120-24vac 1-Hub Brk | FUNCTIONAL DEVICES, INC. | TR50VA015 | 24.75 | 22.9946 | Y | 24.75 | 23.64 | 24.75
FND-TR50VA015 | 175891 | 7 | 133826 | 50va 480/277/240/208/120-24vac 1-Hub Brk | FUNCTIONAL DEVICES, INC. | TR50VA015 | 24.75 | 22.53 | Y | 24.75 | 23.64 | 24.75
FND-TR50VA017 | 175883 | 11 | 133826 | 50VA-480/277/208-24 XFMR 1-Hb Brk | FUNCTIONAL DEVICES, INC. | TR50VA017 | 28.87 | 24.16 | N | 28.87 | 24.16 | 28.87
FND-TR50VA018 | 10770 | 2 | 133826 | Transformer 50 VA, 480/277/240/208 to 12 | FUNCTIONAL DEVICES, INC. | TR50VA018 | 33.52 | 26.55 | N | 33.52 | 26.55 | 33.52
FND-TR75VA001 | 10008 | 19 | 133826 | Functional Devices 75VA, 120-24V, Single | FUNCTIONAL DEVICES, INC. | TR75VA001 | 27.27 | 23.86 | Y | 27.27 | 26.8786 | 27.27
FND-TR75VA001 | 166561 | 29 | 133826 | Functional Devices 75VA, 120-24V, Single | FUNCTIONAL DEVICES, INC. | TR75VA001 | 27.27 | 23.86 | Y | 27.27 | 26.8786 | 27.27
FND-TR75VA001 | 173042 | 9 | 133826 | Functional Devices 75VA, 120-24V, Single | FUNCTIONAL DEVICES, INC. | TR75VA001 | 27.27 | 23.86 | Y | 27.27 | 26.8786 | 27.27
FND-TR75VA001 | 175883 | 1 | 133826 | Functional Devices 75VA, 120-24V, Single | FUNCTIONAL DEVICES, INC. | TR75VA001 | 27.27 | 26.58 | N | 27.27 | 26.8786 | 27.27
FND-TR75VA001 | 175891 | 11 | 133826 | Functional Devices 75VA, 120-24V, Single | FUNCTIONAL DEVICES, INC. | TR75VA001 | 27.27 | 26.8786 | Y | 27.27 | 26.8786 | 27.27
FND-TR75VA002 | 10510 | 68 | 133826 | 75VA TRANSFORMER 120-24V DUAL | FUNCTIONAL DEVICES, INC. | TR75VA002 | 29.17 | 25.36 | Y | 29.17 | 25.36 | 29.17
FND-TR75VA002 | 175891 | 26 | 133826 | 75VA TRANSFORMER 120-24V DUAL | FUNCTIONAL DEVICES, INC. | TR75VA002 | 29.17 | 24.8075 | Y | 29.17 | 25.36 | 29.17
FND-TR75VA003 | 175883 | 6 | 133826 | 75VA TRANSFORMER, 277-24V | FUNCTIONAL DEVICES, INC. | TR75VA003 | 26.4 | 27.91 | N | 26.4 | 27.91 | 27.91
FND-TR75VA004 | 166557 | 3 | 133826 | 75VA TRANSFORMER 120/208/240/480-24 | FUNCTIONAL DEVICES, INC. | TR75VA004 | 33.32 | 27.16 | N | 33.32 | 30.0663 | 33.32
FND-TR75VA004 | 175883 | 11 | 133826 | 75VA TRANSFORMER 120/208/240/480-24 | FUNCTIONAL DEVICES, INC. | TR75VA004 | 33.32 | 30.0663 | N | 33.32 | 30.0663 | 33.32
FND-TR75VA005 | 10006 | 4 | 133826 | Functional Devices 75VA Transformer, | FUNCTIONAL DEVICES, INC. | TR75VA005 | 30.46 | 17.51 | Y | 30.46 | 30.46 | 30.46
FND-TR75VA005 | 10008 | 47 | 133826 | Functional Devices 75VA Transformer, | FUNCTIONAL DEVICES, INC. | TR75VA005 | 30.46 | 26.9 | Y | 30.46 | 30.46 | 30.46
FND-TR75VA005 | 10510 | 15 | 133826 | Functional Devices 75VA Transformer, | FUNCTIONAL DEVICES, INC. | TR75VA005 | 30.46 | 26.9007 | Y | 30.46 | 30.46 | 30.46
FND-TR75VA005 | 166553 | 10 | 133826 | Functional Devices 75VA Transformer, | FUNCTIONAL DEVICES, INC. | TR75VA005 | 30.46 | 26.8999 | Y | 30.46 | 30.46 | 30.46
FND-TR75VA005 | 166560 | 10 | 133826 | Functional Devices 75VA Transformer, | FUNCTIONAL DEVICES, INC. | TR75VA005 | 30.46 | 26.9 | Y | 30.46 | 30.46 | 30.46
FND-TR75VA005 | 166561 | 1 | 133826 | Functional Devices 75VA Transformer, | FUNCTIONAL DEVICES, INC. | TR75VA005 | 30.46 | 26.9021 | N | 30.46 | 30.46 | 30.46
FND-TR75VA005 | 173042 | 4 | 133826 | Functional Devices 75VA Transformer, | FUNCTIONAL DEVICES, INC. | TR75VA005 | 30.46 | 26.9 | Y | 30.46 | 30.46 | 30.46
FND-TR75VA005 | 175883 | 7 | 133826 | Functional Devices 75VA Transformer, | FUNCTIONAL DEVICES, INC. | TR75VA005 | 30.46 | 29.97 | N | 30.46 | 30.46 | 30.46
FND-TR75VA005 | 175888 | 16 | 133826 | Functional Devices 75VA Transformer, | FUNCTIONAL DEVICES, INC. | TR75VA005 | 30.46 | 29.5203 | Y | 30.46 | 30.46 | 30.46
FND-TR75VA005 | 175890 | 19 | 133826 | Functional Devices 75VA Transformer, | FUNCTIONAL DEVICES, INC. | TR75VA005 | 30.46 | 28.7369 | Y | 30.46 | 30.46 | 30.46
FND-TR75VA005 | 175891 | 3 | 133826 | Functional Devices 75VA Transformer, | FUNCTIONAL DEVICES, INC. | TR75VA005 | 30.46 | 30.46 | Y | 30.46 | 30.46 | 30.46
FND-TR75VA007 | 166560 | 14 | 133826 | Transf.75VA, 120/208/240/480-24V, 2h | FUNCTIONAL DEVICES, INC. | TR75VA007 | 36.01 | 29.32 | Y | 36.01 | 29.32 | 36.01
FND-WDWS2EN3 | 166553 | 5 | 133826 | EnOcean 902 MHz Wireless | FUNCTIONAL DEVICES, INC. | WDWS2-EN3 | 65.89 | 60.06 | N | 65.89 | 60.06 | 65.89
FP2 | 10510 | 3 | 187580 | Edison fuse pullerfuse puller | CGNA/EDISON FUSEGEAR | FP-2 | 13.37 | 13.37 | Y | 13.37 | 13.37 | 13.37
FPB283 | 10510 | 1 | 176751 | JBI 1/4 fusible plug283F degree | J/B INDUSTRIES INC | FP-B-283 | 3.21 | 3.21 | N | 3.21 | 3.21 | 3.21
FPC168 | 175891 | 2 | 176751 | $$$JBI 3/8 fusible plug168F degree | J/B INDUSTRIES INC | FP-C-168 | 3.11 | 3.11 | N | 3.11 | 3.11 | 3.11
FPT10 | 10510 | 6 | 134395 | Supco fin jackSealed Unit Parts | SUPCO SEALED UNIT PARTS CO., INC. / NSI | FPT10 | 11 | 12 | Y | 11 | 12 | 12
FPT13 | 10510 | 15 | 134395 | Supco fin jackSealed Unit Parts | SUPCO SEALED UNIT PARTS CO., INC. / NSI | FPT13 | 12.33 | 12.314 | Y | 12.33 | 12.314 | 12.33
FPT15 | 10510 | 12 | 134395 | Supco fin jackSealed Unit Parts | SUPCO SEALED UNIT PARTS CO., INC. / NSI | FPT15 | 9.957 | 9.957 | Y | 9.957 | 9.957 | 9.957
FREIGHT-ITEM | 166553 | 1 | 133342 | Freight Charge | Building Controls & Solutions | FREIGHT-ITEM | 0 | 75 | N | 0 | 75 | 75
FREIGHTINOUT | 10510 | 19922 | 176746 | FREIGHT CHARGES | FLUID HANDLING INC. | FREIGHTINOUT | 42.49 | 0.0025426 | N | 42.49 | 246.68 | 246.68
FREIGHTINOUT | 173043 | 1 | 176746 | FREIGHT CHARGES | FLUID HANDLING INC. | FREIGHTINOUT | 42.49 | 0 | N | 42.49 | 246.68 | 246.68
FREIGHTINOUT | 175891 | 1 | 176746 | FREIGHT CHARGES | FLUID HANDLING INC. | FREIGHTINOUT | 42.49 | 246.68 | N | 42.49 | 246.68 | 246.68
FREIGHTINOUT | 176046 | 1 | 176746 | FREIGHT CHARGES | FLUID HANDLING INC. | FREIGHTINOUT | 42.49 | 42.49 | N | 42.49 | 246.68 | 246.68
FREIGHTSHIPPING | 175890 | 1 | 133342 | Freight/Shipping | Building Controls & Solutions | FREIGHTSHIPPING | 17.2016 | 16.54 | N | 17.2016 | 16.54 | 17.2016
FRP95160 | 175891 | 3 | 176401 | WILKERSON ELEMENT.. | AIR-OIL SYSTEMS INC | FRP95160 | 17.4005 | 17.4005 | Y | 17.4005 | 17.4005 | 17.4005
FS-254 | 10510 | 18 | 176780 | FLOW SWITCH 1" #120610 | XYLEM, INC (M&M) | FS-254 | 158.9292 | 159.199 | Y | 158.9292 | 159.199 | 159.199
FS-254 | 175888 | 1 | 176780 | FLOW SWITCH 1" #120610 | XYLEM, INC (M&M) | FS-254 | 158.9292 | 132.0044 | N | 158.9292 | 159.199 | 159.199
FS-254 | 175891 | 5 | 176780 | FLOW SWITCH 1" #120610 | XYLEM, INC (M&M) | FS-254 | 158.9292 | 139.6192 | Y | 158.9292 | 159.199 | 159.199
FS251 | 10008 | 3 | 176780 | Mcdonnell Miller switch | XYLEM, INC (M&M) | FS251 | 124.5 | 121.5806 | Y | 124.5 | 123.9161 | 124.5
FS251 | 10510 | 24 | 176780 | Mcdonnell Miller switch | XYLEM, INC (M&M) | FS251 | 124.5 | 123.9161 | Y | 124.5 | 123.9161 | 124.5
FS251 | 175891 | 7 | 176780 | Mcdonnell Miller switch | XYLEM, INC (M&M) | FS251 | 124.5 | 119.6449 | Y | 124.5 | 123.9161 | 124.5
FS415SS | 10510 | 13 | 176780 | REPLACEMENT PADDEL FOR FS4 FLOW SWITCHES | XYLEM, INC (M&M) | FS4-15SS | 15.44 | 14.887 | Y | 15.44 | 15.0544 | 15.44
FS415SS | 175891 | 3 | 176780 | REPLACEMENT PADDEL FOR FS4 FLOW SWITCHES | XYLEM, INC (M&M) | FS4-15SS | 15.44 | 15.0544 | Y | 15.44 | 15.0544 | 15.44
FS43 | 166553 | 4 | 176780 | 1" NPT, SPDT Flow Switch (114400) | XYLEM, INC (M&M) | 114400 | 168.19 | 149.0407 | Y | 168.19 | 149.0407 | 168.19
FS43 | 173042 | 12 | 176780 | 1" NPT, SPDT Flow Switch (114400) | XYLEM, INC (M&M) | 114400 | 168.19 | 128.1105 | Y | 168.19 | 149.0407 | 168.19
FS43 | 175888 | 2 | 176780 | 1" NPT, SPDT Flow Switch (114400) | XYLEM, INC (M&M) | 114400 | 168.19 | 104.25 | N | 168.19 | 149.0407 | 168.19
FS43 | 175890 | 1 | 176780 | 1" NPT, SPDT Flow Switch (114400) | XYLEM, INC (M&M) | 114400 | 168.19 | 124.9688 | Y | 168.19 | 149.0407 | 168.19
FS43 | 175891 | 8 | 176780 | 1" NPT, SPDT Flow Switch (114400) | XYLEM, INC (M&M) | 114400 | 168.19 | 145.452 | Y | 168.19 | 149.0407 | 168.19
FS534 | 175888 | 1 | 176780 | 3/4 npt Low Switch | XYLEM, INC (M&M) | FS53/4 | 211.65 | 146.7373 | N | 211.65 | 201.4927 | 211.65
FS534 | 175891 | 6 | 176780 | 3/4 npt Low Switch | XYLEM, INC (M&M) | FS53/4 | 211.65 | 201.4927 | Y | 211.65 | 201.4927 | 211.65
FS61 | 175891 | 4 | 176780 | FLOW SWITCH 1IN | XYLEM, INC (M&M) | FS61 | 207.46 | 207.4551 | N | 207.46 | 207.4551 | 207.46
FS6W1 | 175891 | 3 | 176780 | NEMA 4X 1 IN | XYLEM, INC (M&M) | FS6W1 | 235.28 | 235.2828 | N | 235.28 | 235.2828 | 235.2828
FS6W34 | 175891 | 1 | 176780 | 3/4 IN LIQ.SW NEMA 4 | XYLEM, INC (M&M) | FS6W34 | 258.05 | 258.0482 | Y | 258.05 | 258.0482 | 258.05
FS74 | 175891 | 5 | 176780 | FS7-4MCD | XYLEM, INC (M&M) | FS7-4 | 346.11 | 346.11 | Y | 346.11 | 346.11 | 346.11
FS74E | 175891 | 3 | 176780 | FLOW SWITCH 1-1/4 NPT | XYLEM, INC (M&M) | FS74E | 311.5 | 311.503 | N | 311.5 | 311.503 | 311.503
FS74SW | 175888 | 1 | 176780 | 1 1/4 IN NPT FS | XYLEM, INC (M&M) | FS74SW | 672.3 | 672.3 | N | 672.3 | 672.3 | 672.3
FT-37 | 175883 | 26 | 134179 | 1/4in PIPE BUSHING / TE703C MAMAC | NEUCO INC. | FT-37 | 0 | 1.82 | N | 0 | 1.82 | 1.82
FT38 | 175883 | 0 | 134179 | WELL ADAPTER 1/2" | NEUCO INC. | FT38 | 2.2 | 2.66 | N | 2.2 | 2.66 | 2.66
FT39 | 166561 | 14 | 134179 | WELL ADAPTER 1/8" | NEUCO INC. | FT39 | 1.9 | 1.9 | N | 1.9 | 1.9 | 1.9
FT440 | 10008 | 1 | 168865 | Wall Mount dIsplay / Transmitter | Misc Credit Card Vendor | FT440 | 619 | 619 | N | 619 | 619 | 619
FUS-AG1 | 166561 | 18 | 168903 | 480V CLASS G 1 Amp FA | FUSECO, INC. | AG1 | 11.8456 | 11.1456 | Y | 11.8456 | 11.1456 | 11.8456
FUS-AG10 | 166561 | 20 | 168903 | 480V CLASS G 10 Amp TD | FUSECO, INC. | AG10 | 11.076 | 10.16 | Y | 11.076 | 10.16 | 11.076
FUS-AG15 | 166561 | 20 | 168903 | 480V CLASS G 15 Amp TD | FUSECO, INC. | AG15 | 8.1536 | 10.14 | Y | 8.1536 | 10.14 | 10.14
FUS-AG20 | 166561 | 20 | 168903 | 480V CLASS G 20 Amp TD | FUSECO, INC. | AG20 | 8.5904 | 7.47 | Y | 8.5904 | 7.47 | 8.5904
FUS-AG25 | 166561 | 20 | 168903 | 480V CLASS G 25 Amp TD | FUSECO, INC. | AG25 | 19.5936 | 7.87 | Y | 19.5936 | 7.87 | 19.5936
FUS-AG3 | 166561 | 18 | 168903 | 480V CLASS G 3 Amp FA | FUSECO, INC. | AG3 | 11.8248 | 10.84 | Y | 11.8248 | 10.84 | 11.8248
FUS-AG30 | 166561 | 10 | 168903 | 480V CLASS G 30 Amp TD | FUSECO, INC. | AG30 | 15.2776 | 13.99 | Y | 15.2776 | 13.99 | 15.2776
FUS-AG35 | 166561 | 20 | 168903 | 480V CLASS G 35 Amp TD | FUSECO, INC. | AG35 | 18.148 | 16.62 | Y | 18.148 | 16.62 | 18.148
FUS-AG5 | 166561 | 20 | 168903 | 480V CLASS G 5 Amp FA | FUSECO, INC. | AG5 | 11.0864 | 10.84 | Y | 11.0864 | 10.84 | 11.0864
FUS-ATDR1 | 166561 | 20 | 168903 | 600V 1 Amp CC TD | FUSECO, INC. | ATDR1 | 13.364 | 12.85 | Y | 13.364 | 12.85 | 13.364
FUS-ATDR10 | 166561 | 18 | 168903 | 600V 10 Amp CC TD | FUSECO, INC. | ATDR10 | 13.364 | 12.25 | Y | 13.364 | 12.25 | 13.364
FUS-ATDR15 | 166561 | 40 | 168903 | 600V 15 Amp CC TD | FUSECO, INC. | ATDR15 | 13.364 | 12.85 | Y | 13.364 | 12.85 | 13.364
FUS-ATDR20 | 166561 | 11 | 168903 | 600V 20 Amp CC TD | FUSECO, INC. | ATDR20 | 13.364 | 12.25 | Y | 13.364 | 12.25 | 13.364
FUS-ATDR25 | 166561 | 30 | 168903 | 600V 25 Amp CC TD | FUSECO, INC. | ATDR25 | 13.364 | 12.85 | Y | 13.364 | 12.85 | 13.364
FUS-ATDR3 | 166561 | 20 | 168903 | 600V 3 Amp CC TD | FUSECO, INC. | ATDR3 | 13.364 | 12.73 | Y | 13.364 | 12.73 | 13.364
FUS-ATDR30 | 166561 | 10 | 168903 | 600V 30 Amp CC TD | FUSECO, INC. | ATDR30 | 13.364 | 12.85 | Y | 13.364 | 12.85 | 13.364
FUS-ATDR5 | 166561 | 19 | 168903 | 600V 5 Amp CC TD | FUSECO, INC. | ATDR5 | 13.364 | 12.25 | Y | 13.364 | 12.25 | 13.364
FUS-ATDR712 | 166561 | 10 | 168903 | 600V 7.5 Amp CC TD | FUSECO, INC. | ATDR712 | 13.364 | 12.25 | Y | 13.364 | 12.25 | 13.364
FUS-ATMR1 | 166561 | 20 | 168903 | 600V 1 Amp CC FA | FUSECO, INC. | ATMR1 | 13.364 | 12.25 | Y | 13.364 | 12.25 | 13.364
FUS-ATMR10 | 166561 | 20 | 168903 | 600V 10 Amp CC FA | FUSECO, INC. | ATMR10 | 13.364 | 12.6413 | Y | 13.364 | 12.6413 | 13.364
FUS-ATMR15 | 166561 | 40 | 168903 | 600V 15 Amp CC FA | FUSECO, INC. | ATMR15 | 13.364 | 12.85 | Y | 13.364 | 12.85 | 13.364
FUS-ATMR20 | 166561 | 12 | 168903 | 600V 20 Amp CC FA | FUSECO, INC. | ATMR20 | 13.364 | 12.25 | Y | 13.364 | 12.25 | 13.364
FUS-ATMR25 | 166561 | 18 | 168903 | 600V 25 Amp CC FA | FUSECO, INC. | ATMR25 | 13.364 | 12.25 | Y | 13.364 | 12.25 | 13.364
FUS-ATMR3 | 166561 | 20 | 168903 | 600V 3 Amp CC FA | FUSECO, INC. | ATMR3 | 13.364 | 12.25 | Y | 13.364 | 12.25 | 13.364
FUS-ATMR30 | 166561 | 10 | 168903 | 600V 30 Amp CC FA | FUSECO, INC. | ATMR30 | 13.364 | 12.82 | Y | 13.364 | 12.82 | 13.364
FUS-ATMR5 | 166561 | 20 | 168903 | 600V 5 Amp CC FA | FUSECO, INC. | ATMR5 | 13.364 | 12.25 | Y | 13.364 | 12.25 | 13.364
FUS-ATQ1 | 166561 | 20 | 168903 | 500V 1 Amp TD MIDGET FUSE | FUSECO, INC. | ATQ1 | 13.312 | 12.2 | Y | 13.312 | 12.2 | 13.312
FUS-ATQ10 | 166561 | 28 | 168903 | 500V 10 Amp TD MIDGET FUSE | FUSECO, INC. | ATQ10 | 13.312 | 12.7274 | Y | 13.312 | 12.7274 | 13.312
FUS-ATQ15 | 166561 | 18 | 168903 | 500V 15 Amp TD MIDGET FUSE | FUSECO, INC. | ATQ15 | 13.312 | 12.2 | Y | 13.312 | 12.2 | 13.312
FUS-ATQ20 | 166561 | 12 | 168903 | 500V 20 Amp TD MIDGET FUSE | FUSECO, INC. | ATQ20 | 13.312 | 12.2 | Y | 13.312 | 12.2 | 13.312
FUS-ATQ25 | 166561 | 20 | 168903 | 500V 25 Amp TD MIDGET FUSE | FUSECO, INC. | ATQ25 | 13.312 | 12.2 | Y | 13.312 | 12.2 | 13.312
FUS-ATQ3 | 166561 | 20 | 168903 | 500V 3 Amp TD MIDGET FUSE | FUSECO, INC. | ATQ3 | 13.312 | 12.2 | Y | 13.312 | 12.2 | 13.312
FUS-ATQ30 | 166561 | 20 | 168903 | 500V 30 Amp TD MIDGET FUSE | FUSECO, INC. | ATQ30 | 13.312 | 12.62 | Y | 13.312 | 12.62 | 13.312
FUS-ATQ5 | 166561 | 18 | 168903 | 500V 5 Amp TD MIDGET FUSE | FUSECO, INC. | ATQ5 | 13.312 | 12.8 | Y | 13.312 | 12.8 | 13.312
FUS-ATQR1 | 166561 | 9 | 168903 | 600V 1 Amp CC TD | FUSECO, INC. | ATQR1 | 13.364 | 12.25 | Y | 13.364 | 12.25 | 13.364
FUS-ATQR10 | 166561 | 30 | 168903 | 600V 10 Amp CC TD | FUSECO, INC. | ATQR10 | 13.364 | 12.85 | Y | 13.364 | 12.85 | 13.364
FUS-ATQR15 | 166561 | 20 | 168903 | 600V 15 Amp CC TD | FUSECO, INC. | ATQR15 | 13.364 | 12.79 | Y | 13.364 | 12.79 | 13.364
FUS-ATQR20 | 166561 | 14 | 168903 | 600V 20 Amp CC TD | FUSECO, INC. | ATQR20 | 13.364 | 12.25 | Y | 13.364 | 12.25 | 13.364
FUS-ATQR25 | 166561 | 5 | 168903 | 600V 25 Amp CC TD | FUSECO, INC. | ATQR25 | 13.364 | 12.25 | Y | 13.364 | 12.25 | 13.364
FUS-ATQR3 | 166561 | 10 | 168903 | 600V 3 Amp CC TD | FUSECO, INC. | ATQR3 | 13.364 | 12.85 | Y | 13.364 | 12.85 | 13.364
FUS-ATQR30 | 166561 | 17 | 168903 | 600V 30 Amp CC TD | FUSECO, INC. | ATQR30 | 13.364 | 12.7088 | Y | 13.364 | 12.7088 | 13.364
FUS-ATQR5 | 166561 | 26 | 168903 | 600V 5 Amp CC TD | FUSECO, INC. | ATQR5 | 13.364 | 12.85 | Y | 13.364 | 12.85 | 13.364
FUS-ATQR712 | 166561 | 20 | 168903 | 600V 7.5 Amp CC TD | FUSECO, INC. | ATQR712 | 13.364 | 12.85 | Y | 13.364 | 12.85 | 13.364
FUSE HOLDER (5X20) | 175883 | 8 | 134179 | 5x20mm fuse holder | NEUCO INC. | FUSE HOLDER (5X20) | 0 | 0.45 | N | 0 | 0.45 | 0.45
FUSE HOLDER (6X30MM) | 175883 | 9 | 134179 | 6x30mm fuse holder | NEUCO INC. | FUSE HOLDER (6X30MM) | 0 | 0.5 | N | 0 | 0.5 | 0.5
FUSE40ASLOW | 10510 | 2 | 175110 | Siemens fuse 4.0 a slow blow5 pack | Siemens Combustion (SCC, Inc.) | FUSE4.0A-SLOW | 23.7016 | 22.79 | N | 23.7016 | 22.79 | 23.7016
FUSE63ASLOW | 10510 | 2 | 175110 | Siemens Fuse 6.3a slow blow5 pack | Siemens Combustion (SCC, Inc.) | FUSE6.3A-SLOW | 23.7016 | 22.79 | N | 23.7016 | 22.79 | 23.7016
FW38ZN | 10510 | 126 | 175071 | B-Line 3/8 flat washerstrut systems | COOPER BUSSMANN,INC. | FW3/8ZN | 0.144 | 0.1219 | N | 0.144 | 0.1219 | 0.144
FW38ZN | 175891 | 20 | 175071 | B-Line 3/8 flat washerstrut systems | COOPER BUSSMANN,INC. | FW3/8ZN | 0.144 | 0.093 | Y | 0.144 | 0.1219 | 0.144
FX-WRZTHP00-0 | 175883 | 1 | 134012 | fx-wrz Temp/rh Snsr, Fx-wrz Wireless Tem | JOHNSON CONTROLS NORTH AMERICAN PRODUCTS (JCI) | FX-WRZTHP00-0 | 0 | 173.17 | N | 0 | 173.17 | 173.17
FX-WRZTTD00-0 | 175883 | 2 | 134012 | fx-wrz Temp Snsr, Fx-wrz Wireless Temp S | JOHNSON CONTROLS NORTH AMERICAN PRODUCTS (JCI) | FX-WRZTTD00-0 | 0 | 113.74 | N | 0 | 113.74 | 113.74
FX-ZFRRPT-0 | 175883 | 1 | 134012 | Pwr For Fx-zfr1811 | JOHNSON CONTROLS NORTH AMERICAN PRODUCTS (JCI) | FX-ZFRRPT-0 | 0 | 60.72 | N | 0 | 60.72 | 60.72
G01A332 | 175891 | 3 | 134521 | UNIVERSAL MILLIVOLT GENERATOR 36" | DELTATRAK | G01A-332 | 35.0701 | 35.0701 | N | 35.0701 | 35.0701 | 35.0701
G1152724 | 166561 | 3 | 134179 | BRASS PLUG, 3/8" | NEUCO INC. | G1152724 | 1.11 | 1.11 | N | 1.11 | 1.11 | 1.11
G15D | 10510 | 1 | 187643 | Uniweld 1.5 30 PSI DeliveryRed Line Gaug | UNIWELD PRODUCTS INC. | G15D | 10.1 | 10.1 | Y | 10.1 | 10.1 | 10.1
G19D | 10510 | 1 | 187643 | Uniweld Contents GaugeRed Steel | UNIWELD PRODUCTS INC. | G19D | 10.1 | 10.1 | Y | 10.1 | 10.1 | 10.1
G220LVKB243NO | 175888 | 2 | 133602 | 3/4IN 2WY 7.5CV FLOAT 24V | BELIMO AIRCONTROLS (USA), INC | G220LVKB243NO | 286.76 | 286.76 | N | 286.76 | 286.76 | 286.76
G225NFB24SRX1NC | 175891 | 1 | 133602 | 1IN 2W 14CV 24V 2-10VDC S/R NC | BELIMO AIRCONTROLS (USA), INC | G225NFB24SRX1NC | 382.4665 | 382.4665 | N | 382.4665 | 382.4665 | 382.4665
G23120V | 10510 | 3 | 187620 | Parker solenoid coil 120Vfor GP series v | PARKER HANNIFIN | 77310 | 33.52 | 33.52 | Y | 33.52 | 33.52 | 33.52
G23120V | 175891 | 1 | 187620 | Parker solenoid coil 120Vfor GP series v | PARKER HANNIFIN | 77310 | 33.52 | 33.02 | N | 33.52 | 33.52 | 33.52
G23240V | 10510 | 4 | 187620 | Parker solenoid coil 208/240Vfor GP seri | PARKER HANNIFIN | G23-240V | 29.299 | 27.7042 | Y | 29.299 | 27.7042 | 29.299
G23240V | 175891 | 1 | 187620 | Parker solenoid coil 208/240Vfor GP seri | PARKER HANNIFIN | G23-240V | 29.299 | 21.57 | N | 29.299 | 27.7042 | 29.299
G332NFBUPSX1NC | 175888 | 1 | 133602 | Globe Valve Assembly | BELIMO AIRCONTROLS (USA), INC | G332NFBUPSX1NC | 343.9 | 343.9 | N | 343.9 | 343.9 | 343.9
G49D | 10510 | 1 | 187643 | Uniweld 100# DeliveryGauge | UNIWELD PRODUCTS INC. | G49D | 9.44 | 9.44 | Y | 9.44 | 9.44 | 9.44
G56D | 10510 | 2 | 187643 | Uniweld Nitrogen 4000#White Gauge | UNIWELD PRODUCTS INC. | G56D | 11.4 | 11.3275 | Y | 11.4 | 11.3275 | 11.4
G570 | 173042 | 2 | 175096 | G570 MAR | MARATHON ELECTRIC MFG | G570 | 258.94 | 258.94 | N | 258.94 | 258.94 | 258.94
G7D | 10510 | 2 | 187643 | Uniweld nitrogen 4000#white gauge 2 | UNIWELD PRODUCTS INC. | G7D | 10.96 | 10.96 | N | 10.96 | 10.96 | 10.96
G8D | 10510 | 3 | 187643 | Uniweld Nitrogen 600#White gauge 2 | UNIWELD PRODUCTS INC. | G8D | 12.26 | 10.4833 | Y | 12.26 | 10.4833 | 12.26
GA16 | 166553 | 14 | 134583 | Gage Adpt Probe 1/16" 304SS w/guard | MILJOCO-WEISS LLC | GA16 | 22.2355 | 23.1892 | Y | 22.2355 | 23.1892 | 23.1892
GA16 | 166559 | 12 | 134583 | Gage Adpt Probe 1/16" 304SS w/guard | MILJOCO-WEISS LLC | GA16 | 22.2355 | 22.2355 | Y | 22.2355 | 23.1892 | 23.1892
GA18 | 166553 | 14 | 134583 | Gage Adpt Probe 1/8" 304SS w/guard | MILJOCO-WEISS LLC | GA18 | 22.3714 | 20.8723 | Y | 22.3714 | 23.21 | 23.21
GA18 | 166559 | 11 | 134583 | Gage Adpt Probe 1/8" 304SS w/guard | MILJOCO-WEISS LLC | GA18 | 22.3714 | 23.21 | Y | 22.3714 | 23.21 | 23.21
GA50U4018ABA | 175890 | 1 | 176584 | YASKAWA DRIVE GA500,480V 3-PH,17.5/14.8A | YASKAWA ELECTRIC AMERICA, INC (YASK) | GA50U4018ABA | 665.75 | 665.75 | N | 665.75 | 665.75 | 665.75
GALVANIZED WASHER | 175883 | 40 | 134179 | Reducing Washer, 3/4 x 1/2 | NEUCO INC. | GALVANIZED WASHER | 0 | 0.0018 | N | 0 | 0.0018 | 0.0018
GARENF6 | 173042 | 2 | 168909 | RUBBER SLEEVE | Guardian | GAR-ENF6 | 2 | 2 | N | 2 | 2 | 2
GARG2D58 | 173042 | 2 | 168909 | METAL END | Guardian | GAR-G2D58 | 1.78 | 1.78 | N | 1.78 | 1.78 | 1.78
GARG3D12 | 173042 | 8 | 168909 | METAL END | Guardian | GAR-G3D12 | 5.58 | 5.58 | N | 5.58 | 5.58 | 5.58
GARG3D58 | 173042 | 11 | 168909 | METAL END | Guardian | GAR-G3D58 | 4.53 | 4.53 | N | 4.53 | 4.53 | 4.53
GARG3D716 | 173042 | 2 | 168909 | METAL END | Guardian | GAR-G3D716 | 5.23 | 5.23 | N | 5.23 | 5.23 | 5.23
GARG3D716NOKEYWAY2003850 | 173042 | 2 | 168909 | METAL END | Guardian | GAR-G3D716NOKEYWAY2003850 | 5.54 | 5.54 | N | 5.54 | 5.54 | 5.54
GARNF12 | 173042 | 14 | 168909 | END CAP | Guardian | GAR-NF12 | 0.55 | 0.55 | N | 0.55 | 0.55 | 0.55
GARNF516 | 173042 | 10 | 168909 | END CAP | Guardian | GAR-NF516 | 0.65 | 0.65 | N | 0.65 | 0.65 | 0.65
GARNF716 | 173042 | 7 | 168909 | END CAP | Guardian | GAR-NF716 | 0.65 | 0.65 | N | 0.65 | 0.65 | 0.65
GASKETS 3 | 166559 | 3 | 134179 | VALVE GASKET | NEUCO INC. | GASKETS 3 | 3.4052 | 3.4052 | Y | 3.4052 | 3.4052 | 3.4052
GASKETS212 | 166559 | 16 | 168858 | VALVE GASKET | Carson Supply Inc. | GASKETS 2 1/2 | 2.3567 | 2.8102 | Y | 2.3567 | 2.8102 | 2.8102
GB1008 | 10510 | 3 | 187567 | 4-cornered broach .008-.017Anderson-Forr | ANDERSON FORRESTER | GB1008 | 15.84 | 15.84 | N | 15.84 | 15.84 | 15.84
GBK21 | 175888 | 22 | 176411 | 21circut grounding bar | FELDMAN BROTHERS ELECTRICAL SUPPLY CO | GBK21 | 19.21 | 19.2073 | N | 19.21 | 19.2073 | 19.21
GBK5 | 175891 | 23 | 130026 | GROUND BAR, 5 CIRCUIT, 2.54" OAL, 1.75" | GALCO INDUSTRIAL ELECTRONICS | GBK5 | 13.7 | 13.7 | N | 13.7 | 13.7 | 13.7
GBV12 | 175891 | 2 | 133540 | 1/2IN AGA GAS COCK | WATTS REGULATOR CO | GBV12 | 2.6 | 2.6 | N | 2.6 | 2.6 | 2.6
GCVS311GF02V8AC9LE | 173042 | 4 | 133901 | 1/8"VALVE | GC VALVES, LLC. | GCV-S311GF02V8AC9LE | 18.91 | 18.91 | N | 18.91 | 18.91 | 18.91
GCVS401GF02V9BF5E | 173042 | 2 | 133901 | 1/4"N.C. 300# OIL VALVE | GC VALVES, LLC. | GCV-S401GF02V9BF5E | 85.75 | 85.75 | N | 85.75 | 85.75 | 85.75
GCVS401GF02V9CF5E | 173042 | 3 | 133901 | 3/8" N.C 300# OIL VALVE | GC VALVES, LLC. | GCV-S401GF02V9CF5E | 88.15 | 88.15 | Y | 88.15 | 88.15 | 88.15
GCVS402GF02V9BF5E | 173042 | 5 | 133901 | 1/4" N.O. 300# OIL VALVE | GC VALVES, LLC. | GCV-S402GF02V9BF5E | 84.9 | 84.9 | N | 84.9 | 84.9 | 84.9
GCVS402GF02V9CF5E | 173042 | 6 | 133901 | 3/8" N.O. 300# OIL VALVE | GC VALVES, LLC. | GCV-S402GF02V9CF5E | 87.26 | 87.26 | N | 87.26 | 87.26 | 87.26
GD0035 | 10510 | 2 | 187567 | gauging drill #35 for orificeAnderson Fo | ANDERSON FORRESTER | GD0035 | 2.155 | 2.155 | Y | 2.155 | 2.155 | 2.155
GD0039 | 10510 | 3 | 187567 | gauging drill #39 for orificeAnderson Fo | ANDERSON FORRESTER | GD0039 | 2.858 | 2.858 | Y | 2.858 | 2.858 | 2.858
GD0040 | 10510 | 1 | 187567 | gauging drill #40 for orificeAnderson Fo | ANDERSON FORRESTER | GD0040 | 2.989 | 2.989 | Y | 2.989 | 2.989 | 2.989
GD0041 | 10510 | 6 | 187567 | gauging drill #41 for orificeAnderson Fo | ANDERSON FORRESTER | GD0041 | 3.171 | 3.1221 | Y | 3.171 | 3.1221 | 3.171
GD0042 | 10510 | 4 | 187567 | gauging drill #42 for orificeAnderson Fo | ANDERSON FORRESTER | GD0042 | 3.58 | 3.479 | Y | 3.58 | 3.479 | 3.58
GD0043 | 10510 | 11 | 187567 | gauging drill #43 for orificeAnderson Fo | ANDERSON FORRESTER | GD0043 | 3.215 | 3.215 | Y | 3.215 | 3.215 | 3.215
GD0044 | 10510 | 8 | 187567 | gauging drill #44 for orificeAnderson Fo | ANDERSON FORRESTER | GD0044 | 3.182 | 3.182 | Y | 3.182 | 3.182 | 3.182
GD0045 | 10510 | 11 | 187567 | gauging drill #45 for orificeAnderson Fo | ANDERSON FORRESTER | GD0045 | 3.173 | 3.173 | Y | 3.173 | 3.173 | 3.173
GD0047 | 10510 | 10 | 187567 | gauging drill #47 for orificeAnderson Fo | ANDERSON FORRESTER | GD0047 | 3.43 | 3.3999 | Y | 3.43 | 3.3999 | 3.43
GD0048 | 10510 | 10 | 187567 | gauging drill #48 for orificeAnderson Fo | ANDERSON FORRESTER | GD0048 | 3.158 | 3.158 | Y | 3.158 | 3.158 | 3.158
GD0049 | 10510 | 16 | 187567 | gauging drill #49 for orificeAnderson Fo | ANDERSON FORRESTER | GD0049 | 3.84 | 3.7875 | Y | 3.84 | 3.7875 | 3.84
GD0050 | 10510 | 11 | 187567 | gauging drill #50 for orificeAnderson Fo | ANDERSON FORRESTER | GD0050 | 3.304 | 3.2818 | Y | 3.304 | 3.2818 | 3.304
GD0051 | 10510 | 2 | 187567 | gauging drill #51 for orificeAnderson Fo | ANDERSON FORRESTER | GD0051 | 3.138 | 3.138 | Y | 3.138 | 3.138 | 3.138
GD0052 | 10510 | 12 | 187567 | gauging drill #52 for orificeAnderson Fo | ANDERSON FORRESTER | GD0052 | 3.115 | 3.0888 | Y | 3.115 | 3.0888 | 3.115
GD0053 | 10510 | 4 | 187567 | gauging drill #53 for orificeAnderson Fo | ANDERSON FORRESTER | GD0053 | 3.153 | 3.1298 | Y | 3.153 | 3.1298 | 3.153
GD0054 | 10510 | 12 | 187567 | gauging drill #54 for orificeAnderson Fo | ANDERSON FORRESTER | GD0054 | 3.749 | 3.7044 | Y | 3.749 | 3.7044 | 3.749
GD0055 | 10510 | 11 | 187567 | gauging drill #55 for orificeAnderson Fo | ANDERSON FORRESTER | GD0055 | 3.781 | 3.7194 | Y | 3.781 | 3.7194 | 3.781
GD0056 | 10510 | 4 | 187567 | gauging drill #56 for orificeAnderson Fo | ANDERSON FORRESTER | GD0056 | 3.95 | 3.6924 | Y | 3.95 | 3.6924 | 3.95
GD0057 | 10510 | 14 | 187567 | gauging drill #57 for orificeAnderson Fo | ANDERSON FORRESTER | GD0057 | 3.877 | 3.8296 | Y | 3.877 | 3.8296 | 3.877
GD0058 | 10510 | 3 | 187567 | gauging drill #58 for orificeAnderson Fo | ANDERSON FORRESTER | GD0058 | 3.188 | 2.7237 | Y | 3.188 | 2.7237 | 3.188
GD0059 | 10510 | 8 | 187567 | gauging drill #59 for orificeAnderson Fo | ANDERSON FORRESTER | GD0059 | 2.928 | 2.928 | Y | 2.928 | 2.928 | 2.928
GD0060 | 10510 | 13 | 187567 | gauging drill #60 for orificeAnderson Fo | ANDERSON FORRESTER | GD0060 | 3.214 | 3.084 | Y | 3.214 | 3.084 | 3.214
GD0061 | 10510 | 8 | 187567 | gauging drill #61 for orificeAnderson Fo | ANDERSON FORRESTER | GD0061 | 3.129 | 3.129 | Y | 3.129 | 3.129 | 3.129
GD0065 | 10510 | 5 | 187567 | gauging drill #65 for orificeAnderson Fo | ANDERSON FORRESTER | GD0065 | 3.182 | 3.182 | Y | 3.182 | 3.182 | 3.182
GD0066 | 10510 | 8 | 187567 | gauging drill #66 for orificeAnderson Fo | ANDERSON FORRESTER | GD0066 | 3.95 | 3.95 | Y | 3.95 | 3.95 | 3.95
GD0067 | 10510 | 8 | 187567 | gauging drill #67 for orificeAnderson Fo | ANDERSON FORRESTER | GD0067 | 3.214 | 3.214 | Y | 3.214 | 3.214 | 3.214
GD0068 | 10510 | 12 | 187567 | gauging drill #68 for orificeAnderson Fo | ANDERSON FORRESTER | GD0068 | 3.214 | 3.1395 | Y | 3.214 | 3.1395 | 3.214
GD0071 | 10510 | 10 | 187567 | gauging drill #71 for orificeAnderson Fo | ANDERSON FORRESTER | GD0071 | 3.164 | 3.164 | Y | 3.164 | 3.164 | 3.164
GD0072 | 10510 | 5 | 187567 | gauging drill #72 for orificeAnderson Fo | ANDERSON FORRESTER | GD0072 | 3.213 | 2.408 | Y | 3.213 | 2.408 | 3.213
GD0073 | 10510 | 8 | 187567 | gauging drill #73 for orificeAnderson Fo | ANDERSON FORRESTER | GD0073 | 3.131 | 3.0905 | Y | 3.131 | 3.0905 | 3.131
GD0075 | 10510 | 11 | 187567 | gauging drill #75 for orificeAnderson Fo | ANDERSON FORRESTER | GD0075 | 3.308 | 3.2176 | Y | 3.308 | 3.2176 | 3.308
GD0076 | 10510 | 12 | 187567 | gauging drill #76 for orificeAnderson Fo | ANDERSON FORRESTER | GD0076 | 3.645 | 3.645 | Y | 3.645 | 3.645 | 3.645
GD0077 | 10510 | 15 | 187567 | gauging drill #77 for orificeAnderson Fo | ANDERSON FORRESTER | GD0077 | 3.127 | 3.127 | Y | 3.127 | 3.127 | 3.127
GD0078 | 10510 | 11 | 187567 | gauging drill #78 for orificeAnderson Fo | ANDERSON FORRESTER | GD0078 | 3.38 | 3.38 | Y | 3.38 | 3.38 | 3.38
GD0079 | 10510 | 14 | 187567 | gauging drill #79 for orificeAnderson Fo | ANDERSON FORRESTER | GD0079 | 3.72 | 3.6744 | Y | 3.72 | 3.6744 | 3.72
GD0080 | 10510 | 11 | 187567 | gauging drill #80 for orificeAnderson Fo | ANDERSON FORRESTER | GD0080 | 3.419 | 3.3957 | Y | 3.419 | 3.3957 | 3.419
GD3015 | 10510 | 21 | 187567 | 3-cornered broach .003-.013Anderson Forr | ANDERSON FORRESTER | GD3015 | 23.619 | 23.4949 | Y | 23.619 | 23.4949 | 23.619
GD3020 | 10510 | 11 | 187567 | 3-cornered broach W/handleAnderson Forre | ANDERSON FORRESTER | GD3020 | 5.583 | 5.3435 | Y | 5.583 | 5.3435 | 5.583
GDK1939 | 10510 | 7 | 187567 | 19 to 39 orifice drill setAnderson Forre | ANDERSON FORRESTER | GDK1939 | 53.259 | 92.6371 | Y | 53.259 | 92.6371 | 92.6371
GDK1939 | 175891 | 1 | 187567 | 19 to 39 orifice drill setAnderson Forre | ANDERSON FORRESTER | GDK1939 | 53.259 | 53.259 | Y | 53.259 | 92.6371 | 92.6371
GDK4080 | 10510 | 28 | 187567 | 40 to 80 orifice drill setAnderson Forre | ANDERSON FORRESTER | GDK4080 | 145 | 144.7986 | Y | 145 | 144.7986 | 145
GDR-121913004 | 10006 | 500 | 134468 | 500 FT/RL 5/32" FR POLY TUBING | GOODRICH SALES INC. | 1219-13004 | 0.1248 | 0.06 | Y | 0.1248 | 0.28 | 0.28
GDR-121913004 | 166553 | 1948 | 134468 | 500 FT/RL 5/32" FR POLY TUBING | GOODRICH SALES INC. | 1219-13004 | 0.1248 | 0.05 | N | 0.1248 | 0.28 | 0.28
GDR-121913004 | 166560 | 500 | 134468 | 500 FT/RL 5/32" FR POLY TUBING | GOODRICH SALES INC. | 1219-13004 | 0.1248 | 0.075789 | N | 0.1248 | 0.28 | 0.28
GDR-121913004 | 166561 | 2500 | 134468 | 500 FT/RL 5/32" FR POLY TUBING | GOODRICH SALES INC. | 1219-13004 | 0.1248 | 0.11252 | N | 0.1248 | 0.28 | 0.28
GDR-121913004 | 175883 | 1000 | 134468 | 500 FT/RL 5/32" FR POLY TUBING | GOODRICH SALES INC. | 1219-13004 | 0.1248 | 0.28 | N | 0.1248 | 0.28 | 0.28
GDR-121913004 | 175888 | 13500 | 134468 | 500 FT/RL 5/32" FR POLY TUBING | GOODRICH SALES INC. | 1219-13004 | 0.1248 | 0.073203 | N | 0.1248 | 0.28 | 0.28
GDR-121913004 | 175890 | 1000 | 134468 | 500 FT/RL 5/32" FR POLY TUBING | GOODRICH SALES INC. | 1219-13004 | 0.1248 | 0.073027 | N | 0.1248 | 0.28 | 0.28
GDR-1219130T4 | 10006 | 500 | 134468 | 500 FT/RL 5/32 TWIN POLY TUBE | GOODRICH SALES INC. | 1219-130T4 | 0.2288 | 0.15 | Y | 0.2288 | 0.18 | 0.2288
GDR-1219130T4 | 10008 | 1000 | 134468 | 500 FT/RL 5/32 TWIN POLY TUBE | GOODRICH SALES INC. | 1219-130T4 | 0.2288 | 0.18 | Y | 0.2288 | 0.18 | 0.2288
GDR-1219130T4 | 166553 | 1000 | 134468 | 500 FT/RL 5/32 TWIN POLY TUBE | GOODRICH SALES INC. | 1219-130T4 | 0.2288 | 0.18 | N | 0.2288 | 0.18 | 0.2288
GDR-1219130T4 | 166560 | 500 | 134468 | 500 FT/RL 5/32 TWIN POLY TUBE | GOODRICH SALES INC. | 1219-130T4 | 0.2288 | 0.17429 | N | 0.2288 | 0.18 | 0.2288
GDR-1219130T4 | 166561 | 1000 | 134468 | 500 FT/RL 5/32 TWIN POLY TUBE | GOODRICH SALES INC. | 1219-130T4 | 0.2288 | 0.18 | Y | 0.2288 | 0.18 | 0.2288
GDR-1219130T4 | 175888 | 13500 | 134468 | 500 FT/RL 5/32 TWIN POLY TUBE | GOODRICH SALES INC. | 1219-130T4 | 0.2288 | 0.1648 | N | 0.2288 | 0.18 | 0.2288
GDR-121944003 | 10008 | 3500 | 134468 | 250 FT/RL 1/4 FR PNEU TUBING | GOODRICH SALES INC. | 1219-44003 | 0.1456 | 0.14 | Y | 0.1456 | 0.14 | 0.1456
GDR-121944003 | 175883 | 2000 | 134468 | 250 FT/RL 1/4 FR PNEU TUBING | GOODRICH SALES INC. | 1219-44003 | 0.1456 | 0.14 | Y | 0.1456 | 0.14 | 0.1456
GDR-121944003030 | 175888 | 6000 | 134468 | 1/4 RAINBOW 6-PK TUBING 250FT (1EA=1500' | GOODRICH SALES INC. | 1219-44003-030 | 0.1664 | 0.12 | N | 0.1664 | 0.12 | 0.1664
GDR-121944003030 | 175890 | 6000 | 134468 | 1/4 RAINBOW 6-PK TUBING 250FT (1EA=1500' | GOODRICH SALES INC. | 1219-44003-030 | 0.1664 | 0.12 | N | 0.1664 | 0.12 | 0.1664
GDR-1219440A3 | 10008 | 1500 | 134468 | 250 FT/RL 1/4 IN WHITE STRIPE FR TUBING | GOODRICH SALES INC. | 1219-440A3 | 0.1664 | 0.15222 | Y | 0.1664 | 0.15222 | 0.1664
GDR-1219440B3 | 10008 | 1500 | 134468 | 250 FT/RL 1/4" RED STRIPE FR TUBING | GOODRICH SALES INC. | 1219-440B3 | 0.1664 | 0.15333 | Y | 0.1664 | 0.15333 | 0.1664
GDR-1219440C3 | 10008 | 1500 | 134468 | 250 FT/RL 1/4" ORANGE STRIPE FR TUBING | GOODRICH SALES INC. | 1219-440C3 | 0.1664 | 0.15741 | Y | 0.1664 | 0.15741 | 0.1664
GDR-1219440D3 | 10008 | 1500 | 134468 | 250 FT/RL 1/4 IN YELLOW STR FR TUBING | GOODRICH SALES INC. | 1219-440D3 | 0.1664 | 0.14667 | Y | 0.1664 | 0.16 | 0.1664
GDR-1219440D3 | 10510 | 250 | 134468 | 250 FT/RL 1/4 IN YELLOW STR FR TUBING | GOODRICH SALES INC. | 1219-440D3 | 0.1664 | 0.16 | N | 0.1664 | 0.16 | 0.1664
GDR-1219440D3 | 175890 | 1000 | 134468 | 250 FT/RL 1/4 IN YELLOW STR FR TUBING | GOODRICH SALES INC. | 1219-440D3 | 0.1664 | 0.12 | N | 0.1664 | 0.16 | 0.1664
GDR-1219440D3 | 175891 | 1250 | 134468 | 250 FT/RL 1/4 IN YELLOW STR FR TUBING | GOODRICH SALES INC. | 1219-440D3 | 0.1664 | 0.12 | N | 0.1664 | 0.16 | 0.1664
GDR-1219440E3 | 10008 | 1000 | 134468 | 250 FT/RL 1/4 IN GREEN STRIPE FR TUBING | GOODRICH SALES INC. | 1219-440E3 | 0.1664 | 0.16 | Y | 0.1664 | 0.16 | 0.1664
GDR-1219440E3 | 175890 | 250 | 134468 | 250 FT/RL 1/4 IN GREEN STRIPE FR TUBING | GOODRICH SALES INC. | 1219-440E3 | 0.1664 | 0.12 | N | 0.1664 | 0.16 | 0.1664
GDR-1219440F3 | 10008 | 1250 | 134468 | 250 FT/RL 1/4" BLUE STRIPE FR TUBING | GOODRICH SALES INC. | 1219-440F3 | 0.1664 | 0.16 | Y | 0.1664 | 0.16 | 0.1664
GDR-1219440F3 | 175888 | 1250 | 134468 | 250 FT/RL 1/4" BLUE STRIPE FR TUBING | GOODRICH SALES INC. | 1219-440F3 | 0.1664 | 0.12 | N | 0.1664 | 0.16 | 0.1664
GDR-1219440G3 | 10008 | 1250 | 134468 | 250 FT/RL 1/4 IN VIOLET STRIPE FR TUBING | GOODRICH SALES INC. | 1219-440G3 | 0.1664 | 0.15533 | Y | 0.1664 | 0.15533 | 0.1664
GDR-1219440G3 | 175891 | 750 | 134468 | 250 FT/RL 1/4 IN VIOLET STRIPE FR TUBING | GOODRICH SALES INC. | 1219-440G3 | 0.1664 | 0.11907 | Y | 0.1664 | 0.15533 | 0.1664
GDR-1219440T3 | 10006 | 500 | 134468 | 250 FT/RL 1/4 TWIN POLY TUBING | GOODRICH SALES INC. | 1219-440T3 | 0.3224 | 0.255 | Y | 0.3224 | 0.27 | 0.3224
GDR-1219440T3 | 10008 | 500 | 134468 | 250 FT/RL 1/4 TWIN POLY TUBING | GOODRICH SALES INC. | 1219-440T3 | 0.3224 | 0.27 | Y | 0.3224 | 0.27 | 0.3224
GDR-1219440T3 | 166553 | 200 | 134468 | 250 FT/RL 1/4 TWIN POLY TUBING | GOODRICH SALES INC. | 1219-440T3 | 0.3224 | 0.2686 | N | 0.3224 | 0.27 | 0.3224
GDR-1219440T3 | 175888 | 1250 | 134468 | 250 FT/RL 1/4 TWIN POLY TUBING | GOODRICH SALES INC. | 1219-440T3 | 0.3224 | 0.0021052 | N | 0.3224 | 0.27 | 0.3224
GDR-1219440T3 | 175890 | 1000 | 134468 | 250 FT/RL 1/4 TWIN POLY TUBING | GOODRICH SALES INC. | 1219-440T3 | 0.3224 | 0.167 | N | 0.3224 | 0.27 | 0.3224
GDR-121966203 | 10006 | 500 | 134468 | 250 FT/RL 3/8" FR PNEUMATIC TUBING | GOODRICH SALES INC. | 1219-66203 | 0.2704 | 0.2 | Y | 0.2704 | 0.26 | 0.2704
GDR-121966203 | 10008 | 750 | 134468 | 250 FT/RL 3/8" FR PNEUMATIC TUBING | GOODRICH SALES INC. | 1219-66203 | 0.2704 | 0.26 | Y | 0.2704 | 0.26 | 0.2704
GDR-121966203 | 166553 | 373 | 134468 | 250 FT/RL 3/8" FR PNEUMATIC TUBING | GOODRICH SALES INC. | 1219-66203 | 0.2704 | 0.21983 | N | 0.2704 | 0.26 | 0.2704
GDR-121966203 | 166560 | 250 | 134468 | 250 FT/RL 3/8" FR PNEUMATIC TUBING | GOODRICH SALES INC. | 1219-66203 | 0.2704 | 0.23665 | N | 0.2704 | 0.26 | 0.2704
GDR-1219662A3 | 10510 | 750 | 134468 | Furon 3/8white tube 250'roll | GOODRICH SALES INC. | 1219-662A3 | 0.3224 | 0.25 | N | 0.3224 | 0.25 | 0.3224
GDR-1219662B3 | 10510 | 250 | 134468 | Furon 3/8red tubing 250'roll | GOODRICH SALES INC. | 1219-662B3 | 0.3224 | 62.164 | N | 0.3224 | 62.164 | 62.164
GDR-1219662E3 | 10510 | 250 | 134468 | Furon 3/8green tube 250'roll | GOODRICH SALES INC. | 1219-662E3 | 0.3224 | 57.708 | N | 0.3224 | 57.708 | 57.708
GDR-121986203 | 10006 | 500 | 134468 | 250 FT/RL 1/2" FR POLY TUBING | GOODRICH SALES INC. | 1219-86203 | 0.3744 | 0.295 | Y | 0.3744 | 0.33994 | 0.3744
GDR-121986203 | 166553 | 250 | 134468 | 250 FT/RL 1/2" FR POLY TUBING | GOODRICH SALES INC. | 1219-86203 | 0.3744 | 0.259 | N | 0.3744 | 0.33994 | 0.3744
GDR-121986203 | 166560 | 250 | 134468 | 250 FT/RL 1/2" FR POLY TUBING | GOODRICH SALES INC. | 1219-86203 | 0.3744 | 0.33 | Y | 0.3744 | 0.33994 | 0.3744
GDR-121986203 | 175888 | 2500 | 134468 | 250 FT/RL 1/2" FR POLY TUBING | GOODRICH SALES INC. | 1219-86203 | 0.3744 | 0.33994 | N | 0.3744 | 0.33994 | 0.3744
GDR-122440200 | 175888 | 500 | 134468 | 500 FT/RL 1/4 IN TWIN JACKTD TUB | GOODRICH SALES INC. | 1224-40200 | 0.7488 | 0.7812 | N | 0.7488 | 0.7812 | 0.7812
GDR-122440200 | 175890 | 500 | 134468 | 500 FT/RL 1/4 IN TWIN JACKTD TUB | GOODRICH SALES INC. | 1224-40200 | 0.7488 | 0.695 | N | 0.7488 | 0.7812 | 0.7812
GMA1 | 166559 | 14 | 168938 | 250V, 1A, 5x20mm glass | Lectro Components, Inc. | CQ66749 | 0.25 | 0.25 | N | 0.25 | 0.25 | 0.25
GMA12 | 166559 | 10 | 168938 | 250V, 1/2A, 5x20mm glass | Lectro Components, Inc. | GMA-1/2 | 0.25 | 0.25 | N | 0.25 | 0.25 | 0.25
GMA2 | 166559 | 8 | 168938 | 250V, 2A, 5x20mm glass | Lectro Components, Inc. | CQ66750 | 0.25 | 0.25 | N | 0.25 | 0.25 | 0.25
GMA3 | 166559 | 41 | 168938 | 3 Amp fuse | Lectro Components, Inc. | GMA-3 | 0.25 | 0.25 | N | 0.25 | 0.25 | 0.25
GMA5 | 166559 | 10 | 168938 | FUSE 5 AMP 5 X20MM | Lectro Components, Inc. | GMA-5 | 0.25 | 0.25 | N | 0.25 | 0.25 | 0.25
GMW94RD | 166553 | 3 | 134488 | CO2+RH+T Wall Mount Trans, 4-20mA, Disp | VAISALA | GMW94RD | 575.65 | 430.1 | N | 575.65 | 430.1 | 575.65
GMXFM1D20I24 | 166559 | 1 | 133886 | ELEC/24HR/7DAY/TIME SW/24VAC/NEMA1 | INTERMATIC INC. | GMXFM1D20-I-24 | 120.63 | 120.63 | N | 120.63 | 120.63 | 120.63
GMXFM1D20IAV | 166561 | 6 | 133886 | DGTL TMR,20 PRGM, 120-277VAC,I | INTERMATIC INC. | GMXFM1D20-I-AV | 133.68 | 133.68 | Y | 133.68 | 133.68 | 133.68
GMXQWI24 | 175888 | 1 | 133886 | 24 VOLT 7 DAY MECHANICAL TIME CLOCK | INTERMATIC INC. | GMXQWI24 | 95.76 | 95.76 | N | 95.76 | 95.76 | 95.76
GMXSTI120 | 10510 | 16 | 133886 | Grasslin timer 120V SPDT24 hour 16 amp @ | INTERMATIC INC. | GMXST-I-120 | 53.542 | 52.9307 | Y | 53.542 | 52.9307 | 53.542
GMXSTI240 | 10510 | 1 | 133886 | Grasslin timer 208/240 VACSPDT 24 hour 1 | INTERMATIC INC. | GMXST-I-240 | 60.34 | 65.17 | Y | 60.34 | 65.17 | 65.17
GP0750S20P | 175891 | 5 | 130004 | ACI PRESSURE XDUCER ONLY 0-750PSIS | Automation Components Inc (ACI) | GP0750S20P | 82.65 | 82.65 | N | 82.65 | 82.65 | 82.65
GPA-96-606 | 10510 | 4 | 151052 | Bracket, Wall Mount | ZORO | G2727155 | 10.39 | 10.39 | Y | 10.39 | 10.39 | 10.39
GPA-96-607 | 10510 | 3 | 151052 | Bracket, Wall Mount, Width (In.): 3 in | ZORO | G2218587 | 11.69 | 11.69 | Y | 11.69 | 11.69 | 11.69
GPA95969 | 175891 | 3 | 176401 | MTG SLEEVE & BKT | AIR-OIL SYSTEMS INC | GPA95969 | 18.0765 | 22.94 | Y | 18.0765 | 22.94 | 22.94
GPBGF | 175891 | 2 | 176744 | MCDANIEL FILLED PRESSURE GAUGE | MCDANIEL CONTROLS INC | GPB-GF | 119.1 | 119.1 | N | 119.1 | 119.1 | 119.1
GRP95259 | 175891 | 1 | 176401 | WLKRSN O-RING KIT | AIR-OIL SYSTEMS INC | GRP95259 | 19.91 | 19.91 | N | 19.91 | 19.91 | 19.91
GRP95973 | 175891 | 4 | 176401 | WILKERSON AUTODRAIN | AIR-OIL SYSTEMS INC | GRP95973 | 32.65 | 34.645 | Y | 32.65 | 34.645 | 34.645
GT08PC | 166560 | 7 | 169003 | GT08PC DPDT Relay Socket | Song Chuan Usa Inc. | GT08PC | 1.78 | 1.78 | N | 1.78 | 1.78 | 1.78
GT1013 | 173042 | 0 | 134236 | F-391327-64 is E261 repl by GT1013 | PRECISION ELECTRIC MOTOR SALES | GT1013 | 522.36 | 0 | N | 522.36 | 0 | 522.36
GVD6PL | 173042 | 3 | 175079 | 24Vac 6" Gas Vent Damper without Harness | FIELD CONTROLS LLC | GVD-6PL | 116.5 | 151.4633 | Y | 116.5 | 151.4633 | 151.4633
GVDUWK | 173042 | 4 | 175079 | UNIVERSAL WIRING KIT 46579100/GVDUWK | FIELD CONTROLS LLC | GVDUWK | 43.34 | 43.34 | N | 43.34 | 43.34 | 43.34
GW3628D | 10008 | 1 | 148259 | Ratcheting Puller | Apex Tool Group, LLC | GW-3628D | 122.87 | 122.87 | N | 122.87 | 122.87 | 122.87
GW82012 | 10008 | 1 | 148259 | Diagonal Pliers | Apex Tool Group, LLC | GW-82012 | 13.45 | 13.45 | N | 13.45 | 13.45 | 13.45
GW82788 | 10006 | 6 | 148259 | Ratcheting Screwdriver | Apex Tool Group, LLC | GW-82788 | 19.79 | 19.79 | N | 19.79 | 19.79 | 19.79
GW82882 | 10006 | 10 | 148259 | Pocket Knife | Apex Tool Group, LLC | GW-82882 | 14.19 | 14.19 | N | 14.19 | 14.19 | 14.19
GW83135 | 10006 | 2 | 148259 | Head Lamp | Apex Tool Group, LLC | GW-83135 | 48.79 | 48.79 | N | 48.79 | 48.79 | 48.79
GW83137 | 10006 | 1 | 148259 | Head Lamp | Apex Tool Group, LLC | GW-83137 | 29.95 | 29.95 | N | 29.95 | 29.95 | 29.95
GW84782 | 10006 | 2 | 148259 | Bolt Biter Set | Apex Tool Group, LLC | GW-84782 | 30.13 | 30.13 | N | 30.13 | 30.13 | 30.13
GW85062 | 10006 | 3 | 148259 | Torque wrench | Apex Tool Group, LLC | GW-85062 | 140 | 140 | N | 140 | 140 | 140
GW85174 | 10006 | 2 | 148259 | 120 XP MICROMETER 3/8" DR 30-250 | Apex Tool Group, LLC | GW-85174 | 119.05 | 119.05 | N | 119.05 | 119.05 | 119.05
GW86450 | 10006 | 1 | 148259 | Ratcheting Wrench Combo | Apex Tool Group, LLC | GW-86450 | 104.54 | 104.54 | N | 104.54 | 104.54 | 104.54
GW86996 | 10006 | 10 | 148259 | Kneeling Pad | Apex Tool Group, LLC | GW-86996 | 15.93 | 15.93 | N | 15.93 | 15.93 | 15.93
GWAMB1PH250 | 10008 | 1 | 148259 | Phillips Bit | Apex Tool Group, LLC | GW-AMB1PH2-50 | 9.5 | 9.5 | N | 9.5 | 9.5 | 9.5
GWAMB1SL825 | 10008 | 4 | 148259 | Slotted Bit | Apex Tool Group, LLC | GW-AMB1SL8-25 | 4.75 | 4.75 | N | 4.75 | 4.75 | 4.75
GWAMB1SQ250 | 10008 | 2 | 148259 | Square Bit | Apex Tool Group, LLC | GW-AMB1SQ2-50 | 9.5 | 9.5 | N | 9.5 | 9.5 | 9.5
GWAMB1TX2550 | 10008 | 1 | 148259 | Torx Bit | Apex Tool Group, LLC | GW-AMB1TX25-50 | 9.5 | 9.5 | N | 9.5 | 9.5 | 9.5
GWAMB2SQ250 | 10008 | 2 | 148259 | Square Power Driver | Apex Tool Group, LLC | GW-AMB2SQ2-50 | 14.25 | 14.25 | N | 14.25 | 14.25 | 14.25
GWAMB2TX2550 | 10008 | 2 | 148259 | Torx Power Driver | Apex Tool Group, LLC | GW-AMB2TX25-50 | 14.25 | 14.25 | N | 14.25 | 14.25 | 14.25
GWAUGB3BPH21 | 10008 | 5 | 148259 | Power Driver | Apex Tool Group, LLC | GW-AUGB3BPH2-1 | 1.1256 | 1.1256 | N | 1.1256 | 1.1256 | 1.1256
GWAUGB3BSQ21 | 10008 | 9 | 148259 | Power Driver | Apex Tool Group, LLC | GW-AUGB3BSQ2-1 | 1.1256 | 1.1256 | N | 1.1256 | 1.1256 | 1.1256
GWAUGB3BTX251 | 10008 | 7 | 148259 | Power Driver | Apex Tool Group, LLC | GW-AUGB3BTX25-1 | 1.1245 | 1.1245 | N | 1.1245 | 1.1245 | 1.1245
GWAUGBH31 | 10008 | 6 | 148259 | Bit Tip Holder | Apex Tool Group, LLC | GW-AUGBH3-1 | 2.98 | 2.98 | N | 2.98 | 2.98 | 2.98
GWAUGBQ2A1 | 10008 | 8 | 148259 | Bit Holder | Apex Tool Group, LLC | GW-AUGBQ2A-1 | 5.9 | 5.8955 | N | 5.9 | 5.8955 | 5.9
GWAUGN2B161 | 10008 | 8 | 148259 | Nut Driver | Apex Tool Group, LLC | GW-AUGN2B16-1 | 2.0456 | 2.0456 | N | 2.0456 | 2.0456 | 2.0456
GWAUGN2B201 | 10008 | 6 | 148259 | Nut Driver | Apex Tool Group, LLC | GW-AUGN2B20-1 | 2.21 | 2.21 | N | 2.21 | 2.21 | 2.21
GWAUGN2B241 | 10008 | 5 | 148259 | Nut Driver | Apex Tool Group, LLC | GW-AUGN2B24-1 | 2.3856 | 2.3856 | N | 2.3856 | 2.3856 | 2.3856
GWAUGN2B281 | 10008 | 5 | 148259 | Nut Driver | Apex Tool Group, LLC | GW-AUGN2B28-1 | 3.34 | 3.34 | N | 3.34 | 3.34 | 3.34
GWAUGN2B321 | 10008 | 6 | 148259 | Nut Driver | Apex Tool Group, LLC | GW-AUGN2B32-1 | 4.68 | 4.68 | N | 4.68 | 4.68 | 4.68
GWAUMB3BPH21 | 10008 | 3 | 148259 | Power Driver | Apex Tool Group, LLC | GW-AUMB3BPH2-1 | 1.37 | 1.3655 | N | 1.37 | 1.3655 | 1.37
GWAUMB3BSQ21 | 10008 | 6 | 148259 | Power Driver | Apex Tool Group, LLC | GW-AUMB3BSQ2-1 | 1.37 | 1.3655 | N | 1.37 | 1.3655 | 1.37
GWAUMB3BTX251 | 10008 | 5 | 148259 | Power Driver | Apex Tool Group, LLC | GW-AUMB3BTX25-1 | 1.37 | 1.3655 | N | 1.37 | 1.3655 | 1.37
GWCMPC118 | 10006 | 6 | 148259 | Pipe Cutter | Apex Tool Group, LLC | GW-CMPC118 | 13.01 | 11.45 | N | 13.01 | 11.45 | 13.01
GWCMPC218 | 10006 | 6 | 148259 | Pipe Cutter | Apex Tool Group, LLC | GW-CMPC218 | 28.07 | 26.34 | N | 28.07 | 28.07 | 28.07
GWCMPC218 | 10008 | 3 | 148259 | Pipe Cutter | Apex Tool Group, LLC | GW-CMPC218 | 28.07 | 24.87 | N | 28.07 | 28.07 | 28.07
GWCMPC218 | 166553 | 4 | 148259 | Pipe Cutter | Apex Tool Group, LLC | GW-CMPC218 | 28.07 | 28.07 | N | 28.07 | 28.07 | 28.07
GWCTVDESDS | 10006 | 4 | 148259 | Screwdriver Set | Apex Tool Group, LLC | GW-CTVDESDS | 13.01 | 11.45 | N | 13.01 | 13.01 | 13.01
GWCTVDESDS | 166553 | 1 | 148259 | Screwdriver Set | Apex Tool Group, LLC | GW-CTVDESDS | 13.01 | 13.01 | N | 13.01 | 13.01 | 13.01
GWCW5T | 166553 | 3 | 148259 | Electrician Scissor | Apex Tool Group, LLC | GW-CW5T | 15 | 14.364 | N | 15 | 14.364 | 15
GWCW5T | 166557 | 7 | 148259 | Electrician Scissor | Apex Tool Group, LLC | GW-CW5T | 15 | 9.82 | N | 15 | 14.364 | 15
GWRWK14V | 10008 | 4 | 148259 | Utility Knife Blades | Apex Tool Group, LLC | GW-RWK14V | 0.924 | 0.924 | N | 0.924 | 0.924 | 0.924
H03XVSTC | 10510 | 1 | 134496 | Veris RH outdoor 3% 1k pt5/10VDC W/tempe | VERIS INDUSTRIES LLC. | H03XVSTC | 125 | 125 | N | 125 | 125 | 125
H03XVSTH | 10510 | 1 | 134496 | Veris RH outdoor 3% 10k5/10VDC type 3 th | VERIS INDUSTRIES LLC. | H03XVSTH | 133.83 | 133.83 | Y | 133.83 | 133.83 | 133.83
H1.5X3LG6 | 10006 | 12 | 134045 | Slotted Hinged Duct,PVC,1.5X3X6',Light G | KIMBALL ELECTRONICS INC | PAN H1.5X3LG6 | 104.7 | 104.7 | N | 104.7 | 104.7 | 104.7
H10086HLL | 166553 | 6 | 168924 | 10X8X6 Hinged Cover NEMA-4 Panel | Integra Enclosures Inc. | H10086HLL | 79.8 | 79.8 | Y | 79.8 | 83.3 | 83.3
H10086HLL | 166557 | 5 | 168924 | 10X8X6 Hinged Cover NEMA-4 Panel | Integra Enclosures Inc. | H10086HLL | 79.8 | 83.3 | Y | 79.8 | 83.3 | 83.3
H10086HLL | 166559 | 2 | 168924 | 10X8X6 Hinged Cover NEMA-4 Panel | Integra Enclosures Inc. | H10086HLL | 79.8 | 83.3 | N | 79.8 | 83.3 | 83.3
H10086HLL | 166561 | 5 | 168924 | 10X8X6 Hinged Cover NEMA-4 Panel | Integra Enclosures Inc. | H10086HLL | 79.8 | 83.3 | Y | 79.8 | 83.3 | 83.3
H10A620B5F1 | 10510 | 5 | 133472 | 120V Actuator w/ Aux Switch , SPDT | ASCO L.P. | H10A620B5F150 | 951.93 | 893.9076 | N | 951.93 | 893.9076 | 951.93
H118AN132F1 | 10510 | 1 | 133472 | 4" hydromotor Gas shut off valve | ASCO L.P. | H118AN132F150 | 3539.25 | 2179.11 | N | 6504.55 | 3539.25 | 6504.55
H118AN132F1 | 173042 | 1 | 133472 | 4" hydromotor Gas shut off valve | ASCO L.P. | H118AN132F150 | 6504.55 | 3539.25 | Y | 6504.55 | 3539.25 | 6504.55
H11W | 10510 | 10 | 187590 | Wireduct 1x1 white 6'PC/cover HLK | HALLOCK COMPANY INC. | H11W | 6.88 | 6.88 | N | 6.88 | 6.88 | 6.88
H12 | 10510 | 1 | 187643 | Uniweld 12 1/2 hoseA-Connect | UNIWELD PRODUCTS INC. | H12 | 26.23 | 26.23 | Y | 26.23 | 26.23 | 26.23
H12106HCFLL | 166553 | 10 | 168924 | 12x10x6 Clear Cover Nema4 Latch Box | Integra Enclosures Inc. | H12106HCFLL | 121.45 | 121.45 | Y | 121.45 | 121.45 | 121.45
H12106HFLL | 10008 | 2 | 168924 | 12x10x6 Opaque Cover Nema4 Latch Box | Integra Enclosures Inc. | H12106HFLL | 109.2 | 109.2 | Y | 109.2 | 109.2 | 109.2
H12106HFLL | 166553 | 24 | 168924 | 12x10x6 Opaque Cover Nema4 Latch Box | Integra Enclosures Inc. | H12106HFLL | 109.2 | 109.2 | Y | 109.2 | 109.2 | 109.2
H12106HFLL | 166559 | 4 | 168924 | 12x10x6 Opaque Cover Nema4 Latch Box | Integra Enclosures Inc. | H12106HFLL | 109.2 | 109.2 | N | 109.2 | 109.2 | 109.2
H12106HFLL | 166561 | 2 | 168924 | 12x10x6 Opaque Cover Nema4 Latch Box | Integra Enclosures Inc. | H12106HFLL | 109.2 | 109.2 | Y | 109.2 | 109.2 | 109.2
H141206HF | 166557 | 4 | 168924 | 14x12x6 Nema4 Hinged 2Screw w/Flange | Integra Enclosures Inc. | H141206HF | 87.15 | 108.5 | Y | 87.15 | 108.5 | 108.5
H141206HFLL | 10008 | 5 | 168924 | 14x12x6 N4X Hinged SS Latchs, FlngMt | Integra Enclosures Inc. | H141206HFLL | 127.75 | 127.75 | Y | 127.75 | 127.75 | 127.75
H141206HFLL | 166553 | 3 | 168924 | 14x12x6 N4X Hinged SS Latchs, FlngMt | Integra Enclosures Inc. | H141206HFLL | 127.75 | 127.0997 | Y | 127.75 | 127.75 | 127.75
H15CB2C | 10510 | 2 | 133596 | 1/2" npt Automatic Shut-Off Pilot Gas VA | BASO GAS PRODUCTS LLC | H15CB-2C | 150.15 | 150.15 | N | 150.15 | 150.15 | 150.15
H15DA3C | 10510 | 1 | 133596 | Baso safety pilot3/4 with bushings | BASO GAS PRODUCTS LLC | H15DA-3C | 181.41 | 181.41 | Y | 181.41 | 181.41 | 181.41
H15DH3C | 10510 | 2 | 133596 | Baso safety pilotuniversal | BASO GAS PRODUCTS LLC | H15DH-3C | 168.98 | 141.29 | Y | 168.98 | 141.29 | 168.98
H15FA1C | 10008 | 1 | 133596 | BASO SAFETY PILOT SET | BASO GAS PRODUCTS LLC | H15FA-1C | 276.4 | 276.4 | N | 276.4 | 276.4 | 276.4
H15FA1C | 10510 | 1 | 133596 | BASO SAFETY PILOT SET | BASO GAS PRODUCTS LLC | H15FA-1C | 276.4 | 276.4 | Y | 276.4 | 276.4 | 276.4
H15FA1C | 175891 | 2 | 133596 | BASO SAFETY PILOT SET | BASO GAS PRODUCTS LLC | H15FA-1C | 276.4 | 259.3622 | Y | 276.4 | 276.4 | 276.4
H161407HCF | 175883 | 1 | 168924 | NEMA 4X 16x14x7 plastic encl. | Integra Enclosures Inc. | H161407HCF | 119.7 | 119.7 | N | 119.7 | 119.7 | 119.7
H161407HCFLL | 166553 | 4 | 168924 | 16x14x7 Hinged Clear cover LkaLtchs | Integra Enclosures Inc. | H161407HCFLL | 162.75 | 164.7188 | Y | 162.75 | 166.9219 | 166.9219
H161407HCFLL | 166557 | 7 | 168924 | 16x14x7 Hinged Clear cover LkaLtchs | Integra Enclosures Inc. | H161407HCFLL | 162.75 | 166.9219 | Y | 162.75 | 166.9219 | 166.9219
H161407HFLL | 166559 | 2 | 168924 | 16x14x7 N4X Hinged SS Latchs, FlngMt | Integra Enclosures Inc. | H161407HFLL | 143.85 | 153.3 | Y | 143.85 | 153.3 | 153.3
H17BA6 | 175891 | 1 | 133596 | PILOT SAFETY | BASO GAS PRODUCTS LLC | H17BA-6C | 139.13 | 139.13 | N | 139.13 | 139.13 | 139.13
H17BB1C | 10510 | 1 | 133596 | HIGH TEMP AUTO SHUT OFF VALVE | BASO GAS PRODUCTS LLC | H17BB-1C | 159.44 | 159.44 | Y | 159.44 | 159.44 | 159.44
H17DB5C | 10510 | 2 | 133596 | PILOT SHUT OFF GAS VALVE | BASO GAS PRODUCTS LLC | H17DB5C | 0 | 145.78 | Y | 0 | 145.78 | 145.78
H181610HFLL | 166559 | 1 | 168924 | 18X16X10 Hinge/LockingLatch/Flanges | Integra Enclosures Inc. | H181610HFLL | 169.75 | 173.35 | Y | 169.75 | 173.35 | 173.35
H181610HFLL | 166561 | 2 | 168924 | 18X16X10 Hinge/LockingLatch/Flanges | Integra Enclosures Inc. | H181610HFLL | 169.75 | 171.6167 | Y | 169.75 | 173.35 | 173.35
H19RA2C | 10510 | 1 | 133596 | SAFETY SHUT OFF | BASO GAS PRODUCTS LLC | H19RA2C | 196.41 | 234.16 | Y | 196.41 | 234.16 | 234.16
H19TA3C | 10510 | 2 | 133596 | 1/4 IN HI PRESS SAFTY VLV | BASO GAS PRODUCTS LLC | H19TA3C | 214.15 | 198.1075 | Y | 214.15 | 198.1075 | 214.15
H1RDC44Q | 175888 | 12 | 176573 | ANDERSON GREENWOOD GAUGE STANDARD HANDLE | MILLER ENERGY CO INC | H1RDC44Q | 23.79 | 23.79 | N | 23.79 | 23.79 | 23.79
H2007B-3 | 175888 | 2 | 175070 | RELAY HTR PKG OF 3 | CONTROLLER SERV. & SALES | H2007B-3 | 0 | 63.46 | N | 0 | 63.46 | 63.46
H226A546S0A00F1 | 175891 | 2 | 133472 | MINI ASCO VALVE 24V | ASCO L.P. | H226A546S0A00F1 | 54.3265 | 54.3265 | N | 54.3265 | 54.3265 | 54.3265
H240400 | 10510 | 16 | 177052 | Conbraco key only for radiatorair valve | AALBERTS IPS AMERICAS,INC | H-2404-00 | 1.29 | 1.2468 | Y | 1.29 | 1.2468 | 1.29
H240400 | 175891 | 10 | 187570 | Conbraco key only for radiatorair valve | (DO NOT USE) CONBRACO INDUSTRIES, INC. | H-2404-00 | 1.29 | 1.2468 | Y | 1.29 | 1.2468 | 1.29
H292700 | 10510 | 7 | 177052 | Conbraco comp. wheel for200# gauge | AALBERTS IPS AMERICAS,INC | H-2927-00 | 2.177 | 2.177 | Y | 2.177 | 2.177 | 2.177
H292700 | 175891 | 5 | 187570 | Conbraco comp. wheel for200# gauge | (DO NOT USE) CONBRACO INDUSTRIES, INC. | H-2927-00 | 2.177 | 1.305 | Y | 2.177 | 2.177 | 2.177
H32A | 10510 | 1 | 187643 | Uniweld 12 1/2 Twin AcetyleneOxygen Hose | UNIWELD PRODUCTS INC. | H32A | 30.53 | 30.53 | Y | 30.53 | 30.53 | 30.53
H410 | 175891 | 21 | 176378 | 5/8 X 10 IN RED LINE GAUGE GLASS | R W BECKETT CORP | H410 | 11.325 | 11.325 | Y | 11.325 | 11.325 | 11.325
H412 | 175891 | 11 | 176378 | 5/8X12 REDLINE GAGE GLASS | R W BECKETT CORP | H412 | 14.0242 | 13.4135 | Y | 14.0242 | 13.4135 | 14.0242
H424 | 175891 | 12 | 176378 | REDLINE SIGHT GLASS 5/8X24IN | R W BECKETT CORP | H424 | 26.3159 | 27.1317 | Y | 26.3159 | 27.1317 | 27.1317
H43612 | 175891 | 3 | 176378 | 5/8" x 36" glass | R W BECKETT CORP | H4-36-12 | 39.97 | 39.9733 | N | 39.97 | 39.9733 | 39.9733
H4440PL10BX | 166559 | 1 | 168859 | 18/3 stranded/shielded/plenum 500' RIB | *DO NOT USE* Paid with Divvy Card | H-4440PL-10BX | 96.5 | 96.5 | N | 96.5 | 96.5 | 96.5
H4570PL10BX | 166559 | 1 | 168859 | 18/4 stranded/shielded/plenum 500' RIB | *DO NOT USE* Paid with Divvy Card | H-4570PL-10BX | 117.5 | 117.5 | N | 117.5 | 117.5 | 117.5
H5 | 10510 | 7 | 133849 | Fluke holster, belt, T5accessory | FLUKE ELECTRONICS CORPORATION | H5 | 29.816 | 28.8937 | Y | 29.816 | 28.8937 | 29.816
H6064H | 166553 | 9 | 168924 | 6x6x4 Opaque N4 Hinged 2Screw w/Flan | Integra Enclosures Inc. | H6064H | 44.8 | 46.55 | Y | 44.8 | 46.55 | 46.55
H6064HCF | 166553 | 1 | 168924 | 6x6x4 Clear N4 Hinged 2Screw w/Flang | Integra Enclosures Inc. | H6064HCF | 45.5 | 45.5 | N | 45.5 | 45.5 | 45.5
H611250 | 10510 | 416 | 187622 | Raychem wintergard+ heat tape120V 6 watt | nVENT THERMAL LLC | H611250 | 3.266 | 3.2192 | Y | 3.266 | 3.2192 | 3.266
H621250 | 10510 | 417 | 187622 | Raychem wintergard+ heat tape240V 6 watt | nVENT THERMAL LLC | H621250 | 2.281 | 2.2067 | Y | 2.281 | 2.2067 | 2.281
H6BPB011PMB | 166559 | 1 | 176797 | H6BPB011PMB | DELTA T | H6BPB011PMB | 2395.26 | 2395.26 | N | 2395.26 | 2395.26 | 2395.26
H6BPB027PMB | 166559 | 1 | 176797 | H6BPB027PMB | DELTA T | H6BPB027PMB | 3390.25 | 3390.25 | N | 3390.25 | 3390.25 | 3390.25
H752 | 175891 | 2 | 176378 | 1/4IN BRASS STR GAUGE SYPHON | R W BECKETT CORP | H7-52 | 7.28 | 7.4631 | Y | 7.28 | 7.4631 | 7.4631
H755 | 175891 | 21 | 176378 | 1/4IN STEEL ANGLE GAUGE SYPHON | R W BECKETT CORP | H7-55 | 3.82 | 3.82 | Y | 3.82 | 3.82 | 3.82
H757 | 175891 | 2 | 176378 | 1/4 NPT 90 DEG ANGLE STEAM PIGTAIL BRASS | R W BECKETT CORP | H7-57 | 7.28 | 7.51 | Y | 7.28 | 7.51 | 7.51
H8064HFLL | 166561 | 9 | 168924 | 8x6x4 N4X Hinged SS Locking Latch Flange | Integra Enclosures Inc. | H8064HFLL | 66.15 | 66.15 | N | 66.15 | 66.15 | 66.15
H8908ASPSTU | 166553 | 1 | 133358 | HUMIDISTAT. DUCT OR WALL MOUNT. 24 VAC, | ADEMCO, INC. (Resideo) | H8908ASPST/U | 51.376 | 42.5312 | N | 51.376 | 42.5312 | 51.376
H910 | 10510 | 7 | 187622 | Raychem splice & tee kitaccessory | nVENT THERMAL LLC | H910 | 10.819 | 10.6261 | Y | 10.819 | 10.6261 | 10.819
H91RA4C | 10510 | 1 | 133596 | 3/4IN GAS VALVE UNIVERSAL REPLACEMENT | BASO GAS PRODUCTS LLC | H91RA-4C | 125.57 | 125.57 | Y | 125.57 | 138.2453 | 138.2453
H91RA4C | 175891 | 4 | 133596 | 3/4IN GAS VALVE UNIVERSAL REPLACEMENT | BASO GAS PRODUCTS LLC | H91RA-4C | 125.57 | 138.2453 | Y | 125.57 | 138.2453 | 138.2453
H91RG1C | 10510 | 1 | 133596 | H91RG-1C AUTOMATIC GAS VALVE; 3/4 X | BASO GAS PRODUCTS LLC | H91RG-1C | 112.82 | 112.82 | N | 112.82 | 112.82 | 112.82
H91RG1C | 175891 | 1 | 133596 | H91RG-1C AUTOMATIC GAS VALVE; 3/4 X | BASO GAS PRODUCTS LLC | H91RG-1C | 112.82 | 92.21 | N | 112.82 | 112.82 | 112.82
H91WA4CREVB | 175891 | 4 | 133596 | 1/4"COMPR 120V PILOT VLV | BASO GAS PRODUCTS LLC | H91WA-4C REVB | 116 | 91.31 | Y | 116 | 91.31 | 116
HAV14 | 166561 | 13 | 151052 | AUTO VENT 1/4" NPT | ZORO | HAV-1/4 | 4.9 | 4.9 | N | 4.9 | 4.9 | 4.9
HB36A218L | 166561 | 2 | 134179 | PNEU/ELEC SWITCH, 1/8" MPT,8-2 | NEUCO INC. | HB36A218L | 75.46 | 75.46 | N | 75.46 | 75.46 | 75.46
HC1.5LG6 | 10006 | 12 | 134045 | Hinged Duct Cover, PVC,1.5W X 6',Light | KIMBALL ELECTRONICS INC | PAN HC1.5LG6 | 26.7 | 26.7 | N | 26.7 | 26.7 | 26.7
HC2AS | 10006 | 1 | 134313 | ROTRONIC HYGROCLIP STD CLIMATE PROBE | ROTRONIC INSTRUMENT CORP | HC2A-S | 296.25 | 296.25 | N | 296.25 | 296.25 | 296.25
HCAE3VX100 | 10510 | 4 | 187620 | Parker A/C valve R221-1/2 to 3 ton 04072 | PARKER HANNIFIN | HCAE-3-VX100 | 47.719 | 46.1688 | Y | 47.719 | 46.1688 | 47.719
HCAE3ZX200 | 10510 | 3 | 187620 | Parker A/C valve R4101-1/2 to 3 tons 040 | PARKER HANNIFIN | HCAE-3-ZX200 | 52.73 | 51.9533 | Y | 52.73 | 51.9533 | 52.73
HCAE3ZX200 | 175891 | 1 | 187620 | Parker A/C valve R4101-1/2 to 3 tons 040 | PARKER HANNIFIN | HCAE-3-ZX200 | 52.73 | 51.15 | N | 52.73 | 51.9533 | 52.73
HCAE5VX100 | 10510 | 3 | 187620 | Parker A/C valve R223-1/2 to 5 tons 0407 | PARKER HANNIFIN | HCAE-5-VX100 | 48.1 | 47.8625 | Y | 48.1 | 47.8625 | 48.1
HCAE5VX100 | 175891 | 1 | 187620 | Parker A/C valve R223-1/2 to 5 tons 0407 | PARKER HANNIFIN | HCAE-5-VX100 | 48.1 | 42.39 | N | 48.1 | 47.8625 | 48.1
HCAE5ZX200 | 10510 | 3 | 187620 | Parker A/C valve R4103-1/2 to 5 tons 040 | PARKER HANNIFIN | HCAE-5-ZX200 | 47.97 | 46.4963 | Y | 47.97 | 47.97 | 47.97
HCAE5ZX200 | 175891 | 1 | 187620 | Parker A/C valve R4103-1/2 to 5 tons 040 | PARKER HANNIFIN | HCAE-5-ZX200 | 47.97 | 47.97 | N | 47.97 | 47.97 | 47.97
HD-MOTOR-RR | 10008 | 0 | 165652 | Damper Actuator | iO HVAC Controls | HD-MOTOR-RR | 54.15 | 0 | N | 54.15 | 0 | 54.15
HEAT SHRINK BUTT CONNECTOR - BLUE | 175883 | 250 | 134179 | Heat Shrink Butt Connector Blue 16-14 AW | NEUCO INC. | HEAT SHRINK BUTT CONNECTOR - BLUE | 0 | 0.069 | N | 0 | 0.069 | 0.069
HEAT SHRINK BUTT CONNECTOR - RED | 175883 | 300 | 134179 | Heat Shrink Butt Connector Red 22-16 AWG | NEUCO INC. | HEAT SHRINK BUTT CONNECTOR - RED | 0 | 0.0619 | N | 0 | 0.0619 | 0.0619
HEAT SHRINK BUTT CONNECTOR - YELLOW | 175883 | 100 | 134179 | Heat Shrink Butt Connector Yellow 12-10 | NEUCO INC. | HEAT SHRINK BUTT CONNECTOR - YELLOW | 0 | 0.1259 | N | 0 | 0.1259 | 0.1259
HEAVY DUTY ROCKER TOGGLE | 175883 | 2 | 134179 | ON/Off Switch 15A 250V 20A 125V SPST 2Pi | NEUCO INC. | HEAVY DUTY ROCKER TOGGLE | 0 | 2.198 | N | 0 | 2.198 | 2.198
HEAVY DUTY RUBBER WASHER | 175883 | 93 | 134179 | Neoprene Washers Black Rubber Washers | NEUCO INC. | HEAVY DUTY RUBBER WASHER | 0 | 0.1599 | N | 0 | 0.1599 | 0.1599
HEYCO2119 | 10008 | 922 | 134045 | Snap in bushing | KIMBALL ELECTRONICS INC | HEYCO 2119 | 0.07 | 0.042523 | Y | 0.07 | 0.042523 | 0.07
HFC706123S | 166553 | 13 | 133919 | 5Amp, 120-277V motor spd control | HOFFMAN CONTROLS CORPORATION | HFC-706123S | 29 | 28.949 | Y | 29 | 29 | 29
HFC706123S | 166559 | 0 | 133919 | 5Amp, 120-277V motor spd control | HOFFMAN CONTROLS CORPORATION | HFC-706123S | 29 | 29 | Y | 29 | 29 | 29
HFC706123S | 166561 | 1 | 133919 | 5Amp, 120-277V motor spd control | HOFFMAN CONTROLS CORPORATION | HFC-706123S | 29 | 28.7857 | Y | 29 | 29 | 29
HFC706123SB | 166553 | 8 | 133919 | 10A, 120-277V motor spd controller | HOFFMAN CONTROLS CORPORATION | HFC-706123SB | 42.55 | 43.2925 | Y | 42.55 | 43.2925 | 43.2925
HFC706123SB | 166559 | 1 | 133919 | 10A, 120-277V motor spd controller | HOFFMAN CONTROLS CORPORATION | HFC-706123SB | 42.55 | 42.55 | Y | 42.55 | 43.2925 | 43.2925
HFC706123SB | 166561 | 2 | 133919 | 10A, 120-277V motor spd controller | HOFFMAN CONTROLS CORPORATION | HFC-706123SB | 42.55 | 43.144 | Y | 42.55 | 43.2925 | 43.2925
HFC706123SC | 166553 | 8 | 133919 | MOTOR SPEED CONT. 15A 120/277V | HOFFMAN CONTROLS CORPORATION | HFC-706123SC | 49.15 | 51.2125 | Y | 49.15 | 51.2125 | 51.2125
HFC706123SC | 166559 | 2 | 133919 | MOTOR SPEED CONT. 15A 120/277V | HOFFMAN CONTROLS CORPORATION | HFC-706123SC | 49.15 | 49.15 | Y | 49.15 | 51.2125 | 51.2125
HFC706123SC | 166561 | 4 | 133919 | MOTOR SPEED CONT. 15A 120/277V | HOFFMAN CONTROLS CORPORATION | HFC-706123SC | 49.15 | 49.15 | Y | 49.15 | 51.2125 | 51.2125
HFE-A12N124 | 10510 | 2 | 133920 | A12N124 SMALL TYPE | HOFFMAN ENCLOSURES INC. | A12N124 | 104.3 | 116.8025 | N | 104.3 | 116.8025 | 116.8025
HFE-A12N12P | 10510 | 1 | 133920 | nVent Hoffman, Panel for Small Enclosure | HOFFMAN ENCLOSURES INC. | A12N12P | 14.28 | 14.28 | N | 14.28 | 14.28 | 14.28
HFE-A12N12P | 166560 | 3 | 133920 | nVent Hoffman, Panel for Small Enclosure | HOFFMAN ENCLOSURES INC. | A12N12P | 14.28 | 5.78 | N | 14.28 | 14.28 | 14.28
HFE-A12N12P | 166561 | 1 | 133920 | nVent Hoffman, Panel for Small Enclosure | HOFFMAN ENCLOSURES INC. | A12N12P | 14.28 | 6.84 | N | 14.28 | 14.28 | 14.28
HFE-A12N12PP | 166560 | 1 | 133920 | nVent Hoffman, Perforated Panel for Smal | HOFFMAN ENCLOSURES INC. | A12N12PP | 15.54 | 7.582 | Y | 15.54 | 7.582 | 15.54
HFE-A12P10 | 166561 | 1 | 133920 | Mounting panel | HOFFMAN ENCLOSURES INC. | A12P10 | 13.37 | 7.39 | N | 13.37 | 7.39 | 13.37
HFE-A12R126HCR | 166561 | 1 | 133920 | Hinged Cover NEMA-3R Enclosure 12x12 | HOFFMAN ENCLOSURES INC. | A12R126HCR | 131.6 | 80.29 | N | 131.6 | 80.29 | 131.6
HFE-A14N128 | 166561 | 1 | 133920 | 14x12x8 In; N1; Hinged; Slotted Latc | HOFFMAN ENCLOSURES INC. | A14N128 | 143.5 | 139.3 | N | 143.5 | 139.3 | 143.5
HFE-A16N126 | 166557 | 1 | 133920 | 16X12X6 Hinged Cover NEMA-1 Enclosur | HOFFMAN ENCLOSURES INC. | A16N126 | 139.3 | 135.1 | Y | 139.3 | 139.1425 | 139.3
HFE-A16N126 | 166559 | 4 | 133920 | 16X12X6 Hinged Cover NEMA-1 Enclosur | HOFFMAN ENCLOSURES INC. | A16N126 | 139.3 | 138.9851 | Y | 139.3 | 139.1425 | 139.3
HFE-A16N126 | 166561 | 5 | 133920 | 16X12X6 Hinged Cover NEMA-1 Enclosur | HOFFMAN ENCLOSURES INC. | A16N126 | 139.3 | 139.1425 | Y | 139.3 | 139.1425 | 139.3
HFE-A16N126 | 175883 | 1 | 133920 | 16X12X6 Hinged Cover NEMA-1 Enclosur | HOFFMAN ENCLOSURES INC. | A16N126 | 139.3 | 137.2 | Y | 139.3 | 139.1425 | 139.3
HFE-A16N126LP | 166561 | 2 | 133920 | nVent Hoffman, Metallic Enclosure, Hinge | HOFFMAN ENCLOSURES INC. | A16N126LP | 223.3 | 214.2 | N | 223.3 | 214.2 | 223.3
HFE-A16N12PP | 166557 | 2 | 133920 | 16X12 Perforated Backplate | HOFFMAN ENCLOSURES INC. | A16N12PP | 19.18 | 17.85 | Y | 19.18 | 19.18 | 19.18
HFE-A16N12PP | 166559 | 4 | 133920 | 16X12 Perforated Backplate | HOFFMAN ENCLOSURES INC. | A16N12PP | 19.18 | 19.18 | Y | 19.18 | 19.18 | 19.18
HFE-A16N12PP | 166561 | 5 | 133920 | 16X12 Perforated Backplate | HOFFMAN ENCLOSURES INC. | A16N12PP | 19.18 | 18.2442 | Y | 19.18 | 19.18 | 19.18
HFE-A16N12PP | 175883 | 8 | 133920 | 16X12 Perforated Backplate | HOFFMAN ENCLOSURES INC. | A16N12PP | 19.18 | 10.9278 | Y | 19.18 | 19.18 | 19.18
HFE-A16N16ALP | 10006 | 3 | 133920 | nVent Hoffman, Metallic Enclosure, Mediu | HOFFMAN ENCLOSURES INC. | A16N16ALP | 216.3 | 152.3933 | Y | 216.3 | 216.3 | 216.3
HFE-A16N16ALP | 10510 | 1 | 133920 | nVent Hoffman, Metallic Enclosure, Mediu | HOFFMAN ENCLOSURES INC. | A16N16ALP | 216.3 | 103.25 | Y | 216.3 | 216.3 | 216.3
HFE-A16N16ALP | 166559 | 1 | 133920 | nVent Hoffman, Metallic Enclosure, Mediu | HOFFMAN ENCLOSURES INC. | A16N16ALP | 216.3 | 216.3 | Y | 216.3 | 216.3 | 216.3
HFE-A16N16MP | 10008 | 2 | 133920 | A16N16MP 16ft BACKPLATE | HOFFMAN ENCLOSURES INC. | A16N16MP | 21.91 | 13.38 | N | 21.91 | 13.38 | 21.91
HFE-A16N16MPP | 166559 | 1 | 133920 | Panel,N1, Perf / 13.00x14.50 | HOFFMAN ENCLOSURES INC. | A16N16MPP | 23.59 | 22.68 | Y | 23.59 | 22.68 | 23.59
HFE-A16P12PP | 166561 | 2 | 133920 | 16X12 BACK PLATE FOR NEMA 3R PANEL | HOFFMAN ENCLOSURES INC. | A16P12PP | 32.2 | 16.2191 | N | 32.2 | 16.2191 | 32.2
HFE-A18P16 | 10008 | 1 | 133920 | nVent Hoffman, Panel for Junction Box, f | HOFFMAN ENCLOSURES INC. | A18P16 | 31.85 | 24.81 | N | 31.85 | 24.81 | 31.85
HFE-A20N16ALP | 10008 | 4 | 133920 | nVent Hoffman, Metallic Enclosure, Mediu | HOFFMAN ENCLOSURES INC. | A20N16ALP | 237.3 | 130.15 | N | 237.3 | 130.15 | 237.3
HFE-A20N16ALP | 166560 | 2 | 133920 | nVent Hoffman, Metallic Enclosure, Mediu | HOFFMAN ENCLOSURES INC. | A20N16ALP | 237.3 | 97.1204 | N | 237.3 | 130.15 | 237.3
HFE-A20N16BLP | 166561 | 5 | 133920 | nVent Hoffman, Metallic Enclosure, Mediu | HOFFMAN ENCLOSURES INC. | A20N16BLP | 260.4 | 260.4 | N | 260.4 | 260.4 | 260.4
HFE-A20N16MP | 10008 | 3 | 133920 | nVent Hoffman, Panel for Medium Enclosur | HOFFMAN ENCLOSURES INC. | A20N16MP | 28 | 12.84 | N | 28 | 12.84 | 28
HFE-A20N16MPP | 166559 | 1 | 133920 | PREFORATED BACKPLATE | HOFFMAN ENCLOSURES INC. | A20N16MPP | 28.84 | 28.3631 | Y | 28.84 | 28.3631 | 28.84
HFE-A20N16MPP | 166561 | 3 | 133920 | PREFORATED BACKPLATE | HOFFMAN ENCLOSURES INC. | A20N16MPP | 28.84 | 28.357 | N | 28.84 | 28.3631 | 28.84
HFE-A20N20ALP | 166559 | 4 | 133920 | nVent Hoffman, Metallic Enclosure, Mediu | HOFFMAN ENCLOSURES INC. | A20N20ALP | 261.8 | 261.8 | Y | 261.8 | 261.8 | 261.8
HFE-A20N20ALP | 166560 | 1 | 133920 | nVent Hoffman, Metallic Enclosure, Mediu | HOFFMAN ENCLOSURES INC. | A20N20ALP | 261.8 | 254.1 | Y | 261.8 | 261.8 | 261.8
HFE-A20N20ALP | 166561 | 1 | 133920 | nVent Hoffman, Metallic Enclosure, Mediu | HOFFMAN ENCLOSURES INC. | A20N20ALP | 261.8 | 257.95 | N | 261.8 | 261.8 | 261.8
HFE-A20N20ALP | 175883 | 1 | 133920 | nVent Hoffman, Metallic Enclosure, Mediu | HOFFMAN ENCLOSURES INC. | A20N20ALP | 261.8 | 261.8 | Y | 261.8 | 261.8 | 261.8
HFE-A20N20MPP | 166557 | 2 | 133920 | 20X20 Perf Panel | HOFFMAN ENCLOSURES INC. | A20N20MPP | 39.13 | 32.2348 | Y | 39.13 | 38.43 | 39.13
HFE-A20N20MPP | 166559 | 4 | 133920 | 20X20 Perf Panel | HOFFMAN ENCLOSURES INC. | A20N20MPP | 39.13 | 38.43 | Y | 39.13 | 38.43 | 39.13
HFE-A20N20MPP | 166560 | 1 | 133920 | 20X20 Perf Panel | HOFFMAN ENCLOSURES INC. | A20N20MPP | 39.13 | 15.7379 | N | 39.13 | 38.43 | 39.13
HFE-A20N20MPP | 175883 | 2 | 133920 | 20X20 Perf Panel | HOFFMAN ENCLOSURES INC. | A20N20MPP | 39.13 | 37.03 | Y | 39.13 | 38.43 | 39.13
HFE-A20P20PP | 166553 | 1 | 133920 | Panel, 3R, Perf / 18.63x17.13 | HOFFMAN ENCLOSURES INC. | A20P20PP | 56.42 | 19.82 | N | 56.42 | 19.82 | 56.42
HFE-A24N16ALP | 166557 | 1 | 133920 | nVent Hoffman, Metallic Enclosure, Mediu | HOFFMAN ENCLOSURES INC. | A24N16ALP | 259.7 | 106.04 | N | 259.7 | 255.975 | 259.7
HFE-A24N16ALP | 166559 | 2 | 133920 | nVent Hoffman, Metallic Enclosure, Mediu | HOFFMAN ENCLOSURES INC. | A24N16ALP | 259.7 | 252 | Y | 259.7 | 255.975 | 259.7
HFE-A24N16ALP | 166560 | 4 | 133920 | nVent Hoffman, Metallic Enclosure, Mediu | HOFFMAN ENCLOSURES INC. | A24N16ALP | 259.7 | 99.4743 | Y | 259.7 | 255.975 | 259.7
HFE-A24N16ALP | 166561 | 2 | 133920 | nVent Hoffman, Metallic Enclosure, Mediu | HOFFMAN ENCLOSURES INC. | A24N16ALP | 259.7 | 255.975 | N | 259.7 | 255.975 | 259.7
HFE-A24N16ALP | 175883 | 2 | 133920 | nVent Hoffman, Metallic Enclosure, Mediu | HOFFMAN ENCLOSURES INC. | A24N16ALP | 259.7 | 252 | Y | 259.7 | 255.975 | 259.7
HFE-A24N16MPP | 166557 | 1 | 133920 | HOFFMAN 24x16 FLAT PERF PANEL | HOFFMAN ENCLOSURES INC. | A24N16MPP | 35.63 | 13.97 | Y | 35.63 | 35.63 | 35.63
HFE-A24N16MPP | 166559 | 2 | 133920 | HOFFMAN 24x16 FLAT PERF PANEL | HOFFMAN ENCLOSURES INC. | A24N16MPP | 35.63 | 33.705 | Y | 35.63 | 35.63 | 35.63
HFE-A24N16MPP | 166560 | 3 | 133920 | HOFFMAN 24x16 FLAT PERF PANEL | HOFFMAN ENCLOSURES INC. | A24N16MPP | 35.63 | 13.97 | N | 35.63 | 35.63 | 35.63
HFE-A24N16MPP | 166561 | 2 | 133920 | HOFFMAN 24x16 FLAT PERF PANEL | HOFFMAN ENCLOSURES INC. | A24N16MPP | 35.63 | 35.63 | N | 35.63 | 35.63 | 35.63
HFE-A24N16MPP | 175883 | 2 | 133920 | HOFFMAN 24x16 FLAT PERF PANEL | HOFFMAN ENCLOSURES INC. | A24N16MPP | 35.63 | 33.705 | Y | 35.63 | 35.63 | 35.63
HFE-A24N20ALP | 10008 | 2 | 133920 | nVent Hoffman, Metallic Enclosure, Mediu | HOFFMAN ENCLOSURES INC. | A24N20ALP | 289.8 | 171.69 | N | 289.8 | 280.7 | 289.8
HFE-A24N20ALP | 166559 | 2 | 133920 | nVent Hoffman, Metallic Enclosure, Mediu | HOFFMAN ENCLOSURES INC. | A24N20ALP | 289.8 | 280.7 | Y | 289.8 | 280.7 | 289.8
HFE-A24N20ALP | 166560 | 1 | 133920 | nVent Hoffman, Metallic Enclosure, Mediu | HOFFMAN ENCLOSURES INC. | A24N20ALP | 289.8 | 196.8434 | N | 289.8 | 280.7 | 289.8
HFE-A24N20MPP | 166559 | 2 | 133920 | Panel,N1, Perf / 21.00x18.50 | HOFFMAN ENCLOSURES INC. | A24N20MPP | 44.1 | 42.2061 | Y | 44.1 | 42.2061 | 44.1
HFE-A24N24ALP | 10008 | 1 | 133920 | nVent Hoffman, Metallic Enclosure, Mediu | HOFFMAN ENCLOSURES INC. | A24N24ALP | 292.6 | 195.61 | N | 292.6 | 288.001 | 292.6
HFE-A24N24ALP | 166559 | 3 | 133920 | nVent Hoffman, Metallic Enclosure, Mediu | HOFFMAN ENCLOSURES INC. | A24N24ALP | 292.6 | 288.001 | Y | 292.6 | 288.001 | 292.6
HFE-A24N24MP | 10008 | 1 | 133920 | nVent Hoffman, Panel for Medium Enclosur | HOFFMAN ENCLOSURES INC. | A24N24MP | 77.7 | 41.29 | N | 77.7 | 41.29 | 77.7
HFE-A24N24MPP | 10008 | 2 | 133920 | nVent Hoffman, Perforated Panel for Medi | HOFFMAN ENCLOSURES INC. | A24N24MPP | 79.8 | 59.4248 | N | 79.8 | 79.66 | 79.8
HFE-A24N24MPP | 166559 | 3 | 133920 | nVent Hoffman, Perforated Panel for Medi | HOFFMAN ENCLOSURES INC. | A24N24MPP | 79.8 | 79.66 | Y | 79.8 | 79.66 | 79.8
HFE-A24P24PP | 166553 | 0 | 133920 | 24X24 Perf Panel | HOFFMAN ENCLOSURES INC. | A24P24PP | 84.7 | 0 | N | 84.7 | 0 | 84.7
HFE-A30N24ALP | 10510 | 2 | 133920 | nVent Hoffman, Metallic Enclosure, Mediu | HOFFMAN ENCLOSURES INC. | A30N24ALP | 324.8 | 194.46 | Y | 324.8 | 321.5333 | 324.8
HFE-A30N24ALP | 166559 | 1 | 133920 | nVent Hoffman, Metallic Enclosure, Mediu | HOFFMAN ENCLOSURES INC. | A30N24ALP | 324.8 | 321.5333 | Y | 324.8 | 321.5333 | 324.8
HFE-A30N24MP | 10008 | 1 | 133920 | Backplate for Nema 1 Enclosure | HOFFMAN ENCLOSURES INC. | A30N24MP | 104.3 | 104.3 | N | 104.3 | 104.3 | 104.3
HFE-A30N24MPP | 10510 | 2 | 133920 | A30N24ALP PERF. PANNEL A30N24MPP | HOFFMAN ENCLOSURES INC. | A30N24MPP | 107.8 | 62.83 | Y | 107.8 | 107.8 | 107.8
HFE-A30N24MPP | 166559 | 1 | 133920 | A30N24ALP PERF. PANNEL A30N24MPP | HOFFMAN ENCLOSURES INC. | A30N24MPP | 107.8 | 107.8 | Y | 107.8 | 107.8 | 107.8
HFE-A30P30 | 10008 | 4 | 133920 | 30" X 30" BACKPLATE | HOFFMAN ENCLOSURES INC. | A30P30 | 156.1 | 131.6 | N | 156.1 | 131.6 | 156.1
HFE-A3630AT1PP | 10510 | 2 | 133920 | Hoffman lock enclosure 36x30(UNI) with p | HOFFMAN ENCLOSURES INC. | A3630AT1PP | 553 | 310.75 | N | 553 | 310.75 | 553
HFE-A3630AT1PP | 175891 | 1 | 133920 | Hoffman lock enclosure 36x30(UNI) with p | HOFFMAN ENCLOSURES INC. | A3630AT1PP | 553 | 268.5 | Y | 553 | 310.75 | 553
HFE-A36N24ALP | 166553 | 2 | 133920 | nVent Hoffman, Metallic Enclosure, Mediu | HOFFMAN ENCLOSURES INC. | A36N24ALP | 377.3 | 377.3 | Y | 377.3 | 377.3 | 377.3
HFE-A36N24ALP | 166559 | 2 | 133920 | nVent Hoffman, Metallic Enclosure, Mediu | HOFFMAN ENCLOSURES INC. | A36N24ALP | 377.3 | 377.3 | Y | 377.3 | 377.3 | 377.3
HFE-A36N24ALP | 166561 | 2 | 133920 | nVent Hoffman, Metallic Enclosure, Mediu | HOFFMAN ENCLOSURES INC. | A36N24ALP | 377.3 | 377.3 | Y | 377.3 | 377.3 | 377.3
HFE-A36N24ALP | 175883 | 2 | 133920 | nVent Hoffman, Metallic Enclosure, Mediu | HOFFMAN ENCLOSURES INC. | A36N24ALP | 377.3 | 366.1 | Y | 377.3 | 377.3 | 377.3
HFE-A36N24MP | 10008 | 2 | 133920 | nVent Hoffman, Panel for Medium Enclosur | HOFFMAN ENCLOSURES INC. | A36N24MP | 105.7 | 105.7 | N | 105.7 | 105.7 | 105.7
HFE-A36N24MP | 166553 | 5 | 133920 | nVent Hoffman, Panel for Medium Enclosur | HOFFMAN ENCLOSURES INC. | A36N24MP | 105.7 | 102.2 | N | 105.7 | 105.7 | 105.7
HFE-A36N24MPP | 166553 | 4 | 133920 | 36X24 Perforated Backplate | HOFFMAN ENCLOSURES INC. | A36N24MPP | 110.6 | 110.6 | Y | 110.6 | 110.6 | 110.6
HFE-A36N24MPP | 166559 | 2 | 133920 | 36X24 Perforated Backplate | HOFFMAN ENCLOSURES INC. | A36N24MPP | 110.6 | 110.6 | Y | 110.6 | 110.6 | 110.6
HFE-A36N24MPP | 166561 | 2 | 133920 | 36X24 Perforated Backplate | HOFFMAN ENCLOSURES INC. | A36N24MPP | 110.6 | 110.6 | Y | 110.6 | 110.6 | 110.6
HFE-A36N24MPP | 175883 | 2 | 133920 | 36X24 Perforated Backplate | HOFFMAN ENCLOSURES INC. | A36N24MPP | 110.6 | 107.1 | Y | 110.6 | 110.6 | 110.6
HFE-A36N30ALP | 166557 | 1 | 133920 | nVent Hoffman, Metallic Enclosure, Mediu | HOFFMAN ENCLOSURES INC. | A36N30ALP | 413 | 160.4688 | N | 413 | 413 | 413
HFE-A36N30ALP | 166559 | 2 | 133920 | nVent Hoffman, Metallic Enclosure, Mediu | HOFFMAN ENCLOSURES INC. | A36N30ALP | 413 | 387.7469 | Y | 413 | 413 | 413
HFE-A36N30ALP | 166561 | 1 | 133920 | nVent Hoffman, Metallic Enclosure, Mediu | HOFFMAN ENCLOSURES INC. | A36N30ALP | 413 | 413 | N | 413 | 413 | 413
HFE-A36N30ALP | 175883 | 2 | 133920 | nVent Hoffman, Metallic Enclosure, Mediu | HOFFMAN ENCLOSURES INC. | A36N30ALP | 413 | 400.4 | Y | 413 | 413 | 413
HFE-A36N30MPP | 166557 | 2 | 133920 | Perf Panel | HOFFMAN ENCLOSURES INC. | A36N30MPP | 158.9 | 60.2087 | Y | 158.9 | 158.9 | 158.9
HFE-A36N30MPP | 166559 | 2 | 133920 | Perf Panel | HOFFMAN ENCLOSURES INC. | A36N30MPP | 158.9 | 158.9 | Y | 158.9 | 158.9 | 158.9
HFE-A36N30MPP | 166561 | 1 | 133920 | Perf Panel | HOFFMAN ENCLOSURES INC. | A36N30MPP | 158.9 | 158.9 | N | 158.9 | 158.9 | 158.9
HFE-A36N30MPP | 175883 | 1 | 133920 | Perf Panel | HOFFMAN ENCLOSURES INC. | A36N30MPP | 158.9 | 154 | Y | 158.9 | 158.9 | 158.9
HFE-A36P30 | 10008 | 3 | 133920 | 36x30 panel | HOFFMAN ENCLOSURES INC. | A36P30 | 177.8 | 149.45 | N | 177.8 | 149.45 | 177.8
HFE-A36R2412HCRQTH | 166553 | 1 | 133920 | 36x24x12 Hinge cover, Quarter Turn, 3R | HOFFMAN ENCLOSURES INC. | A36R2412HCRQTH | 716.8 | 716.8 | N | 716.8 | 716.8 | 716.8
HFE-A48P36 | 10008 | 1 | 133920 | Mounting Panel | HOFFMAN ENCLOSURES INC. | A48P36 | 267.4 | 149.72 | N | 267.4 | 149.72 | 267.4
HFE-A4R44 | 166561 | 1 | 133920 | nVent Hoffman, Junction Box, Screw-Cover | HOFFMAN ENCLOSURES INC. | A4R44 | 18.52 | 5.7325 | N | 18.52 | 5.7325 | 18.52
HFE-A6P6 | 10510 | 5 | 133920 | 6X6 Panel | HOFFMAN ENCLOSURES INC. | A6P6 | 6.58 | 3.65 | Y | 6.58 | 3.65 | 6.58
HFE-A8N64 | 166559 | 1 | 133920 | 8X6X4 Hinged Cover NEMA-1 Enclosure | HOFFMAN ENCLOSURES INC. | A8N64 | 63.49 | 24.39 | N | 63.49 | 63.49 | 63.49
HFE-A8N64 | 166560 | 12 | 133920 | 8X6X4 Hinged Cover NEMA-1 Enclosure | HOFFMAN ENCLOSURES INC. | A8N64 | 63.49 | 24.39 | N | 63.49 | 63.49 | 63.49
HFE-A8N64 | 166561 | 2 | 133920 | 8X6X4 Hinged Cover NEMA-1 Enclosure | HOFFMAN ENCLOSURES INC. | A8N64 | 63.49 | 63.49 | Y | 63.49 | 63.49 | 63.49
HFE-A8N64 | 175883 | 2 | 133920 | 8X6X4 Hinged Cover NEMA-1 Enclosure | HOFFMAN ENCLOSURES INC. | A8N64 | 63.49 | 61.6 | Y | 63.49 | 63.49 | 63.49
HFE-A8N6PP | 166557 | 2 | 133920 | 8X6 Perforated Backplate | HOFFMAN ENCLOSURES INC. | A8N6PP | 7.14 | 4.8293 | N | 7.14 | 4.8293 | 7.14
HFE-A8N6PP | 166559 | 1 | 133920 | 8X6 Perforated Backplate | HOFFMAN ENCLOSURES INC. | A8N6PP | 7.14 | 4.8293 | N | 7.14 | 4.8293 | 7.14
HFE-AFDF1212P | 10008 | 1 | 133920 | FLUSH MOUNT DOOR FRAME AFDF1212P | HOFFMAN ENCLOSURES INC. | AFDF1212P | 90.69 | 63.145 | N | 90.69 | 63.145 | 90.69
HFE-AFK1812 | 10008 | 1 | 133920 | HOFFMAN ENCLOSURE FLOOR STAND SET2 | HOFFMAN ENCLOSURES INC. | AFK1812 | 364 | 216.44 | N | 364 | 216.44 | 364
HFE-AHE10X10X4 | 166557 | 10 | 133920 | AHE10X10X4 AHE10X10X4 | HOFFMAN ENCLOSURES INC. | AHE10X10X4 | 25.26 | 24.05 | Y | 25.26 | 24.655 | 25.26
HFE-AHE10X10X4 | 166559 | 4 | 133920 | AHE10X10X4 AHE10X10X4 | HOFFMAN ENCLOSURES INC. | AHE10X10X4 | 25.26 | 24.655 | Y | 25.26 | 24.655 | 25.26
HFE-AHE10X10X4 | 175883 | 2 | 133920 | AHE10X10X4 AHE10X10X4 | HOFFMAN ENCLOSURES INC. | AHE10X10X4 | 25.26 | 24.1161 | Y | 25.26 | 24.655 | 25.26
HFE-AHE10X8X6 | 10008 | 2 | 133920 | These boxes feature a recessed, slotted | HOFFMAN ENCLOSURES INC. | AHE10X8X6 | 33.64 | 31.8302 | Y | 33.64 | 31.8302 | 33.64
HFE-AHE12X10X4 | 10008 | 3 | 133920 | These boxes feature a recessed, slotted | HOFFMAN ENCLOSURES INC. | AHE12X10X4 | 35.07 | 34.9704 | Y | 35.07 | 34.9704 | 35.07
HFE-AHE12X12X4 | 10008 | 8 | 133920 | These boxes feature a recessed, slotted | HOFFMAN ENCLOSURES INC. | AHE12X12X4 | 39.95 | 39.883 | Y | 39.95 | 39.883 | 39.95
HFE-AHE12X12X4 | 166553 | 20 | 133920 | These boxes feature a recessed, slotted | HOFFMAN ENCLOSURES INC. | AHE12X12X4 | 32.38 | 32.38 | Y | 39.95 | 39.883 | 39.95
HFE-AHE12X12X4 | 166557 | 1 | 133920 | These boxes feature a recessed, slotted | HOFFMAN ENCLOSURES INC. | AHE12X12X4 | 32.38 | 30.83 | Y | 39.95 | 39.883 | 39.95
HFE-AHE12X12X4 | 166559 | 14 | 133920 | These boxes feature a recessed, slotted | HOFFMAN ENCLOSURES INC. | AHE12X12X4 | 32.38 | 32.0885 | Y | 39.95 | 39.883 | 39.95
HFE-AHE12X12X4 | 166561 | 1 | 133920 | These boxes feature a recessed, slotted | HOFFMAN ENCLOSURES INC. | AHE12X12X4 | 32.38 | 30.3563 | N | 39.95 | 39.883 | 39.95
HFE-AHE12X12X4 | 175883 | 1 | 133920 | These boxes feature a recessed, slotted | HOFFMAN ENCLOSURES INC. | AHE12X12X4 | 32.38 | 38.745 | Y | 39.95 | 39.883 | 39.95
HFE-AHE12X12X6 | 10008 | 5 | 133920 | 1X12X6 Hinged Cover N1 J-Box w/ KO's | HOFFMAN ENCLOSURES INC. | AHE12X12X6 | 46.67 | 46.5602 | N | 46.67 | 46.5602 | 46.67
HFE-AHE12X12X6 | 166553 | 9 | 133920 | 1X12X6 Hinged Cover N1 J-Box w/ KO's | HOFFMAN ENCLOSURES INC. | AHE12X12X6 | 37.82 | 35.9736 | Y | 46.67 | 46.5602 | 46.67
HFE-AHE12X12X6 | 166557 | 15 | 133920 | 1X12X6 Hinged Cover N1 J-Box w/ KO's | HOFFMAN ENCLOSURES INC. | AHE12X12X6 | 37.82 | 37.77 | Y | 46.67 | 46.5602 | 46.67
HFE-AHE12X12X6 | 166559 | 8 | 133920 | 1X12X6 Hinged Cover N1 J-Box w/ KO's | HOFFMAN ENCLOSURES INC. | AHE12X12X6 | 37.82 | 37.1016 | Y | 46.67 | 46.5602 | 46.67
HFE-AHE12X12X6 | 166560 | 7 | 133920 | 1X12X6 Hinged Cover N1 J-Box w/ KO's | HOFFMAN ENCLOSURES INC. | AHE12X12X6 | 37.82 | 36.02 | Y | 46.67 | 46.5602 | 46.67
HFE-AHE12X12X6 | 166561 | 9 | 133920 | 1X12X6 Hinged Cover N1 J-Box w/ KO's | HOFFMAN ENCLOSURES INC. | AHE12X12X6 | 37.82 | 37.7586 | Y | 46.67 | 46.5602 | 46.67
HFE-AHE12X12X6 | 175883 | 2 | 133920 | 1X12X6 Hinged Cover N1 J-Box w/ KO's | HOFFMAN ENCLOSURES INC. | AHE12X12X6 | 37.82 | 40.65 | Y | 46.67 | 46.5602 | 46.67
HFE-AHE16X12X6 | 166553 | 6 | 133920 | 16X12X6 Hinged, KOs Nema1, No BP | HOFFMAN ENCLOSURES INC. | AHE16X12X6 | 47.45 | 41.9079 | Y | 47.45 | 41.9079 | 47.45
HFE-AHE16X16X6 | 166553 | 3 | 133920 | 16x16x6 Pull box, Hinged, Steel | HOFFMAN ENCLOSURES INC. | AHE16X16X6 | 53.5 | 50.1602 | Y | 53.5 | 50.95 | 53.5
HFE-AHE16X16X6 | 166560 | 16 | 133920 | 16x16x6 Pull box, Hinged, Steel | HOFFMAN ENCLOSURES INC. | AHE16X16X6 | 53.5 | 50.95 | Y | 53.5 | 50.95 | 53.5
HFE-AHE18X12X4 | 10008 | 8 | 133920 | These boxes feature a recessed, slotted | HOFFMAN ENCLOSURES INC. | AHE18X12X4 | 55.85 | 55.7655 | Y | 55.85 | 55.7655 | 55.85
HFE-AHE18X12X4 | 166553 | 4 | 133920 | These boxes feature a recessed, slotted | HOFFMAN ENCLOSURES INC. | AHE18X12X4 | 45.26 | 40.1801 | Y | 55.85 | 55.7655 | 55.85
HFE-AHE18X12X4 | 166557 | 3 | 133920 | These boxes feature a recessed, slotted | HOFFMAN ENCLOSURES INC. | AHE18X12X4 | 45.26 | 38.5362 | N | 55.85 | 55.7655 | 55.85
HFE-AHE18X12X6 | 10008 | 1 | 133920 | Hoffman Hinged Enclosure 18in 12in X 6in | HOFFMAN ENCLOSURES INC. | AHE18X12X6 | 66.01 | 66.01 | Y | 66.01 | 66.01 | 66.01
HFE-AHE18X12X6 | 166553 | 3 | 133920 | Hoffman Hinged Enclosure 18in 12in X 6in | HOFFMAN ENCLOSURES INC. | AHE18X12X6 | 53.5 | 46.958 | N | 66.01 | 66.01 | 66.01
HFE-AHE18X12X6 | 166557 | 2 | 133920 | Hoffman Hinged Enclosure 18in 12in X 6in | HOFFMAN ENCLOSURES INC. | AHE18X12X6 | 53.5 | 46.9565 | Y | 66.01 | 66.01 | 66.01
HFE-AHE18X12X6 | 175883 | 2 | 133920 | Hoffman Hinged Enclosure 18in 12in X 6in | HOFFMAN ENCLOSURES INC. | AHE18X12X6 | 53.5 | 60.844 | Y | 66.01 | 66.01 | 66.01
HFE-AHE18X18X6 | 10008 | -1 | 133920 | 18X18X6 Hinged Cover N1 J-Box w/ KO's | HOFFMAN ENCLOSURES INC. | AHE18X18X6 | 84.95 | 84.9505 | Y | 84.95 | 84.9505 | 84.9505
HFE-AHE18X18X6 | 166553 | 8 | 133920 | 18X18X6 Hinged Cover N1 J-Box w/ KO's | HOFFMAN ENCLOSURES INC. | AHE18X18X6 | 68.85 | 68.277 | Y | 84.95 | 84.9505 | 84.9505
HFE-AHE18X18X6 | 166557 | 14 | 133920 | 18X18X6 Hinged Cover N1 J-Box w/ KO's | HOFFMAN ENCLOSURES INC. | AHE18X18X6 | 68.85 | 65.5601 | Y | 84.95 | 84.9505 | 84.9505
HFE-AHE18X18X6 | 166559 | 8 | 133920 | 18X18X6 Hinged Cover N1 J-Box w/ KO's | HOFFMAN ENCLOSURES INC. | AHE18X18X6 | 68.85 | 67.5051 | Y | 84.95 | 84.9505 | 84.9505
HFE-AHE18X18X6 | 166560 | 8 | 133920 | 18X18X6 Hinged Cover N1 J-Box w/ KO's | HOFFMAN ENCLOSURES INC. | AHE18X18X6 | 68.85 | 65.2716 | Y | 84.95 | 84.9505 | 84.9505
HFE-AHE18X18X6 | 166561 | 4 | 133920 | 18X18X6 Hinged Cover N1 J-Box w/ KO's | HOFFMAN ENCLOSURES INC. | AHE18X18X6 | 68.85 | 68.85 | Y | 84.95 | 84.9505 | 84.9505
HFE-AHE18X18X6 | 175883 | 2 | 133920 | 18X18X6 Hinged Cover N1 J-Box w/ KO's | HOFFMAN ENCLOSURES INC. | AHE18X18X6 | 68.85 | 69.138 | Y | 84.95 | 84.9505 | 84.9505
HFE-AHE24X18X6 | 10008 | 9 | 133920 | These boxes feature a recessed, slotted | HOFFMAN ENCLOSURES INC. | AHE24X18X6 | 142.93 | 142.926 | N | 142.93 | 142.926 | 142.93
HFE-AHE24X18X6 | 166557 | 2 | 133920 | These boxes feature a recessed, slotted | HOFFMAN ENCLOSURES INC. | AHE24X18X6 | 115.83 | 105.88 | Y | 142.93 | 142.926 | 142.93
HFE-AHE24X18X6 | 175883 | 2 | 133920 | These boxes feature a recessed, slotted | HOFFMAN ENCLOSURES INC. | AHE24X18X6 | 115.83 | 133.168 | Y | 142.93 | 142.926 | 142.93
HFE-AHE24X24X6 | 10008 | 1 | 133920 | 24X24X6 Hinged Cover N1 J-Box w/ KO's | HOFFMAN ENCLOSURES INC. | AHE24X24X6 | 171.05 | 121.2385 | N | 171.05 | 165.886 | 171.05
HFE-AHE24X24X6 | 166553 | 3 | 133920 | 24X24X6 Hinged Cover N1 J-Box w/ KO's | HOFFMAN ENCLOSURES INC. | AHE24X24X6 | 138.63 | 128.4195 | Y | 171.05 | 165.886 | 171.05
HFE-AHE24X24X6 | 166557 | 6 | 133920 | 24X24X6 Hinged Cover N1 J-Box w/ KO's | HOFFMAN ENCLOSURES INC. | AHE24X24X6 | 138.63 | 138.63 | Y | 171.05 | 165.886 | 171.05
HFE-AHE24X24X6 | 166559 | 5 | 133920 | 24X24X6 Hinged Cover N1 J-Box w/ KO's | HOFFMAN ENCLOSURES INC. | AHE24X24X6 | 138.63 | 138.4645 | Y | 171.05 | 165.886 | 171.05
HFE-AHE24X24X6 | 166560 | 8 | 133920 | 24X24X6 Hinged Cover N1 J-Box w/ KO's | HOFFMAN ENCLOSURES INC. | AHE24X24X6 | 138.63 | 138.63 | N | 171.05 | 165.886 | 171.05
HFE-AHE24X24X6 | 166561 | 2 | 133920 | 24X24X6 Hinged Cover N1 J-Box w/ KO's | HOFFMAN ENCLOSURES INC. | AHE24X24X6 | 138.63 | 138.63 | Y | 171.05 | 165.886 | 171.05
HFE-AHE24X24X6 | 175883 | 2 | 133920 | 24X24X6 Hinged Cover N1 J-Box w/ KO's | HOFFMAN ENCLOSURES INC. | AHE24X24X6 | 138.63 | 165.886 | Y | 171.05 | 165.886 | 171.05
HFE-AHE8X8X4 | 166553 | 6 | 133920 | AHE8X8X4 HINGED COVER AHE8X8X4 | HOFFMAN ENCLOSURES INC. | AHE8X8X4 | 19.26 | 17.7643 | Y | 19.26 | 19.26 | 19.26
HFE-AHE8X8X4 | 166559 | 1 | 133920 | AHE8X8X4 HINGED COVER AHE8X8X4 | HOFFMAN ENCLOSURES INC. | AHE8X8X4 | 19.26 | 19.26 | Y | 19.26 | 19.26 | 19.26
HFE-AHE8X8X6 | 166553 | 9 | 133920 | 8X8X6 Hinged Cover NEMA1 Pull Box KO | HOFFMAN ENCLOSURES INC. | AHE8X8X6 | 23.96 | 23.6604 | Y | 23.96 | 23.6604 | 23.96
HFE-AHE8X8X6 | 166557 | 7 | 133920 | 8X8X6 Hinged Cover NEMA1 Pull Box KO | HOFFMAN ENCLOSURES INC. | AHE8X8X6 | 23.96 | 23.38 | Y | 23.96 | 23.6604 | 23.96
HFE-AHE8X8X6 | 166559 | 1 | 133920 | 8X8X6 Hinged Cover NEMA1 Pull Box KO | HOFFMAN ENCLOSURES INC. | AHE8X8X6 | 23.96 | 20.7837 | Y | 23.96 | 23.6604 | 23.96
HFE-AHE8X8X6 | 175883 | 1 | 133920 | 8X8X6 Hinged Cover NEMA1 Pull Box KO | HOFFMAN ENCLOSURES INC. | AHE8X8X6 | 23.96 | 21.264 | Y | 23.96 | 23.6604 | 23.96
HFE-AL12AR | 166557 | 3 | 133920 | AL12AR LOCK KIT FOR HOFFMAN | HOFFMAN ENCLOSURES INC. | AL12AR | 52.12 | 50.5829 | Y | 52.12 | 50.5829 | 52.12
HFE-AL12AR | 166559 | 5 | 133920 | AL12AR LOCK KIT FOR HOFFMAN | HOFFMAN ENCLOSURES INC. | AL12AR | 52.12 | 43.4579 | Y | 52.12 | 50.5829 | 52.12
HFE-AL12AR | 166560 | 3 | 133920 | AL12AR LOCK KIT FOR HOFFMAN | HOFFMAN ENCLOSURES INC. | AL12AR | 52.12 | 19.5225 | Y | 52.12 | 50.5829 | 52.12
HFE-AL12AR | 175883 | 6 | 133920 | AL12AR LOCK KIT FOR HOFFMAN | HOFFMAN ENCLOSURES INC. | AL12AR | 52.12 | 42.81 | Y | 52.12 | 50.5829 | 52.12
HFE-AS050 | 10008 | 25 | 133920 | AS050 HOLE SEAL FOR 1/2 AS050 | HOFFMAN ENCLOSURES INC. | AS050 | 8.96 | 8.96 | Y | 8.96 | 8.96 | 8.96
HFE-ASE10X10X4 | 10008 | 4 | 133920 | nVent Hoffman, Junction Box, Screw-Cover | HOFFMAN ENCLOSURES INC. | ASE10X10X4 | 26.58 | 26.58 | Y | 26.58 | 26.58 | 26.58
HFE-ASE10X10X4 | 166559 | 1 | 133920 | nVent Hoffman, Junction Box, Screw-Cover | HOFFMAN ENCLOSURES INC. | ASE10X10X4 | 21.54 | 21.54 | N | 26.58 | 26.58 | 26.58
HFE-ASE10X10X6 | 166559 | 4 | 133920 | nVent Hoffman, Junction Box, Screw-Cover | HOFFMAN ENCLOSURES INC. | ASE10X10X6 | 25.49 | 17.3662 | N | 25.49 | 17.3662 | 25.49
HFE-ASE12X12X4 | 10008 | 2 | 133920 | nVent Hoffman, Junction Box, Screw-Cover | HOFFMAN ENCLOSURES INC. | ASE12X12X4 | 34.1 | 34.099 | Y | 34.1 | 34.099 | 34.1
HFE-ASE12X12X4 | 166553 | 11 | 133920 | nVent Hoffman, Junction Box, Screw-Cover | HOFFMAN ENCLOSURES INC. | ASE12X12X4 | 27.63 | 25.5096 | Y | 34.1 | 34.099 | 34.1
HFE-ASE12X12X4 | 166559 | 22 | 133920 | nVent Hoffman, Junction Box, Screw-Cover | HOFFMAN ENCLOSURES INC. | ASE12X12X4 | 27.63 | 26.7678 | Y | 34.1 | 34.099 | 34.1
HFE-ASE12X12X6 | 10008 | 2 | 133920 | nVent Hoffman, Junction Box, Screw-Cover | HOFFMAN ENCLOSURES INC. | ASE12X12X6 | 39.95 | 37.4385 | Y | 39.95 | 38.745 | 39.95
HFE-ASE12X12X6 | 166557 | 6 | 133920 | nVent Hoffman, Junction Box, Screw-Cover | HOFFMAN ENCLOSURES INC. | ASE12X12X6 | 32.38 | 29.1632 | Y | 39.95 | 38.745 | 39.95
HFE-ASE12X12X6 | 166559 | 6 | 133920 | nVent Hoffman, Junction Box, Screw-Cover | HOFFMAN ENCLOSURES INC. | ASE12X12X6 | 32.38 | 32.38 | Y | 39.95 | 38.745 | 39.95
HFE-ASE12X12X6 | 166561 | 3 | 133920 | nVent Hoffman, Junction Box, Screw-Cover | HOFFMAN ENCLOSURES INC. | ASE12X12X6 | 32.38 | 30.24 | Y | 39.95 | 38.745 | 39.95
HFE-ASE12X12X6 | 175883 | 2 | 133920 | nVent Hoffman, Junction Box, Screw-Cover | HOFFMAN ENCLOSURES INC. | ASE12X12X6 | 32.38 | 38.745 | Y | 39.95 | 38.745 | 39.95
HFE-ASE18X12X4 | 10008 | 20 | 133920 | nVent Hoffman, Junction Box, Screw-Cover | HOFFMAN ENCLOSURES INC. | ASE18X12X4 | 54.7 | 49.3096 | Y | 54.7 | 49.3096 | 54.7
HFE-ASE18X12X4 | 166559 | 1 | 133920 | nVent Hoffman, Junction Box, Screw-Cover | HOFFMAN ENCLOSURES INC. | ASE18X12X4 | 44.33 | 39.9793 | N | 54.7 | 49.3096 | 54.7
HFE-ASE18X12X6 | 166559 | 2 | 133920 | nVent Hoffman, Junction Box, Screw-Cover | HOFFMAN ENCLOSURES INC. | ASE18X12X6 | 52.57 | 38.0092 | N | 52.57 | 38.0092 | 52.57
HFE-ASE18X18X4 | 10008 | 5 | 133920 | nVent Hoffman, Junction Box, Screw-Cover | HOFFMAN ENCLOSURES INC. | ASE18X18X4 | 64.29 | 48.5622 | Y | 64.29 | 48.5622 | 64.29
HFE-ASE18X18X4 | 166559 | 2 | 133920 | nVent Hoffman, Junction Box, Screw-Cover | HOFFMAN ENCLOSURES INC. | ASE18X18X4 | 52.1 | 47.4 | Y | 64.29 | 48.5622 | 64.29
HFE-ASE18X18X4 | 166561 | 5 | 133920 | nVent Hoffman, Junction Box, Screw-Cover | HOFFMAN ENCLOSURES INC. | ASE18X18X4 | 52.1 | 45.63 | N | 64.29 | 48.5622 | 64.29
HFE-ASE18X18X6 | 10008 | 1 | 133920 | nVent Hoffman, Junction Box, Screw-Cover | HOFFMAN ENCLOSURES INC. | ASE18X18X6 | 71.75 | 70.2193 | N | 71.75 | 70.2193 | 71.75
HFE-ASE18X18X6 | 166559 | 3 | 133920 | nVent Hoffman, Junction Box, Screw-Cover | HOFFMAN ENCLOSURES INC. | ASE18X18X6 | 58.15 | 58.0693 | Y | 71.75 | 70.2193 | 71.75
HFE-ASE18X18X6 | 166560 | 4 | 133920 | nVent Hoffman, Junction Box, Screw-Cover | HOFFMAN ENCLOSURES INC. | ASE18X18X6 | 58.15 | 32.8088 | N | 71.75 | 70.2193 | 71.75
HFE-ASE24X18X6 | 10006 | 2 | 133920 | nVent Hoffman, Junction Box, Screw-Cover | HOFFMAN ENCLOSURES INC. | ASE24X18X6 | 110.72 | 128.1458 | N | 136.61 | 136.064 | 136.61
HFE-ASE24X18X6 | 10008 | 1 | 133920 | nVent Hoffman, Junction Box, Screw-Cover | HOFFMAN ENCLOSURES INC. | ASE24X18X6 | 136.61 | 136.064 | Y | 136.61 | 136.064 | 136.61
HFE-ASE6X6X4 | 10008 | 3 | 133920 | nVent Hoffman, Junction Box, Screw-Cover | HOFFMAN ENCLOSURES INC. | ASE6X6X4 | 14.81 | 14.81 | Y | 14.81 | 14.81 | 14.81
HFE-ASE6X6X4 | 166553 | 11 | 133920 | nVent Hoffman, Junction Box, Screw-Cover | HOFFMAN ENCLOSURES INC. | ASE6X6X4 | 12 | 10.3258 | Y | 14.81 | 14.81 | 14.81
HFE-ASE6X6X4 | 166559 | 4 | 133920 | nVent Hoffman, Junction Box, Screw-Cover | HOFFMAN ENCLOSURES INC. | ASE6X6X4 | 12 | 11.715 | Y | 14.81 | 14.81 | 14.81
HFE-ASE6X6X6 | 10008 | 5 | 133920 | nVent Hoffman, Junction Box, Screw-Cover | HOFFMAN ENCLOSURES INC. | ASE6X6X6 | 17.91 | 17.9088 | Y | 17.91 | 17.9088 | 17.91
HFE-ASE6X6X6 | 166553 | 8 | 133920 | nVent Hoffman, Junction Box, Screw-Cover | HOFFMAN ENCLOSURES INC. | ASE6X6X6 | 14.51 | 13.379 | N | 17.91 | 17.9088 | 17.91
HFE-ASE8X8X4 | 10008 | 4 | 133920 | nVent Hoffman, Junction Box, Screw-Cover | HOFFMAN ENCLOSURES INC. | ASE8X8X4 | 20.32 | 20.32 | Y | 20.32 | 20.32 | 20.32
HFE-ASE8X8X4 | 166553 | 10 | 133920 | nVent Hoffman, Junction Box, Screw-Cover | HOFFMAN ENCLOSURES INC. | ASE8X8X4 | 16.47 | 16.1195 | Y | 20.32 | 20.32 | 20.32
HFE-ASE8X8X4 | 166559 | 2 | 133920 | nVent Hoffman, Junction Box, Screw-Cover | HOFFMAN ENCLOSURES INC. | ASE8X8X4 | 16.47 | 16.2725 | Y | 20.32 | 20.32 | 20.32
HFE-ASE8X8X4 | 166560 | 2 | 133920 | nVent Hoffman, Junction Box, Screw-Cover | HOFFMAN ENCLOSURES INC. | ASE8X8X4 | 16.47 | 9.3198 | N | 20.32 | 20.32 | 20.32
HFE-ASE8X8X4 | 166561 | 2 | 133920 | nVent Hoffman, Junction Box, Screw-Cover | HOFFMAN ENCLOSURES INC. | ASE8X8X4 | 16.47 | 16.47 | Y | 20.32 | 20.32 | 20.32
HFE-ASE8X8X6 | 10008 | 5 | 133920 | nVent Hoffman, Junction Box, Screw-Cover | HOFFMAN ENCLOSURES INC. | ASE8X8X6 | 24.34 | 24.0905 | Y | 24.34 | 24.0905 | 24.34
HFE-ASE8X8X6 | 166553 | 10 | 133920 | nVent Hoffman, Junction Box, Screw-Cover | HOFFMAN ENCLOSURES INC. | ASE8X8X6 | 19.72 | 18.4935 | Y | 24.34 | 24.0905 | 24.34
HFE-ASE8X8X6 | 166559 | 2 | 133920 | nVent Hoffman, Junction Box, Screw-Cover | HOFFMAN ENCLOSURES INC. | ASE8X8X6 | 19.72 | 18.7323 | Y | 24.34 | 24.0905 | 24.34
HFE-ASE8X8X6 | 166560 | 3 | 133920 | nVent Hoffman, Junction Box, Screw-Cover | HOFFMAN ENCLOSURES INC. | ASE8X8X6 | 19.72 | 10.9535 | Y | 24.34 | 24.0905 | 24.34
HFE-ASE8X8X6 | 166561 | 1 | 133920 | nVent Hoffman, Junction Box, Screw-Cover | HOFFMAN ENCLOSURES INC. | ASE8X8X6 | 19.72 | 19.4067 | Y | 24.34 | 24.0905 | 24.34
HFE-ASG8X8X4 | 10510 | 5 | 133920 | nVent Hoffman, Junction Box, Screw-Cover | HOFFMAN ENCLOSURES INC. | ASG8X8X4 | 16.47 | 24.475 | N | 16.47 | 24.475 | 24.475
HFE-ATPG20GLP | 166559 | 1 | 133920 | nVent Hoffman, Touch-Up Paint Pen, Gray, | HOFFMAN ENCLOSURES INC. | ATPG20GLP | 15.44 | 19.7708 | N | 15.44 | 19.7708 | 19.7708
HFE-CP1212 | 10008 | 1 | 133920 | nVent Hoffman, Concept Panel, fits 12 x | HOFFMAN ENCLOSURES INC. | CP1212 | 18.34 | 10.15 | N | 18.34 | 10.15 | 18.34
HFE-CP1612 | 166561 | 4 | 133920 | Mounting Plate | HOFFMAN ENCLOSURES INC. | CP1612 | 28.75 | 12.48 | N | 28.75 | 12.48 | 28.75
HFE-CP1616 | 166561 | 3 | 133920 | Back Plate | HOFFMAN ENCLOSURES INC. | CP1616 | 55.27 | 24.8356 | N | 55.27 | 24.8356 | 55.27
HFE-CP2424 | 166561 | 1 | 133920 | HOFFMAN BACKPLATE 24X24 | HOFFMAN ENCLOSURES INC. | CP2424 | 113.45 | 55.1033 | N | 113.45 | 55.1033 | 113.45
HFE-CSD16126SS | 166561 | 1 | 133920 | 16X12X6 Stainless 304 NEMA-4X Panel | HOFFMAN ENCLOSURES INC. | CSD16126SS | 1135.34 | 534.0533 | N | 1135.34 | 534.0533 | 1135.34
HFE-CSD16166SS | 166561 | 1 | 133920 | Stainless Steel Enclosure CSD16166SS | HOFFMAN ENCLOSURES INC. | CSD16166SS | 1260.73 | 592.68 | N | 1260.73 | 592.68 | 1260.73
HFE-PB1212PP | 166553 | 14 | 133920 | nVent Hoffman, Perforated Panel for Scre | HOFFMAN ENCLOSURES INC. | PB1212PP | 20.02 | 20.0191 | Y | 20.02 | 20.02 | 20.02
HFE-PB1212PP | 166557 | 21 | 133920 | nVent Hoffman, Perforated Panel for Scre | HOFFMAN ENCLOSURES INC. | PB1212PP | 20.02 | 20.02 | Y | 20.02 | 20.02 | 20.02
HFE-PB1212PP | 166559 | 15 | 133920 | nVent Hoffman, Perforated Panel for Scre | HOFFMAN ENCLOSURES INC. | PB1212PP | 20.02 | 20.02 | Y | 20.02 | 20.02 | 20.02
HFE-PB1212PP | 166560 | 7 | 133920 | nVent Hoffman, Perforated Panel for Scre | HOFFMAN ENCLOSURES INC. | PB1212PP | 20.02 | 19.8291 | Y | 20.02 | 20.02 | 20.02
HFE-PB1212PP | 166561 | 9 | 133920 | nVent Hoffman, Perforated Panel for Scre | HOFFMAN ENCLOSURES INC. | PB1212PP | 20.02 | 20.02 | Y | 20.02 | 20.02 | 20.02
HFE-PB1212PP | 175883 | 2 | 133920 | nVent Hoffman, Perforated Panel for Scre | HOFFMAN ENCLOSURES INC. | PB1212PP | 20.02 | 20.02 | Y | 20.02 | 20.02 | 20.02
HFE-PB1818PP | 166553 | 10 | 133920 | nVent Hoffman, Perforated Panel for Scre | HOFFMAN ENCLOSURES INC. | PB1818PP | 37.52 | 37.4674 | Y | 37.52 | 37.52 | 37.52
HFE-PB1818PP | 166557 | 24 | 133920 | nVent Hoffman, Perforated Panel for Scre | HOFFMAN ENCLOSURES INC. | PB1818PP | 37.52 | 37.3304 | Y | 37.52 | 37.52 | 37.52
HFE-PB1818PP | 166559 | 11 | 133920 | nVent Hoffman, Perforated Panel for Scre | HOFFMAN ENCLOSURES INC. | PB1818PP | 37.52 | 37.471 | Y | 37.52 | 37.52 | 37.52
HFE-PB1818PP | 166560 | 20 | 133920 | nVent Hoffman, Perforated Panel for Scre | HOFFMAN ENCLOSURES INC. | PB1818PP | 37.52 | 37.5029 | Y | 37.52 | 37.52 | 37.52
HFE-PB1818PP | 166561 | 9 | 133920 | nVent Hoffman, Perforated Panel for Scre | HOFFMAN ENCLOSURES INC. | PB1818PP | 37.52 | 37.52 | Y | 37.52 | 37.52 | 37.52
HFE-PB2424PP | 166553 | 1 | 133920 | nVent Hoffman, Perforated Panel for Scre | HOFFMAN ENCLOSURES INC. | PB2424PP | 56.07 | 53.1868 | Y | 56.07 | 56.07 | 56.07
HFE-PB2424PP | 166557 | 6 | 133920 | nVent Hoffman, Perforated Panel for Scre | HOFFMAN ENCLOSURES INC. | PB2424PP | 56.07 | 56.07 | Y | 56.07 | 56.07 | 56.07
HFE-PB2424PP | 166559 | 5 | 133920 | nVent Hoffman, Perforated Panel for Scre | HOFFMAN ENCLOSURES INC. | PB2424PP | 56.07 | 56.0623 | Y | 56.07 | 56.07 | 56.07
HFE-PB2424PP | 166560 | 8 | 133920 | nVent Hoffman, Perforated Panel for Scre | HOFFMAN ENCLOSURES INC. | PB2424PP | 56.07 | 56.07 | N | 56.07 | 56.07 | 56.07
HFE-PB2424PP | 175883 | 2 | 133920 | nVent Hoffman, Perforated Panel for Scre | HOFFMAN ENCLOSURES INC. | PB2424PP | 56.07 | 53.9 | Y | 56.07 | 56.07 | 56.07
HFE-PB66PP | 166553 | 8 | 133920 | 6X6 PULL BOX PERF BACKPLATE | HOFFMAN ENCLOSURES INC. | PB66PP | 10.71 | 7.2098 | Y | 10.71 | 10.115 | 10.71
HFE-PB66PP | 166559 | 3 | 133920 | 6X6 PULL BOX PERF BACKPLATE | HOFFMAN ENCLOSURES INC. | PB66PP | 10.71 | 10.115 | N | 10.71 | 10.115 | 10.71
HFE-PB66PP | 166560 | 4 | 133920 | 6X6 PULL BOX PERF BACKPLATE | HOFFMAN ENCLOSURES INC. | PB66PP | 10.71 | 3.89 | N | 10.71 | 10.115 | 10.71
HFE-PB88PP | 166553 | 3 | 133920 | 8X8 PULL BOX PERF BACKPLATE | HOFFMAN ENCLOSURES INC. | PB88PP | 12.95 | 12.95 | Y | 12.95 | 12.95 | 12.95
HFE-PB88PP | 166557 | 1 | 133920 | 8X8 PULL BOX PERF BACKPLATE | HOFFMAN ENCLOSURES INC. | PB88PP | 12.95 | 12.27 | Y | 12.95 | 12.95 | 12.95
HFE-PB88PP | 166559 | 4 | 133920 | 8X8 PULL BOX PERF BACKPLATE | HOFFMAN ENCLOSURES INC. | PB88PP | 12.95 | 12.95 | Y | 12.95 | 12.95 | 12.95
HFE-PB88PP | 166560 | 7 | 133920 | 8X8 PULL BOX PERF BACKPLATE | HOFFMAN ENCLOSURES INC. | PB88PP | 12.95 | 4.604 | N | 12.95 | 12.95 | 12.95
HFE-PB88PP | 166561 | 1 | 133920 | 8X8 PULL BOX PERF BACKPLATE | HOFFMAN ENCLOSURES INC. | PB88PP | 12.95 | 12.32 | Y | 12.95 | 12.95 | 12.95
HFE-PB88PP | 175883 | 8 | 133920 | 8X8 PULL BOX PERF BACKPLATE | HOFFMAN ENCLOSURES INC. | PB88PP | 12.95 | 12.1695 | Y | 12.95 | 12.95 | 12.95
HFE-Q302018PCIQRR | 10008 | 5 | 133920 | he largest-sized QLine enclosure, QLine | HOFFMAN ENCLOSURES INC. | Q302018PCIQRR | 191.07 | 186.7903 | Y | 191.07 | 186.7903 | 191.07
HFE-Q3020PI | 10008 | 4 | 133920 | nVent Hoffman, Panel, fits 300 x 200mm, | HOFFMAN ENCLOSURES INC. | Q3020PI | 17.23 | 17.2302 | Y | 17.23 | 17.2302 | 17.2302
HFE-Q604018PCIQRR | 10008 | 4 | 133920 | 23x15x6 Poly Enclosure | HOFFMAN ENCLOSURES INC. | Q604018PCIQRR | 365.08 | 351.9888 | Y | 365.08 | 351.9888 | 365.08
HFE-Q6040PI | 10008 | 4 | 133920 | nVent Hoffman, Panel, fits 600 x 400mm, | HOFFMAN ENCLOSURES INC. | Q6040PI | 41.11 | 39.5265 | Y | 41.11 | 39.5265 | 41.11
HFE-QIMFK | 10008 | 1 | 133920 | Mounting Bracket Kit has four polycarbon | HOFFMAN ENCLOSURES INC. | QIMFK | 23.37 | 23.0255 | Y | 23.37 | 23.0255 | 23.37
HFE-STB304012 | 166561 | 2 | 164144 | ENCLOSURE 12 X 16 X 5 | FactoryMation, LLC | STB304012 | 67 | 67 | N | 67 | 67 | 67
HFES10HC | 10510 | 1 | 134565 | WHT 057256 5/8 X 7/8ODFstrt thru sweat e | COPELAND COMFORT CONTROL LP | HFES10HC | 75.503 | 75.503 | N | 75.503 | 75.503 | 75.503
HFES15HC | 10510 | 1 | 134565 | Alco expansion valve R227/8x 1-1/8 ODF S | COPELAND COMFORT CONTROL LP | HFES15HC | 86.21 | 86.21 | N | 86.21 | 86.21 | 86.21
HFES20HC | 10510 | 1 | 134565 | Alco expansion valve R227/8x 1-1/8 ODF S | COPELAND COMFORT CONTROL LP | HFES20HC | 86.21 | 86.21 | N | 86.21 | 86.21 | 86.21
HFESTB303012 | 166561 | 1 | 164144 | ENCLOSURE 12 X 12 X 5 | FactoryMation, LLC | HFE-STB303012 | 54.9 | 54.9 | N | 54.9 | 54.9 | 54.9
HGPA1050INWC803112603 | 175891 | 1 | 133468 | GAS PRESS SW 10-50 IN W | CROSSROADS INDUSTRIAL SERVICES | HGPA1050INWC803112603 | 64.9128 | 64.9128 | N | 64.9128 | 64.9128 | 64.9128
HGPG10608101111407 | 175891 | 8 | 133468 | ANTUNES 10-60IN GAS PRESS SW | CROSSROADS INDUSTRIAL SERVICES | HGPG10608101111407 | 41.14 | 41.14 | Y | 41.14 | 41.14 | 41.14
HHCS38X1ZN | 10510 | 46 | 175071 | B-Line hex head cap screws3/8 x 1 strut | COOPER BUSSMANN,INC. | HHCS3/8X1ZN | 0.356 | 0.3317 | N | 0.356 | 0.3317 | 0.356
HHCS38X1ZN | 175891 | 23 | 175071 | B-Line hex head cap screws3/8 x 1 strut | COOPER BUSSMANN,INC. | HHCS3/8X1ZN | 0.356 | 0.156 | Y | 0.356 | 0.3317 | 0.356
HK111 | 166557 | 4 | 133383 | Auxiliary Contacts, 1NO-1NC, Side Mount | RS AMERICAS INC. | HK1-11 | 14.475 | 14.475 | N | 14.475 | 14.475 | 14.475
HK42573 | 173042 | 0 | 175076 | S-3-7D HAUCK | ETTER ENGINEERING CO.INC | HK42573 | 331.12 | 0 | N | 331.12 | 0 | 331.12
HLGPA | 175891 | 2 | 134179 | PRESS SWITCH 5IN-28IN, 1IN-6IN | NEUCO INC. | HLGPA | 161.3328 | 161.3328 | N | 161.3328 | 161.3328 | 161.3328
HMC85A3022BL | 10770 | 2 | 133424 | IronHorse IEC contactor, 85A, (3) N.O. | AUTOMATION DIRECT.COM INC | HMC-85A30-22-BL | 112 | 112 | N | 112 | 112 | 112
HMI1FM2 | 10510 | 1 | 134565 | Alco sight glass 1/4 SAEfem x male W/moi | COPELAND COMFORT CONTROL LP | HMI-1FM2 | 12.6 | 12.6 | Y | 12.6 | 12.6 | 12.6
HMI1MM2 | 10510 | 3 | 134565 | Alco sight glass 1/4 SAEmale x male W/mo | COPELAND COMFORT CONTROL LP | HMI-1MM2 | 7.689 | 7.689 | N | 7.689 | 7.689 | 7.689
HMI1MM3 | 175891 | 2 | 134565 | Alco sight glass 3/8 SAEmale x male W/mo | COPELAND COMFORT CONTROL LP | HMI-1MM3 | 6.3 | 6.3 | N | 6.3 | 6.3 | 6.3
HMI1TT2 | 10510 | 1 | 133798 | 065405 SIGHT GLASS 1/4IN | EMERSON CLIMATE TECHNOLOGIES | HMI1TT2 | 7.301 | 6.997 | Y | 7.301 | 7.301 | 7.301
HMI1TT2 | 175891 | 1 | 133798 | 065405 SIGHT GLASS 1/4IN | EMERSON CLIMATE TECHNOLOGIES | HMI1TT2 | 7.301 | 7.301 | Y | 7.301 | 7.301 | 7.301
HMI1TT3 | 10510 | 2 | 134565 | Emerson 3/8sweat sight glasswith moistur | COPELAND COMFORT CONTROL LP | HMI-1TT3 | 11.37 | 11.37 | Y | 11.37 | 11.37 | 11.37
HMI1TT4 | 10510 | 4 | 134565 | Alco sight glass 1/2 ODext tube W/indica | COPELAND COMFORT CONTROL LP | HMI-1TT4 | 15.45 | 15.45 | N | 15.45 | 15.45 | 15.45
HMI1TT4 | 175891 | 2 | 134565 | Alco sight glass 1/2 ODext tube W/indica | COPELAND COMFORT CONTROL LP | HMI-1TT4 | 15.45 | 11.315 | Y | 15.45 | 15.45 | 15.45
HMI1TT5 | 10510 | 3 | 134565 | Emerson 5/8swt sight glassw/ moisture in | COPELAND COMFORT CONTROL LP | HMI-1TT5 | 15.22 | 15.22 | N | 15.22 | 15.22 | 15.22
HMI1TT7 | 10510 | 5 | 134565 | Emerson 7/8swt sight glassw/ moisture in | COPELAND COMFORT CONTROL LP | HMI-1TT7 | 20.88 | 20.88 | N | 20.88 | 20.88 | 20.88
HMI1TT9 | 10510 | 1 | 134565 | Alco sight glass 1-1/8 ODextended tube m | COPELAND COMFORT CONTROL LP | HMI-1TT9 | 22.58 | 22.58 | N | 22.58 | 22.58 | 22.58
HMI5070L | 175883 | 4 | 134179 | GraphicHMI 7.0 16-M-Color Displaywith To | NEUCO INC. | HMI5070L | 0 | 480.3383 | N | 0 | 480.3383 | 480.3383
HMW83 | 10008 | 1 | 134488 | HMW83 Humidity and Temperture Transmitte | VAISALA | HMW83 | 99.45 | 77.6 | N | 99.45 | 77.6 | 99.45
HMW9021TB0AA00B1 | 166553 | 2 | 134488 | HMW90 RH and Temp Transmitter | VAISALA | HMW90-21TB0AA00B1 | 485.25 | 387.6937 | Y | 485.25 | 387.6937 | 485.25
HMX34AG02321N | 173042 | 1 | 168890 | 15HP HMax 480v, 3ph, N1, Drive Only | Eaton Corporation | HMX34AG02321-N | 812.76 | 812.76 | N | 812.76 | 812.76 | 812.76
HMX7D634NA | 166553 | 1 | 168890 | 5 HP HMax 480v, 3ph, N1, Intellipass 2C | Eaton Corporation | HMX7D634NA | 705.6 | 705.6 | N | 705.6 | 705.6 | 705.6
HMX7D634NA | 166561 | 1 | 168890 | 5 HP HMax 480v, 3ph, N1, Intellipass 2C | Eaton Corporation | HMX7D634NA | 705.6 | 705.6 | N | 705.6 | 705.6 | 705.6
HN38ZN | 10510 | 175 | 175071 | B-Line 3/8 hex nutsstrut systems | COOPER BUSSMANN,INC. | HN3/8ZN | 0.33 | 0.32287 | N | 0.33 | 0.32287 | 0.33
HN38ZN | 175891 | 24 | 175071 | B-Line 3/8 hex nutsstrut systems | COOPER BUSSMANN,INC. | HN3/8ZN | 0.33 | 0.148 | Y | 0.33 | 0.32287 | 0.33
HO-20K-T3 | 175891 | 1 | 134179 | 2% OUTSIDE AIR & RH TRANSMITTR | NEUCO INC. | HO-20K-T3 | 229.98 | 229.98 | N | 229.98 | 229.98 | 229.98
HOS4A7080G01 | 175883 | 1 | 134179 | Float Switch | NEUCO INC. | HOS4A7080G01 | 0 | 12.54 | N | 0 | 12.54 | 12.54
HP88 | 175883 | 3 | 134179 | 8x8 Perforated Backplate | NEUCO INC. | HP88 | 0 | 12.51 | N | 0 | 12.51 | 12.51
HP970B1007 | 175883 | 2 | 134179 | 2 Pipe Reverse Acting Pneumatic Humidity | NEUCO INC. | HP970B1007 | 0 | 178.32 | N | 0 | 178.32 | 178.32
HPR-25 | 175891 | 1 | 134384 | Air Dryer | INDUSTRIAL TECHNOLOGIES & SERVICES AMERICAS, INC | HPR-25 | 1177.2 | 1304.4 | Y | 1177.2 | 1304.4 | 1304.4
HPR510115160 | 10510 | 2 | 187589 | HANKINSON DRYER | HANKISON INTERNATIONAL | HPR510115160 | 0 | 661 | Y | 0 | 661 | 661
HPRJ15HPR15115 | 175891 | 4 | 134384 | HANK AIR DRYER 15SCFM W/O FILT/REG PKG | INDUSTRIAL TECHNOLOGIES & SERVICES AMERICAS, INC | HPRJ15HPR15115 | 743.82 | 739.3158 | Y | 743.82 | 739.3158 | 743.82
HPRJMK1 | 166559 | 1 | 134384 | HPRP SERIES MAINT KIT post June 06 | INDUSTRIAL TECHNOLOGIES & SERVICES AMERICAS, INC | HPRJ-MK1 | 115.8 | 115.8 | N | 115.8 | 168.6 | 168.6
HPRJMK1 | 175891 | 1 | 134384 | HPRP SERIES MAINT KIT post June 06 | INDUSTRIAL TECHNOLOGIES & SERVICES AMERICAS, INC | HPRJ-MK1 | 115.8 | 168.6 | Y | 115.8 | 168.6 | 168.6
HPRMK1 | 166553 | 1 | 134384 | HPRP SERIES MAINT KIT | INDUSTRIAL TECHNOLOGIES & SERVICES AMERICAS, INC | HPRMK1 | 80.4 | 80.4 | N | 80.4 | 80.4 | 80.4
HQR050 | 10008 | 12 | 134324 | Manual damper hand quadrant | RUSKIN MANUFACTURING | HQR050 | 10.44 | 10.44 | Y | 10.44 | 10.44 | 10.44
HS-24PWW-WP | 10010 | 22 | 130041 | Strobe / Horn, Outdoor, 4-Wire | Potter Electric Signal Co. LLC | HS-24PWW-WP/4890063 | 55.5 | 55.7128 | Y | 55.5 | 55.7128 | 55.7128
HS10001 | 10510 | 28 | 134395 | Highside Leak Lock, Pipe Joint Seala | SUPCO SEALED UNIT PARTS CO., INC. / NSI | HS10001 | 3.4828 | 3.458 | Y | 3.4828 | 3.458 | 3.4828
HS10001 | 166559 | 2 | 134395 | Highside Leak Lock, Pipe Joint Seala | SUPCO SEALED UNIT PARTS CO., INC. / NSI | HS10001 | 3.4828 | 3.4 | Y | 3.4828 | 3.458 | 3.4828
HS10001 | 166561 | 9 | 134395 | Highside Leak Lock, Pipe Joint Seala | SUPCO SEALED UNIT PARTS CO., INC. / NSI | HS10001 | 3.4828 | 3.4286 | Y | 3.4828 | 3.458 | 3.4828
HS10001 | 175891 | 2 | 134395 | Highside Leak Lock, Pipe Joint Seala | SUPCO SEALED UNIT PARTS CO., INC. / NSI | HS10001 | 3.4828 | 3.4219 | Y | 3.4828 | 3.458 | 3.4828
HS36 | 10770 | 1 | 133856 | Stick Meter True RMS with Backlight | FIELDPIECE INSTRUMENTS, INC. | HS36 | 217.27 | 217.27 | N | 217.27 | 217.27 | 217.27
HS36 | 175883 | 1 | 133856 | Stick Meter True RMS with Backlight | FIELDPIECE INSTRUMENTS, INC. | HS36 | 217.27 | 211.72 | N | 217.27 | 217.27 | 217.27
HSLA4NSS | 175891 | 8 | 176549 | ELBOW 1/4 SS HY-LOK | COLLINS - OLIVER INC | HSLA4NSS | 10 | 10 | N | 10 | 10 | 10
HSLA8NSS | 175891 | 8 | 176549 | ELBOW 1/2 SS HY-LOK | COLLINS - OLIVER INC | HSLA8NSS | 25.37 | 25.3677 | N | 25.37 | 25.3677 | 25.37
HSNL4N200SS | 175891 | 2 | 176549 | HEX LONG NIPPLE 1/4 X 2 SS HY-LOK | COLLINS - OLIVER INC | HSNL4N200SS | 4.9199 | 4.9199 | N | 4.9199 | 4.9199 | 4.9199
HST116B | 10008 | 6 | 133778 | Black Heat Shrink 1/16", PACK OF 12 - 1F | DX ELECTRIC COMPANY | HST-116B | 2.04 | 2.04 | N | 2.04 | 2.04 | 2.04
HST12B | 10008 | 4 | 133778 | Black Heat Shrink 1/2", PACK OF 12 - 1FT | DX ELECTRIC COMPANY | HST-12B | 4.25 | 4.25 | N | 4.25 | 4.25 | 4.25
HST14B | 10008 | 2 | 133778 | Black Heat Shrink 1/4", PACK OF 12 - 1FT | DX ELECTRIC COMPANY | HST-14B | 3.48 | 3.48 | N | 3.48 | 3.48 | 3.48
HST38B | 10008 | 5 | 133778 | Black Heat Shrink 3/8", PACK OF 12 - 1FT | DX ELECTRIC COMPANY | HST-38B | 3.84 | 3.84 | N | 3.84 | 3.84 | 3.84
HT44 | 10510 | 3 | 187643 | Uniweld Twister Self IgnitingTorch | UNIWELD PRODUCTS INC. | HT44 | 64.9 | 64.6493 | Y | 64.9 | 64.6493 | 64.9
HT67020N00W | 10510 | 2 | 134012 | HUMIDITY TRANSMITTER | JOHNSON CONTROLS NORTH AMERICAN PRODUCTS (JCI) | HT-6702-0N00W | 129 | 0 | N | 129 | 129 | 129
HT67020N00W | 175891 | 4 | 134012 | HUMIDITY TRANSMITTER | JOHNSON CONTROLS NORTH AMERICAN PRODUCTS (JCI) | HT-6702-0N00W | 129 | 129 | N | 129 | 129 | 129
HTM-90422000 | 173042 | 11 | 173238 | Universal 3 in 1 (Outdoor, Immersions, S | HEAT-TIMER CORP | 904220-00 | 54 | 53.7602 | Y | 54 | 53.7602 | 54
HTM-90422800 | 173042 | 4 | 173238 | Blue Universal 3 in 1 Sensor w/ temp Sen | HEAT-TIMER CORP | 904228-00 | 93 | 93 | Y | 93 | 93 | 93
HTM-90431600 | 173042 | 1 | 173238 | Pressure Sensor 0-15 PSIG Digi-Span Plat | HEAT-TIMER CORP | 904316-00 | 238.5 | 238.5 | Y | 238.5 | 238.5 | 238.5
HTM-92500500 | 173042 | 13 | 173238 | Varivalve Angle | HEAT-TIMER CORP | 925005-00 | 13.28 | 22.15 | Y | 13.28 | 22.15 | 22.15
HTM-92500600 | 173042 | 5 | 173238 | Varivalve Straight | HEAT-TIMER CORP | 925006-00 | 13.28 | 18.9831 | Y | 13.28 | 18.9831 | 18.9831
HTM-92678500 | 173042 | 1 | 173238 | MPC Platinum Series | HEAT-TIMER CORP | 926785-00 | 2857.5 | 2857.5 | Y | 2857.5 | 2857.5 | 2857.5
HTM-92682500 | 173042 | 2 | 173238 | Model PLL (Pump Lead Lag) | HEAT-TIMER CORP | 926825-00 | 408 | 408 | Y | 408 | 408 | 408
HTM-92684000 | 173042 | 1 | 173238 | EPU-D | HEAT-TIMER CORP | 926840-00 | 2051.25 | 1878 | Y | 2051.25 | 1878 | 2051.25
HTM-92913500 | 173042 | 4 | 173238 | 4in x 5in Plastic Wiring Box (Includes | HEAT-TIMER CORP | 929135-00 | 18 | 14.18 | N | 18 | 14.18 | 18
HTM-92917500 | 173042 | 2 | 173238 | HWE Elite Single Stage | HEAT-TIMER CORP | 929175-00 | 343.5 | 343.5 | Y | 343.5 | 343.5 | 343.5
HTM-92918000 | 173042 | 1 | 173238 | HWE MOV Elite Series | HEAT-TIMER CORP | 929180-00 | 363.75 | 342 | N | 363.75 | 342 | 363.75
HTM90100800 | 173042 | 2 | 173238 | Lugs Off (EPU) | HEAT-TIMER CORP | HTM90100800 | 3.98 | 3.98 | N | 3.98 | 3.98 | 3.98
HTM90100900 | 173042 | 101 | 173238 | Lugs Morning Pick UP (EPU) | HEAT-TIMER CORP | 901009-00 | 6.95 | 7.5 | N | 6.95 | 7.5 | 7.5
HTMMPCRE | 173042 | 1 | 173238 | MPC-PLAT R/R HEC | HEAT-TIMER CORP | HTMMPCRE | 0 | 0 | N | 0 | 0 | 0
HU2242MA | 175888 | 1 | 134145 | HU-224-2-MA HUMIDY TRANSDUCER 2 | MAMAC SYSTEMS, INC. | HU-224-2-MA | 86.7398 | 86.7398 | N | 86.7398 | 86.7398 | 86.7398
HU9215VDC12 | 166559 | 1 | 134145 | MAMAC HUMIDITY/ TEMPERATURE SENSOR | MAMAC SYSTEMS, INC. | HU-921-5-VDC-12 | 128.8 | 128.8 | N | 128.8 | 128.8 | 128.8
HU921VDC7 | 175891 | 24 | 134145 | 10K, III Unit Mount Humidity Sensor | MAMAC SYSTEMS, INC. | HU-921-VDC-7 | 45.6525 | 45.6525 | N | 45.6525 | 45.6525 | 45.6525
HV60U4014CFA | 175891 | 1 | 134179 | YASKAWA HV600, 480V, 014A, 3PH, TYPE1 | NEUCO INC. | HV60U4014CFA | 651 | 651 | N | 651 | 651 | 651
HVFD3D3C0015G100C | 175883 | 2 | 133921 | 3G SmartVFD, 460 Vac, 1.5 HP, 2.7 Amps | HONEYWELL INTERNATIONAL ECC US (HOFS) | HVFD3D3C0015G100C | 533.6707 | 486.43 | Y | 533.6707 | 486.43 | 533.6707
HVFDCD3B0030F00 | 175888 | 2 | 133921 | COMPACT VFD 3 Phase in/out 230Vac 3 HP F | HONEYWELL INTERNATIONAL ECC US (HOFS) | HVFDCD3B0030F00 | 237.91 | 237.91 | N | 237.91 | 237.91 | 237.91
HVFDSB3C0600G131A | 173042 | 1 | 183823 | 60HP/3PH/460V/NEMA 1 | J&L Manufacturing, Inc. | HVFDSB3C0600G131A | 4854.6368 | 4667.92 | N | 4854.6368 | 4667.92 | 4854.6368
HVFDSD3C0500G100 | 10510 | 1 | 133921 | 50HP SMART VFD 460V 3PH | HONEYWELL INTERNATIONAL ECC US (HOFS) | HVFDSD3C0500G100 | 2123.99 | 2123.99 | N | 2123.99 | 2123.99 | 2123.99
HVNFI | 10510 | 1 | 187612 | Bell & Gossett 1/6 HP ironHV circulator | BERNARD J. MULCAHY CO.,INC. | HVNFI | 449.16 | 449.16 | Y | 449.16 | 449.16 | 449.16
HVNFI | 175891 | 1 | 187558 | Bell & Gossett 1/6 HP ironHV circulator | <<USE ACCT#187612>> BELL & GOSSETT | HVNFI | 449.16 | 434.4 | Y | 449.16 | 449.16 | 449.16
HVT2 | 10510 | 1 | 134395 | Supco screwdriver tester110-220V | SUPCO SEALED UNIT PARTS CO., INC. / NSI | HVT2 | 0 | 2 | Y | 0 | 2 | 2
HWA-129570L3 | 166561 | 1 | 134502 | 129570-L3VUL S301D2COMB0 | VULCAIN ALARM DIVISION | 129570-L3 | 602.16 | 442 | N | 602.16 | 442 | 602.16
HWA-301AP | 10008 | 2 | 134502 | 301AP Annunciator Panel for 301C | VULCAIN ALARM DIVISION | 301-AP | 757.536 | 703.2 | N | 757.536 | 703.2 | 757.536
HWA-301C | 10008 | 2 | 134502 | 301C Controller, ABS Enclosure | VULCAIN ALARM DIVISION | 301-C | 1362.192 | 1309.8 | Y | 1362.192 | 1309.8 | 1362.192
HWA-301C | 10510 | 0 | 134502 | 301C Controller, ABS Enclosure | VULCAIN ALARM DIVISION | 301-C | 1362.192 | 1309.8 | N | 1362.192 | 1309.8 | 1362.192
HWA-301C24DLCBIP | 10008 | 1 | 134502 | 301C24-DLC-BIP VUL | VULCAIN ALARM DIVISION | 301C24-DLC-BIP | 3338.4 | 3010.8 | N | 3338.4 | 3010.8 | 3338.4
HWA-301CDLCBIP | 10008 | 1 | 134502 | 301C Controller, with Datalogger, BACnet | VULCAIN ALARM DIVISION | 301-C-DLC-BIP | 2614.56 | 2514 | Y | 2614.56 | 2514 | 2614.56
HWA-301EMRP | 10008 | 2 | 134502 | REMOTE PANEL | VULCAIN ALARM DIVISION | 301-EMRP | 667.056 | 367.8 | N | 667.056 | 641.4 | 667.056
HWA-301EMRP | 166557 | 3 | 134502 | REMOTE PANEL | VULCAIN ALARM DIVISION | 301-EMRP | 667.056 | 641.4 | Y | 667.056 | 641.4 | 667.056
HWA-301EMUS3 | 166557 | 2 | 134502 | Refrigerant Monitor Control Panel | VULCAIN ALARM DIVISION | 301-EM-US3 | 1228.656 | 1181.4 | N | 1228.656 | 1181.4 | 1228.656
HWA-E3H2 | 10008 | 1 | 134502 | E3Point Sensor Cartridge, Hydrogen | VULCAIN ALARM DIVISION | 1309A0039 | 247.728 | 237 | N | 247.728 | 237 | 247.728
HWA-E3H2 | 175888 | 2 | 134502 | E3Point Sensor Cartridge, Hydrogen | VULCAIN ALARM DIVISION | 1309A0039 | 247.728 | 202.47 | Y | 247.728 | 237 | 247.728
HWA-E3H2S | 173042 | 2 | 134502 | E3Point Sensor Cartridge, H2S | VULCAIN ALARM DIVISION | 1309A0035 | 253.968 | 207.57 | N | 253.968 | 207.57 | 253.968
HWA-E3M | 173042 | 24 | 134502 | E3Point Sensor Cartridge, Methane | VULCAIN ALARM DIVISION | 1309A0040 | 247.728 | 220.335 | Y | 247.728 | 220.335 | 247.728
HWA-E3NO2 | 10008 | 6 | 134502 | E3Point Sensor Cartridge, Nitrogen | VULCAIN ALARM DIVISION | 1309A0037 | 217.776 | 207.9668 | Y | 217.776 | 209.4 | 217.776
HWA-E3NO2 | 10510 | 1 | 134502 | E3Point Sensor Cartridge, Nitrogen | VULCAIN ALARM DIVISION | 1309A0037 | 217.776 | 209.4 | Y | 217.776 | 209.4 | 217.776
HWA-E3NO2 | 166557 | 2 | 134502 | E3Point Sensor Cartridge, Nitrogen | VULCAIN ALARM DIVISION | 1309A0037 | 217.776 | 180.084 | Y | 217.776 | 209.4 | 217.776
HWA-E3O2 | 173042 | 1 | 134502 | E3Point Sensor Cartridge, Oxygen | VULCAIN ALARM DIVISION | 1309A0036 | 217.776 | 177.99 | Y | 217.776 | 177.99 | 217.776
HWA-E3SA | 10008 | 19 | 134502 | E3Point no Sensor, Wall Mount, Analog | VULCAIN ALARM DIVISION | 1309A0042 | 298.896 | 250.8776 | Y | 298.896 | 280.322 | 298.896
HWA-E3SA | 10510 | 2 | 134502 | E3Point no Sensor, Wall Mount, Analog | VULCAIN ALARM DIVISION | 1309A0042 | 298.896 | 280.322 | Y | 298.896 | 280.322 | 298.896
HWA-E3SA | 166557 | 5 | 134502 | E3Point no Sensor, Wall Mount, Analog | VULCAIN ALARM DIVISION | 1309A0042 | 298.896 | 218.3295 | Y | 298.896 | 280.322 | 298.896
HWA-E3SA | 173042 | 247 | 134502 | E3Point no Sensor, Wall Mount, Analog | VULCAIN ALARM DIVISION | 1309A0042 | 298.896 | 218.3644 | Y | 298.896 | 280.322 | 298.896
HWA-E3SCO | 10008 | 46 | 134502 | E3Point Sensor Cartridge, CO | VULCAIN ALARM DIVISION | 1309A0038 | 129.168 | 109.8309 | Y | 129.168 | 109.8309 | 129.168
HWA-E3SCO | 10510 | 5 | 134502 | E3Point Sensor Cartridge, CO | VULCAIN ALARM DIVISION | 1309A0038 | 129.168 | 106.0526 | Y | 129.168 | 109.8309 | 129.168
HWA-E3SCO | 166557 | 3 | 134502 | E3Point Sensor Cartridge, CO | VULCAIN ALARM DIVISION | 1309A0038 | 129.168 | 106.0526 | Y | 129.168 | 109.8309 | 129.168
HWA-E3SCO | 173042 | 168 | 134502 | E3Point Sensor Cartridge, CO | VULCAIN ALARM DIVISION | 1309A0038 | 129.168 | 106.0198 | Y | 129.168 | 109.8309 | 129.168
HWA-E3SM | 10008 | 17 | 134502 | E3Point no Sensor, Wall Mount, Modbus | VULCAIN ALARM DIVISION | 1309A0047 | 353.184 | 323.7017 | Y | 353.184 | 325.1475 | 353.184
HWA-E3SM | 10510 | 2 | 134502 | E3Point no Sensor, Wall Mount, Modbus | VULCAIN ALARM DIVISION | 1309A0047 | 353.184 | 309.11 | N | 353.184 | 325.1475 | 353.184
HWA-E3SM | 166557 | 2 | 134502 | E3Point no Sensor, Wall Mount, Modbus | VULCAIN ALARM DIVISION | 1309A0047 | 353.184 | 325.1475 | Y | 353.184 | 325.1475 | 353.184
HWA-E3SM | 173042 | 5 | 134502 | E3Point no Sensor, Wall Mount, Modbus | VULCAIN ALARM DIVISION | 1309A0047 | 353.184 | 325.1475 | Y | 353.184 | 325.1475 | 353.184
HWA-E3SM | 175888 | 2 | 134502 | E3Point no Sensor, Wall Mount, Modbus | VULCAIN ALARM DIVISION | 1309A0047 | 353.184 | 299.7127 | Y | 353.184 | 325.1475 | 353.184
HWA-E3SRMCO | 166557 | 5 | 134502 | E3Point Remote Sensor, Carbon Monoxide | VULCAIN ALARM DIVISION | 1309A0060 | 253.968 | 210.572 | Y | 253.968 | 210.572 | 253.968
HWA-E3SRMCO | 173042 | 335 | 134502 | E3Point Remote Sensor, Carbon Monoxide | VULCAIN ALARM DIVISION | 1309A0060 | 253.968 | 208.5963 | Y | 253.968 | 210.572 | 253.968
HWA-E3SRMH2 | 173042 | 2 | 134502 | E3Point Remote Sensor, Hydrogen | VULCAIN ALARM DIVISION | 1309A0059 | 246.6 | 217.26 | N | 246.6 | 217.26 | 246.6
HWA-E3SRMH2S | 173042 | 2 | 134502 | E3Point Remote Sensor, Hydrogen Sulfide | VULCAIN ALARM DIVISION | 1309A0058 | 303.264 | 247.86 | N | 303.264 | 247.86 | 303.264
HWA-E3SRMM | 10008 | 0 | 134502 | E3Point Remote Sensor, Methane | VULCAIN ALARM DIVISION | 1309A0061 | 265.824 | 255.225 | N | 265.824 | 255.225 | 265.824
HWA-E3SRMM | 173042 | 30 | 134502 | E3Point Remote Sensor, Methane | VULCAIN ALARM DIVISION | 1309A0061 | 265.824 | 227.3073 | Y | 265.824 | 255.225 | 265.824
HWA-E3SRMNO2 | 10008 | 7 | 134502 | E3Point Remote Sensor, Nitrogen Dioxide | VULCAIN ALARM DIVISION | 1309A0057 | 253.968 | 238.5808 | Y | 253.968 | 244.2 | 253.968
HWA-E3SRMNO2 | 10510 | 5 | 134502 | E3Point Remote Sensor, Nitrogen Dioxide | VULCAIN ALARM DIVISION | 1309A0057 | 253.968 | 244.2 | N | 253.968 | 244.2 | 253.968
HWA-E3SRMNO2 | 166557 | 5 | 134502 | E3Point Remote Sensor, Nitrogen Dioxide | VULCAIN ALARM DIVISION | 1309A0057 | 253.968 | 207.57 | Y | 253.968 | 244.2 | 253.968
HWA-E3SRMNO2 | 166561 | 1 | 134502 | E3Point Remote Sensor, Nitrogen Dioxide | VULCAIN ALARM DIVISION | 1309A0057 | 253.968 | 193.05 | N | 253.968 | 244.2 | 253.968
HWA-E3SRMNO2 | 173042 | 8 | 134502 | E3Point Remote Sensor, Nitrogen Dioxide | VULCAIN ALARM DIVISION | 1309A0057 | 253.968 | 207.57 | Y | 253.968 | 244.2 | 253.968
HWA-E3SRMNO2 | 175888 | 1 | 134502 | E3Point Remote Sensor, Nitrogen Dioxide | VULCAIN ALARM DIVISION | 1309A0057 | 253.968 | 238.5808 | Y | 253.968 | 244.2 | 253.968
HWA-E3SRMO2 | 173042 | 2 | 134502 | E3Point Remote Sensor, Oxygen | VULCAIN ALARM DIVISION | 1309A0056 | 303.264 | 247.86 | N | 303.264 | 247.86 | 303.264
HWA-M504530 | 173042 | 2 | 134502 | CF3-CH2F (R134A) (500 ppm), N2 Balance, | VULCAIN ALARM DIVISION | M-504530 | 179.088 | 63.005 | N | 179.088 | 63.005 | 179.088
HWA-S301IRFR134A | 10008 | 2 | 134502 | S301-IRF-R134a Refrigerant Gas Sensor | VULCAIN ALARM DIVISION | S301-IRF-R134A | 1354.08 | 1302 | Y | 1354.08 | 1302 | 1354.08
HWA-S301IRFR134A | 166557 | 1 | 134502 | S301-IRF-R134a Refrigerant Gas Sensor | VULCAIN ALARM DIVISION | S301-IRF-R134A | 1354.08 | 1302 | Y | 1354.08 | 1302 | 1354.08
HWA-S3KCAL | 10008 | 2 | 134502 | CALIBRATION CAP | VULCAIN ALARM DIVISION | S3KCAL | 86.736 | 100 | N | 86.736 | 100 | 100
HWA-SPLCC1BAXCXNZZ | 10008 | 3 | 134502 | Sensepoint XCL Transmitter, Safe Area, I | VULCAIN ALARM DIVISION | SPLCC1BAXCXNZZ | 406.848 | 261.6 | N | 406.848 | 261.6 | 406.848
HWA-SPLCONO2BNDLMAR | 10008 | 2 | 134502 | CO/NO2 Bundle-SPXCL, 4 20mA, Relay, Char | VULCAIN ALARM DIVISION | SPLCONO2-BNDL-MAR | 774.384 | 498.6 | Y | 774.384 | 498.6 | 774.384
HWA-SPXCDULNFXM | 175888 | 1 | 134502 | Sensepoint XCD Transmitters Class I, Div | VULCAIN ALARM DIVISION | SPXCDULNFXM | 1373.424 | 1156.8 | N | 1373.424 | 1156.8 | 1373.424
HWA1309A0038REPURPOSED | 173042 | 5 | 176895 | CO sensor, installed & removed | DO NOT USE | HWA-1309A0038-REPURPOSED | 1 | 1 | N | 1 | 1 | 1
HWF01 | 10510 | 26 | 187590 | Idec IP20 1 NCContact | HALLOCK COMPANY INC. | HW-F01 | 4.544 | 4.544 | Y | 4.544 | 4.544 | 4.544
HWF01 | 175891 | 1 | 187590 | Idec IP20 1 NCContact | HALLOCK COMPANY INC. | HW-F01 | 4.544 | 4.544 | N | 4.544 | 4.544 | 4.544
HWI-0901116AU | 10510 | 59 | 133921 | VALVE STEM BUTTON | HONEYWELL INTERNATIONAL ECC US (HOFS) | 0901116A/U | 39.4189 | 14.3831 | Y | 39.4189 | 20.706 | 39.4189
HWI-0901116AU | 166560 | 4 | 133921 | VALVE STEM BUTTON | HONEYWELL INTERNATIONAL ECC US (HOFS) | 0901116A/U | 39.4189 | 17.64 | N | 39.4189 | 20.706 | 39.4189
HWI-0901116AU | 173042 | 1 | 133921 | VALVE STEM BUTTON | HONEYWELL INTERNATIONAL ECC US (HOFS) | 0901116A/U | 39.4189 | 13.5 | N | 39.4189 | 20.706 | 39.4189
HWI-0901116AU | 175890 | 1 | 133921 | VALVE STEM BUTTON | HONEYWELL INTERNATIONAL ECC US (HOFS) | 0901116A/U | 39.4189 | 20.706 | N | 39.4189 | 20.706 | 39.4189
HWI-0901116AU | 175891 | 2 | 133921 | VALVE STEM BUTTON | HONEYWELL INTERNATIONAL ECC US (HOFS) | 0901116A/U | 39.4189 | 10.78 | Y | 39.4189 | 20.706 | 39.4189
HWI-0901786AU | 10510 | 1 | 133921 | REPACK KIT FOR V5011N | HONEYWELL INTERNATIONAL ECC US (HOFS) | 0901786A/U | 68.2302 | 24.96 | N | 68.2302 | 65.47 | 68.2302
HWI-0901786AU | 166559 | 1 | 133921 | REPACK KIT FOR V5011N | HONEYWELL INTERNATIONAL ECC US (HOFS) | 0901786A/U | 68.2302 | 65.47 | N | 68.2302 | 65.47 | 68.2302
HWI-0901786AU | 166561 | 3 | 133921 | REPACK KIT FOR V5011N | HONEYWELL INTERNATIONAL ECC US (HOFS) | 0901786A/U | 68.2302 | 29.4986 | Y | 68.2302 | 65.47 | 68.2302
HWI-0901786AU | 173042 | 1 | 133921 | REPACK KIT FOR V5011N | HONEYWELL INTERNATIONAL ECC US (HOFS) | 0901786A/U | 68.2302 | 28.7002 | N | 68.2302 | 65.47 | 68.2302
HWI-0901786AU | 175888 | 2 | 133921 | REPACK KIT FOR V5011N | HONEYWELL INTERNATIONAL ECC US (HOFS) | 0901786A/U | 68.2302 | 28.7002 | N | 68.2302 | 65.47 | 68.2302
HWI-0901787AU | 10510 | 2 | 133921 | REBUILD KIT, V5011N, V5013N, FITS 1-1/2 | HONEYWELL INTERNATIONAL ECC US (HOFS) | 0901787A/U | 72.7733 | 41.4183 | Y | 72.7733 | 69.84 | 72.7733
HWI-0901787AU | 166559 | 2 | 133921 | REBUILD KIT, V5011N, V5013N, FITS 1-1/2 | HONEYWELL INTERNATIONAL ECC US (HOFS) | 0901787A/U | 72.7733 | 69.84 | N | 72.7733 | 69.84 | 72.7733
HWI-0901787AU | 166560 | 5 | 133921 | REBUILD KIT, V5011N, V5013N, FITS 1-1/2 | HONEYWELL INTERNATIONAL ECC US (HOFS) | 0901787A/U | 72.7733 | 34.353 | N | 72.7733 | 69.84 | 72.7733
HWI-0901787AU | 175888 | 2 | 133921 | REBUILD KIT, V5011N, V5013N, FITS 1-1/2 | HONEYWELL INTERNATIONAL ECC US (HOFS) | 0901787A/U | 72.7733 | 56.71 | Y | 72.7733 | 69.84 | 72.7733
HWI-0902822 | 10008 | 1 | 133921 | Valve Cartridge | HONEYWELL INTERNATIONAL ECC US (HOFS) | 0902822 | 62.1657 | 36.78 | N | 62.1657 | 36.78 | 62.1657
HWI-0902822 | 175888 | 9 | 133921 | Valve Cartridge | HONEYWELL INTERNATIONAL ECC US (HOFS) | 0902822 | 62.1657 | 29.4 | N | 62.1657 | 36.78 | 62.1657
HWI-102546U | 10510 | 5 | 133921 | BALL JOINT ASSEMBLY FOR DAMPER APPLICATI | HONEYWELL INTERNATIONAL ECC US (HOFS) | 102546/U | 18.7977 | 10.9 | Y | 18.7977 | 10.9 | 18.7977
HWI-102546U | 175888 | 2 | 133921 | BALL JOINT ASSEMBLY FOR DAMPER APPLICATI | HONEYWELL INTERNATIONAL ECC US (HOFS) | 102546/U | 18.7977 | 9.2619 | Y | 18.7977 | 10.9 | 18.7977
HWI-107323AU | 10510 | 20 | 133921 | 107323A Bulb Sun Shield | HONEYWELL INTERNATIONAL ECC US (HOFS) | 107323A/U | 107.649 | 61.8162 | Y | 107.649 | 103.31 | 107.649
HWI-107323AU | 173042 | 4 | 133921 | 107323A Bulb Sun Shield | HONEYWELL INTERNATIONAL ECC US (HOFS) | 107323A/U | 107.649 | 103.31 | Y | 107.649 | 103.31 | 107.649
HWI-107323AU | 175883 | 2 | 133921 | 107323A Bulb Sun Shield | HONEYWELL INTERNATIONAL ECC US (HOFS) | 107323A/U | 107.649 | 7.28 | N | 107.649 | 103.31 | 107.649
HWI-107323AU | 175888 | 4 | 133921 | 107323A Bulb Sun Shield | HONEYWELL INTERNATIONAL ECC US (HOFS) | 107323A/U | 107.649 | 90.0121 | Y | 107.649 | 103.31 | 107.649
HWI-107323AU | 175891 | 1 | 133921 | 107323A Bulb Sun Shield | HONEYWELL INTERNATIONAL ECC US (HOFS) | 107323A/U | 107.649 | 32.4 | Y | 107.649 | 103.31 | 107.649
HWI-107324AU | 10008 | 15 | 133921 | 107324A CAP PLT. ASM. | HONEYWELL INTERNATIONAL ECC US (HOFS) | 107324A/U | 22.4343 | 21.4113 | Y | 22.4343 | 21.5192 | 22.4343
HWI-107324AU | 10510 | 31 | 133921 | 107324A CAP PLT. ASM. | HONEYWELL INTERNATIONAL ECC US (HOFS) | 107324A/U | 22.4343 | 21.3349 | Y | 22.4343 | 21.5192 | 22.4343
HWI-107324AU | 166561 | 1 | 133921 | 107324A CAP PLT. ASM. | HONEYWELL INTERNATIONAL ECC US (HOFS) | 107324A/U | 22.4343 | 13.91 | N | 22.4343 | 21.5192 | 22.4343
HWI-107324AU | 173042 | 3 | 133921 | 107324A CAP PLT. ASM. | HONEYWELL INTERNATIONAL ECC US (HOFS) | 107324A/U | 22.4343 | 19.7438 | Y | 22.4343 | 21.5192 | 22.4343
HWI-107324AU | 175888 | 3 | 133921 | 107324A CAP PLT. ASM. | HONEYWELL INTERNATIONAL ECC US (HOFS) | 107324A/U | 22.4343 | 21.32 | Y | 22.4343 | 21.5192 | 22.4343
HWI-107324AU | 175891 | 9 | 133921 | 107324A CAP PLT. ASM. | HONEYWELL INTERNATIONAL ECC US (HOFS) | 107324A/U | 22.4343 | 21.5192 | Y | 22.4343 | 21.5192 | 22.4343
HWI-107408U | 10008 | 23 | 133921 | Honeywell Heat Conduction Compound | HONEYWELL INTERNATIONAL ECC US (HOFS) | 107408/U | 18.7977 | 18.04 | Y | 18.7977 | 18.04 | 18.7977
HWI-107408U | 10510 | 24 | 133921 | Honeywell Heat Conduction Compound | HONEYWELL INTERNATIONAL ECC US (HOFS) | 107408/U | 18.7977 | 17.9104 | Y | 18.7977 | 18.04 | 18.7977
HWI-107408U | 166553 | 9 | 133921 | Honeywell Heat Conduction Compound | HONEYWELL INTERNATIONAL ECC US (HOFS) | 107408/U | 18.7977 | 17.9039 | Y | 18.7977 | 18.04 | 18.7977
HWI-107408U | 166557 | 1 | 133921 | Honeywell Heat Conduction Compound | HONEYWELL INTERNATIONAL ECC US (HOFS) | 107408/U | 18.7977 | 17.34 | Y | 18.7977 | 18.04 | 18.7977
HWI-107408U | 166560 | 4 | 133921 | Honeywell Heat Conduction Compound | HONEYWELL INTERNATIONAL ECC US (HOFS) | 107408/U | 18.7977 | 16.93 | Y | 18.7977 | 18.04 | 18.7977
HWI-107408U | 166561 | 5 | 133921 | Honeywell Heat Conduction Compound | HONEYWELL INTERNATIONAL ECC US (HOFS) | 107408/U | 18.7977 | 18.04 | Y | 18.7977 | 18.04 | 18.7977
HWI-107408U | 173042 | 4 | 133921 | Honeywell Heat Conduction Compound | HONEYWELL INTERNATIONAL ECC US (HOFS) | 107408/U | 18.7977 | 18.04 | Y | 18.7977 | 18.04 | 18.7977
HWI-107408U | 175888 | 3 | 133921 | Honeywell Heat Conduction Compound | HONEYWELL INTERNATIONAL ECC US (HOFS) | 107408/U | 18.7977 | 16.8318 | Y | 18.7977 | 18.04 | 18.7977
HWI-107408U | 175890 | 1 | 133921 | Honeywell Heat Conduction Compound | HONEYWELL INTERNATIONAL ECC US (HOFS) | 107408/U | 18.7977 | 16.8318 | Y | 18.7977 | 18.04 | 18.7977
HWI-107408U | 175891 | 6 | 133921 | Honeywell Heat Conduction Compound | HONEYWELL INTERNATIONAL ECC US (HOFS) | 107408/U | 18.7977 | 15.5059 | Y | 18.7977 | 18.04 | 18.7977
HWI-10BASET1LADAPT0 | 10008 | 0 | 133921 | IP - T1L MEDIA ADAPTER (NO POWER SUPPLY) | HONEYWELL INTERNATIONAL ECC US (HOFS) | 10BASE-T1L-ADAPT-0 | 153.2 | 153.2 | Y | 153.2 | 153.2 | 153.2
HWI-10BASET1LADAPT0 | 166553 | 2 | 133921 | IP - T1L MEDIA ADAPTER (NO POWER SUPPLY) | HONEYWELL INTERNATIONAL ECC US (HOFS) | 10BASE-T1L-ADAPT-0 | 153.2 | 153.2 | Y | 153.2 | 153.2 | 153.2
HWI-10BASET1LADAPT0 | 166559 | 6 | 133921 | IP - T1L MEDIA ADAPTER (NO POWER SUPPLY) | HONEYWELL INTERNATIONAL ECC US (HOFS) | 10BASE-T1L-ADAPT-0 | 153.2 | 153.2 | N | 153.2 | 153.2 | 153.2
HWI-10BASET1LADAPT0 | 175883 | 5 | 133921 | IP - T1L MEDIA ADAPTER (NO POWER SUPPLY) | HONEYWELL INTERNATIONAL ECC US (HOFS) | 10BASE-T1L-ADAPT-0 | 153.2 | 153.2 | Y | 153.2 | 153.2 | 153.2
HWI-10BASET1LADAPT0 | 175891 | 9 | 133921 | IP - T1L MEDIA ADAPTER (NO POWER SUPPLY) | HONEYWELL INTERNATIONAL ECC US (HOFS) | 10BASE-T1L-ADAPT-0 | 153.2 | 152.434 | Y | 153.2 | 153.2 | 153.2
HWI-112622AAU | 166553 | 1 | 133921 | 1/2NPT WELL FOR 1/2 BULB T675;8 THER | HONEYWELL INTERNATIONAL ECC US (HOFS) | 112622AA/U | 34.2686 | 25.2427 | N | 34.2686 | 25.2427 | 34.2686
HWI-112622AAU | 175890 | 1 | 133921 | 1/2NPT WELL FOR 1/2 BULB T675;8 THER | HONEYWELL INTERNATIONAL ECC US (HOFS) | 112622AA/U | 34.2686 | 21.6757 | N | 34.2686 | 25.2427 | 34.2686
HWI-112622AAUPMW2SLS | 173042 | 1 | 133921 | WELL ASSEMBLY FOR T675 AND T678. | HONEYWELL INTERNATIONAL ECC US (HOFS) | 112622AA/U (PMW 2SLS) | 12.54 | 12.54 | N | 12.54 | 12.54 | 12.54
HWI-112630AAU | 10510 | 4 | 133921 | 3/4NPT WELL FOR 1/2BULB T675;8 | HONEYWELL INTERNATIONAL ECC US (HOFS) | 112630AA/U | 57.6122 | 51.11 | Y | 57.6122 | 51.11 | 57.6122
HWI-112632AAU | 175883 | 4 | 133921 | WELL & CLIP ASSEMBLY | HONEYWELL INTERNATIONAL ECC US (HOFS) | 112632AA/U | 266.8354 | 0.0025 | N | 266.8354 | 0.0025 | 266.8354
HWI-121371BUPMW3S | 173042 | 2 | 133921 | 3/4"COP WELL FOR L4006,L6006 AQUA | HONEYWELL INTERNATIONAL ECC US (HOFS) | 121371B/U (PMW 3S) | 9.85 | 9.85 | N | 9.85 | 9.85 | 9.85
HWI-121371EU | 10510 | 1 | 133921 | SS WELL, 1/2" NPT, 3/8" BULB SIZE | HONEYWELL INTERNATIONAL ECC US (HOFS) | 121371E/U | 197.0943 | 148.4045 | N | 197.0943 | 161.9363 | 197.0943
HWI-121371EU | 175891 | 6 | 133921 | SS WELL, 1/2" NPT, 3/8" BULB SIZE | HONEYWELL INTERNATIONAL ECC US (HOFS) | 121371E/U | 197.0943 | 161.9363 | Y | 197.0943 | 161.9363 | 197.0943
HWI-14000742002U | 175891 | 49 | 133921 | 2-PIPE AIRHEAD- NO TUBING. | HONEYWELL INTERNATIONAL ECC US (HOFS) | 14000742-002/U | 7.2732 | 2.8 | N | 7.2732 | 2.8 | 7.2732
HWI-14001496001U | 175891 | 4 | 133921 | 14001496-001 ADAPTOR PLATE FOR MTG. | HONEYWELL INTERNATIONAL ECC US (HOFS) | 14001496-001/U | 16.3698 | 5.59 | N | 16.3698 | 5.59 | 16.3698
HWI-14002039001U | 10510 | 1 | 133921 | SLEEVE & SEAL FOR MP953D | HONEYWELL INTERNATIONAL ECC US (HOFS) | 14002039-001/U | 23.4554 | 8.86 | Y | 23.4554 | 13.5106 | 23.4554
HWI-14002039001U | 166559 | 3 | 133921 | SLEEVE & SEAL FOR MP953D | HONEYWELL INTERNATIONAL ECC US (HOFS) | 14002039-001/U | 23.4554 | 8.378 | N | 23.4554 | 13.5106 | 23.4554
HWI-14002039001U | 166560 | 5 | 133921 | SLEEVE & SEAL FOR MP953D | HONEYWELL INTERNATIONAL ECC US (HOFS) | 14002039-001/U | 23.4554 | 8.399 | Y | 23.4554 | 13.5106 | 23.4554
HWI-14002039001U | 166561 | 7 | 133921 | SLEEVE & SEAL FOR MP953D | HONEYWELL INTERNATIONAL ECC US (HOFS) | 14002039-001/U | 23.4554 | 9.1041 | N | 23.4554 | 13.5106 | 23.4554
HWI-14002039001U | 175888 | 17 | 133921 | SLEEVE & SEAL FOR MP953D | HONEYWELL INTERNATIONAL ECC US (HOFS) | 14002039-001/U | 23.4554 | 13.2596 | Y | 23.4554 | 13.5106 | 23.4554
HWI-14002039001U | 175890 | 7 | 133921 | SLEEVE & SEAL FOR MP953D | HONEYWELL INTERNATIONAL ECC US (HOFS) | 14002039-001/U | 23.4554 | 13.5106 | N | 23.4554 | 13.5106 | 23.4554
HWI-14002039001U | 175891 | 6 | 133921 | SLEEVE & SEAL FOR MP953D | HONEYWELL INTERNATIONAL ECC US (HOFS) | 14002039-001/U | 23.4554 | 12.1837 | Y | 23.4554 | 13.5106 | 23.4554
HWI-14002040002U | 166553 | 7 | 133921 | 14002040-002 DIAPHRAGM, MAIN, FOR | HONEYWELL INTERNATIONAL ECC US (HOFS) | 14002040-002/U | 40.6276 | 12.88 | N | 40.6276 | 21.2538 | 40.6276
HWI-14002040002U | 166561 | 6 | 133921 | 14002040-002 DIAPHRAGM, MAIN, FOR | HONEYWELL INTERNATIONAL ECC US (HOFS) | 14002040-002/U | 40.6276 | 14.5318 | N | 40.6276 | 21.2538 | 40.6276
HWI-14002040002U | 175888 | 9 | 133921 | 14002040-002 DIAPHRAGM, MAIN, FOR | HONEYWELL INTERNATIONAL ECC US (HOFS) | 14002040-002/U | 40.6276 | 21.2538 | Y | 40.6276 | 21.2538 | 40.6276
HWI-14002040002U | 175890 | 7 | 133921 | 14002040-002 DIAPHRAGM, MAIN, FOR | HONEYWELL INTERNATIONAL ECC US (HOFS) | 14002040-002/U | 40.6276 | 21.2538 | N | 40.6276 | 21.2538 | 40.6276
HWI-14002040002U | 175891 | 5 | 133921 | 14002040-002 DIAPHRAGM, MAIN, FOR | HONEYWELL INTERNATIONAL ECC US (HOFS) | 14002040-002/U | 40.6276 | 19.8865 | Y | 40.6276 | 21.2538 | 40.6276
HWI-14002053001U | 10510 | 3 | 133921 | WALLPLATE ASSEMBLY | HONEYWELL INTERNATIONAL ECC US (HOFS) | 14002053-001/U | 6.971 | 2.754 | N | 6.971 | 3.155 | 6.971
HWI-14002053001U | 166553 | 2 | 133921 | WALLPLATE ASSEMBLY | HONEYWELL INTERNATIONAL ECC US (HOFS) | 14002053-001/U | 6.971 | 2.72 | N | 6.971 | 3.155 | 6.971
HWI-14002053001U | 166561 | 5 | 133921 | WALLPLATE ASSEMBLY | HONEYWELL INTERNATIONAL ECC US (HOFS) | 14002053-001/U | 6.971 | 2.79 | N | 6.971 | 3.155 | 6.971
HWI-14002053001U | 175891 | 2 | 133921 | WALLPLATE ASSEMBLY | HONEYWELL INTERNATIONAL ECC US (HOFS) | 14002053-001/U | 6.971 | 3.155 | Y | 6.971 | 3.155 | 6.971
HWI-14002136005U | 175891 | 5 | 133921 | DECORATIVE WALLPLATE, BEIGE, USED WITH T | HONEYWELL INTERNATIONAL ECC US (HOFS) | 14002136-005/U | 7.5 | 3.56 | N | 7.5 | 3.56 | 7.5
HWI-14002573001U | 10510 | 2 | 133921 | Modernization Kit to convert to TP97 | HONEYWELL INTERNATIONAL ECC US (HOFS) | 14002573-001/U | 168.5956 | 146.95 | Y | 168.5956 | 146.95 | 168.5956
HWI-14002573001U | 175888 | 2 | 133921 | Modernization Kit to convert to TP97 | HONEYWELL INTERNATIONAL ECC US (HOFS) | 14002573-001/U | 168.5956 | 146.95 | Y | 168.5956 | 146.95 | 168.5956
HWI-14002695008U | 10510 | 1 | 133921 | VALVE REPACK/REBUILD KIT FOR V5011C, & G | HONEYWELL INTERNATIONAL ECC US (HOFS) | 14002695-008/U | 251.6743 | 88.86 | N | 251.6743 | 88.86 | 251.6743
HWI-14002695008U | 175891 | 1 | 133921 | VALVE REPACK/REBUILD KIT FOR V5011C, & G | HONEYWELL INTERNATIONAL ECC US (HOFS) | 14002695-008/U | 251.6743 | 88.86 | N | 251.6743 | 88.86 | 251.6743
HWI-14002850001U | 175883 | 1 | 133921 | 5" STAMPED MOUNTING BRACKET FOR MP90 | HONEYWELL INTERNATIONAL ECC US (HOFS) | 14002850-001/U | 20.9234 | 7.07 | N | 20.9234 | 7.07 | 20.9234
HWI-14002913002U | 10510 | 11 | 133921 | .007 IN. RED FILTER RESTRICTION ASM 1/4 | HONEYWELL INTERNATIONAL ECC US (HOFS) | 14002913-002/U | 21.2255 | 13.1827 | Y | 21.2255 | 13.1827 | 21.2255
HWI-14002913002U | 175883 | 6 | 133921 | .007 IN. RED FILTER RESTRICTION ASM 1/4 | HONEYWELL INTERNATIONAL ECC US (HOFS) | 14002913-002/U | 21.2255 | 3.87 | N | 21.2255 | 13.1827 | 21.2255
HWI-14002913002U | 175888 | 14 | 133921 | .007 IN. RED FILTER RESTRICTION ASM 1/4 | HONEYWELL INTERNATIONAL ECC US (HOFS) | 14002913-002/U | 21.2255 | 8.0145 | N | 21.2255 | 13.1827 | 21.2255
HWI-14002913004U | 166559 | 14 | 133921 | .005 in. external Restriction Assembly | HONEYWELL INTERNATIONAL ECC US (HOFS) | 14002913-004/U | 19.402 | 3.41 | N | 19.402 | 3.41 | 19.402
HWI-14003102001U | 10510 | 4 | 133921 | REPLACEMENT TOP ASSEMBLY | HONEYWELL INTERNATIONAL ECC US (HOFS) | 14003102-001/U | 26.6856 | 25.4968 | Y | 26.6856 | 25.4968 | 26.6856
HWI-14003102001U | 175888 | 2 | 133921 | REPLACEMENT TOP ASSEMBLY | HONEYWELL INTERNATIONAL ECC US (HOFS) | 14003102-001/U | 26.6856 | 12.3059 | N | 26.6856 | 25.4968 | 26.6856
HWI-14003102001U | 175891 | 1 | 133921 | REPLACEMENT TOP ASSEMBLY | HONEYWELL INTERNATIONAL ECC US (HOFS) | 14003102-001/U | 26.6856 | 22.0982 | Y | 26.6856 | 25.4968 | 26.6856
HWI-14003111006U | 10510 | 3 | 133921 | VALVE REPACK/REBUILD KIT | HONEYWELL INTERNATIONAL ECC US (HOFS) | 14003111-006/U | 330.512 | 146.6233 | N | 330.512 | 146.6233 | 330.512
HWI-14003111006U | 166559 | 1 | 133921 | VALVE REPACK/REBUILD KIT | HONEYWELL INTERNATIONAL ECC US (HOFS) | 14003111-006/U | 330.512 | 124.65 | N | 330.512 | 146.6233 | 330.512
HWI-14003111008U | 10510 | 2 | 133921 | 14003111-008 TRADELINE KIT FOR | HONEYWELL INTERNATIONAL ECC US (HOFS) | 14003111-008/U | 215.2876 | 137.84 | Y | 215.2876 | 197.34 | 215.2876
HWI-14003111008U | 173042 | 0 | 133921 | 14003111-008 TRADELINE KIT FOR | HONEYWELL INTERNATIONAL ECC US (HOFS) | 14003111-008/U | 215.2876 | 197.34 | N | 215.2876 | 197.34 | 215.2876
HWI-14003115001U | 10510 | 1 | 133921 | REBUILD KIT FOR 1/2in, 2.0 CV VP525A. W/ | HONEYWELL INTERNATIONAL ECC US (HOFS) | 14003115-001/U | 212.2554 | 203.42 | Y | 212.2554 | 203.42 | 212.2554
HWI-14003118001U | 10510 | 1 | 133921 | REBUILD KIT FOR 3/4in, 5.0 CV VP525A. W/ | HONEYWELL INTERNATIONAL ECC US (HOFS) | 14003118-001/U | 288.0609 | 126.03 | N | 288.0609 | 126.03 | 288.0609
HWI-14003121002U | 10510 | 1 | 133921 | FILTER ELEMENT | HONEYWELL INTERNATIONAL ECC US (HOFS) | 14003121-002/U | 22.626 | 22.626 | N | 22.626 | 22.626 | 22.626
HWI-14003124002U | 10510 | 1 | 133921 | REPAIR KIT FOR MP953B,D, &F. DIAPHRAGM A | HONEYWELL INTERNATIONAL ECC US (HOFS) | 14003124-002/U | 143.4209 | 137.64 | Y | 143.4209 | 137.64 | 143.4209
HWI-14003192001U | 10510 | 2 | 133921 | HW Pneumatic Stat Adapter Plate | HONEYWELL INTERNATIONAL ECC US (HOFS) | 14003192-001/U | 114.3178 | 39.75 | N | 114.3178 | 39.75 | 114.3178
HWI-14003192001U | 166553 | 1 | 133921 | HW Pneumatic Stat Adapter Plate | HONEYWELL INTERNATIONAL ECC US (HOFS) | 14003192-001/U | 114.3178 | 32.88 | N | 114.3178 | 39.75 | 114.3178
HWI-14003294002U | 166553 | 2 | 133921 | REPACK KIT V5011C AND V5011G WITH 1/4 IN | HONEYWELL INTERNATIONAL ECC US (HOFS) | 14003294-002/U | 89.4557 | 20.5218 | N | 89.4557 | 43.5473 | 89.4557
HWI-14003294002U | 166557 | 1 | 133921 | REPACK KIT V5011C AND V5011G WITH 1/4 IN | HONEYWELL INTERNATIONAL ECC US (HOFS) | 14003294-002/U | 89.4557 | 37.34 | N | 89.4557 | 43.5473 | 89.4557
HWI-14003294002U | 173042 | 0 | 133921 | REPACK KIT V5011C AND V5011G WITH 1/4 IN | HONEYWELL INTERNATIONAL ECC US (HOFS) | 14003294-002/U | 89.4557 | 43.5473 | N | 89.4557 | 43.5473 | 89.4557
HWI-14003294002U | 175888 | 1 | 133921 | REPACK KIT V5011C AND V5011G WITH 1/4 IN | HONEYWELL INTERNATIONAL ECC US (HOFS) | 14003294-002/U | 89.4557 | 37.78 | N | 89.4557 | 43.5473 | 89.4557
HWI-14003294004U | 10008 | 1 | 133921 | TRADELINE KIT FOR XV5011 & XV5013 | HONEYWELL INTERNATIONAL ECC US (HOFS) | 14003294-004/U | 104.6168 | 77.8456 | Y | 104.6168 | 77.8456 | 104.6168
HWI-14003294004U | 10510 | 7 | 133921 | TRADELINE KIT FOR XV5011 & XV5013 | HONEYWELL INTERNATIONAL ECC US (HOFS) | 14003294-004/U | 104.6168 | 42.97 | Y | 104.6168 | 77.8456 | 104.6168
HWI-14003294004U | 166553 | 2 | 133921 | TRADELINE KIT FOR XV5011 & XV5013 | HONEYWELL INTERNATIONAL ECC US (HOFS) | 14003294-004/U | 104.6168 | 40.58 | N | 104.6168 | 77.8456 | 104.6168
HWI-14003294004U | 166557 | 3 | 133921 | TRADELINE KIT FOR XV5011 & XV5013 | HONEYWELL INTERNATIONAL ECC US (HOFS) | 14003294-004/U | 104.6168 | 41.8 | Y | 104.6168 | 77.8456 | 104.6168
HWI-14003294004U | 166559 | 2 | 133921 | TRADELINE KIT FOR XV5011 & XV5013 | HONEYWELL INTERNATIONAL ECC US (HOFS) | 14003294-004/U | 104.6168 | 77.11 | N | 104.6168 | 77.8456 | 104.6168
HWI-14003294004U | 166560 | 2 | 133921 | TRADELINE KIT FOR XV5011 & XV5013 | HONEYWELL INTERNATIONAL ECC US (HOFS) | 14003294-004/U | 104.6168 | 36.576 | N | 104.6168 | 77.8456 | 104.6168
HWI-14003294004U | 173042 | 4 | 133921 | TRADELINE KIT FOR XV5011 & XV5013 | HONEYWELL INTERNATIONAL ECC US (HOFS) | 14003294-004/U | 104.6168 | 48.42 | N | 104.6168 | 77.8456 | 104.6168
HWI-14003294004U | 175891 | 3 | 133921 | TRADELINE KIT FOR XV5011 & XV5013 | HONEYWELL INTERNATIONAL ECC US (HOFS) | 14003294-004/U | 104.6168 | 68.9848 | Y | 104.6168 | 77.8456 | 104.6168
HWI-14003295002U | 10008 | 2 | 133921 | VALVE REPACK KIT FOR V5011, V5013 & V501 | HONEYWELL INTERNATIONAL ECC US (HOFS) | 14003295-002/U | 63.6766 | 39.395 | N | 63.6766 | 49.1 | 63.6766
HWI-14003295002U | 10510 | 2 | 133921 | VALVE REPACK KIT FOR V5011, V5013 & V501 | HONEYWELL INTERNATIONAL ECC US (HOFS) | 14003295-002/U | 63.6766 | 49.1 | Y | 63.6766 | 49.1 | 63.6766
HWI-14003295002U | 166559 | 1 | 133921 | VALVE REPACK KIT FOR V5011, V5013 & V501 | HONEYWELL INTERNATIONAL ECC US (HOFS) | 14003295-002/U | 63.6766 | 48.27 | N | 63.6766 | 49.1 | 63.6766
HWI-14003295002U | 166560 | 5 | 133921 | VALVE REPACK KIT FOR V5011, V5013 & V501 | HONEYWELL INTERNATIONAL ECC US (HOFS) | 14003295-002/U | 63.6766 | 27.4374 | N | 63.6766 | 49.1 | 63.6766
HWI-14003295002U | 166561 | 2 | 133921 | VALVE REPACK KIT FOR V5011, V5013 & V501 | HONEYWELL INTERNATIONAL ECC US (HOFS) | 14003295-002/U | 63.6766 | 48.27 | N | 63.6766 | 49.1 | 63.6766
HWI-14003295002U | 175883 | 2 | 133921 | VALVE REPACK KIT FOR V5011, V5013 & V501 | HONEYWELL INTERNATIONAL ECC US (HOFS) | 14003295-002/U | 63.6766 | 17.94 | N | 63.6766 | 49.1 | 63.6766
HWI-14003295004U | 10008 | 6 | 133921 | Honeywell Valve Repack Kit | HONEYWELL INTERNATIONAL ECC US (HOFS) | 14003295-004/U | 115.2244 | 86.2083 | N | 115.2244 | 105.25 | 115.2244
HWI-14003295004U | 10510 | 5 | 133921 | Honeywell Valve Repack Kit | HONEYWELL INTERNATIONAL ECC US (HOFS) | 14003295-004/U | 115.2244 | 91.43 | Y | 115.2244 | 105.25 | 115.2244
HWI-14003295004U | 166559 | 2 | 133921 | Honeywell Valve Repack Kit | HONEYWELL INTERNATIONAL ECC US (HOFS) | 14003295-004/U | 115.2244 | 105.25 | N | 115.2244 | 105.25 | 115.2244
HWI-14003295004U | 166560 | 5 | 133921 | Honeywell Valve Repack Kit | HONEYWELL INTERNATIONAL ECC US (HOFS) | 14003295-004/U | 115.2244 | 96.8033 | N | 115.2244 | 105.25 | 115.2244
HWI-14003295004U | 166561 | 3 | 133921 | Honeywell Valve Repack Kit | HONEYWELL INTERNATIONAL ECC US (HOFS) | 14003295-004/U | 115.2244 | 96.8033 | N | 115.2244 | 105.25 | 115.2244
HWI-14003295004U | 175888 | 3 | 133921 | Honeywell Valve Repack Kit | HONEYWELL INTERNATIONAL ECC US (HOFS) | 14003295-004/U | 115.2244 | 58.1212 | Y | 115.2244 | 105.25 | 115.2244
HWI-14003295004U | 175891 | 1 | 133921 | Honeywell Valve Repack Kit | HONEYWELL INTERNATIONAL ECC US (HOFS) | 14003295-004/U | 115.2244 | 101.2 | Y | 115.2244 | 105.25 | 115.2244
HWI-14003296002U | 10510 | 1 | 133921 | VALVE REPACK KIT | HONEYWELL INTERNATIONAL ECC US (HOFS) | 14003296-002/U | 83.3913 | 46.3293 | Y | 83.3913 | 76.895 | 83.3913
HWI-14003296002U | 166557 | 2 | 133921 | VALVE REPACK KIT | HONEYWELL INTERNATIONAL ECC US (HOFS) | 14003296-002/U | 83.3913 | 37.76 | Y | 83.3913 | 76.895 | 83.3913
HWI-14003296002U | 166559 | 2 | 133921 | VALVE REPACK KIT | HONEYWELL INTERNATIONAL ECC US (HOFS) | 14003296-002/U | 83.3913 | 36.8 | N | 83.3913 | 76.895 | 83.3913
HWI-14003296002U | 166560 | 4 | 133921 | VALVE REPACK KIT | HONEYWELL INTERNATIONAL ECC US (HOFS) | 14003296-002/U | 83.3913 | 41.274 | N | 83.3913 | 76.895 | 83.3913
HWI-14003296002U | 175888 | 4 | 133921 | VALVE REPACK KIT | HONEYWELL INTERNATIONAL ECC US (HOFS) | 14003296-002/U | 83.3913 | 76.895 | Y | 83.3913 | 76.895 | 83.3913
HWI-14003296002U | 175891 | 15 | 133921 | VALVE REPACK KIT | HONEYWELL INTERNATIONAL ECC US (HOFS) | 14003296-002/U | 83.3913 | 31.6174 | N | 83.3913 | 76.895 | 83.3913
HWI-14003297001U | 10510 | 1 | 133921 | Repak kit for Honeywell VP526a, VP52 | HONEYWELL INTERNATIONAL ECC US (HOFS) | 14003297-001/U | 57.6122 | 26.75 | N | 57.6122 | 26.75 | 57.6122
HWI-14003297001U | 166553 | 5 | 133921 | Repak kit for Honeywell VP526a, VP52 | HONEYWELL INTERNATIONAL ECC US (HOFS) | 14003297-001/U | 57.6122 | 20.0419 | N | 57.6122 | 26.75 | 57.6122
HWI-14003297001U | 175891 | 10 | 133921 | Repak kit for Honeywell VP526a, VP52 | HONEYWELL INTERNATIONAL ECC US (HOFS) | 14003297-001/U | 57.6122 | 24.51 | N | 57.6122 | 26.75 | 57.6122
HWI-14003640001U | 10008 | 4 | 133921 | BRACKET FOR MP909D | HONEYWELL INTERNATIONAL ECC US (HOFS) | 14003640-001/U | 10.0032 | 6.1075 | N | 10.0032 | 9.402 | 10.0032
HWI-14003640001U | 166559 | 6 | 133921 | BRACKET FOR MP909D | HONEYWELL INTERNATIONAL ECC US (HOFS) | 14003640-001/U | 10.0032 | 9.402 | Y | 10.0032 | 9.402 | 10.0032
HWI-14003640001U | 175883 | 1 | 133921 | BRACKET FOR MP909D | HONEYWELL INTERNATIONAL ECC US (HOFS) | 14003640-001/U | 10.0032 | 2.07 | N | 10.0032 | 9.402 | 10.0032
HWI-14003648001U | 10510 | 2 | 133921 | BAG ASM VANDALISM PROOF VP525,531 | HONEYWELL INTERNATIONAL ECC US (HOFS) | 14003648-001/U | 80.359 | 71.12 | Y | 80.359 | 77.115 | 80.359
HWI-14003648001U | 175891 | 4 | 133921 | BAG ASM VANDALISM PROOF VP525,531 | HONEYWELL INTERNATIONAL ECC US (HOFS) | 14003648-001/U | 80.359 | 77.115 | Y | 80.359 | 77.115 | 80.359
HWI-14004062003U | 175888 | 1 | 133921 | Internal Mounting Bracket | HONEYWELL INTERNATIONAL ECC US (HOFS) | 14004062-003/U | 310.193 | 94.28 | N | 310.193 | 94.28 | 310.193
HWI-14004236001U | 175888 | 15 | 133921 | 14004236-001 | HONEYWELL INTERNATIONAL ECC US (HOFS) | 14004236-001/U | 61.2488 | 18.63 | N | 61.2488 | 18.63 | 61.2488
HWI-14004236001U | 175890 | 7 | 133921 | 14004236-001 | HONEYWELL INTERNATIONAL ECC US (HOFS) | 14004236-001/U | 61.2488 | 18.63 | N | 61.2488 | 18.63 | 61.2488
HWI-14004242001U | 166559 | 21 | 133921 | ADAPTOR | HONEYWELL INTERNATIONAL ECC US (HOFS) | 14004242-001/U | 73.0755 | 10.17 | N | 73.0755 | 10.17 | 73.0755
HWI-14004401002U | 166553 | 1 | 133921 | 14004401-002 CONVERTASTAT WALL | HONEYWELL INTERNATIONAL ECC US (HOFS) | 14004401-002/U | 13.9524 | 4.9367 | N | 13.9524 | 5.9333 | 13.9524
HWI-14004401002U | 166559 | 1 | 133921 | 14004401-002 CONVERTASTAT WALL | HONEYWELL INTERNATIONAL ECC US (HOFS) | 14004401-002/U | 13.9524 | 5.9333 | N | 13.9524 | 5.9333 | 13.9524
HWI-14004401002U | 166561 | 8 | 133921 | 14004401-002 CONVERTASTAT WALL | HONEYWELL INTERNATIONAL ECC US (HOFS) | 14004401-002/U | 13.9524 | 5.06 | N | 13.9524 | 5.9333 | 13.9524
HWI-14004406115U | 175891 | 1 | 133921 | SATIN CHROME COVER. VERTICAL MOUNTING, S | HONEYWELL INTERNATIONAL ECC US (HOFS) | 14004406-115/U | 45.06 | 1.3 | N | 45.06 | 1.3 | 45.06
HWI-14004406800U | 10008 | 7 | 133921 | STAT COVER, SATIN CHROME, HORIZONTAL OR | HONEYWELL INTERNATIONAL ECC US (HOFS) | 14004406-800/U | 39.44 | 17.99 | N | 39.44 | 21.73 | 39.44
HWI-14004406800U | 166561 | 5 | 133921 | STAT COVER, SATIN CHROME, HORIZONTAL OR | HONEYWELL INTERNATIONAL ECC US (HOFS) | 14004406-800/U | 39.44 | 21.73 | N | 39.44 | 21.73 | 39.44
HWI-14004406901U | 175891 | 1 | 133921 | STAT COVER-CHROM | HONEYWELL INTERNATIONAL ECC US (HOFS) | 14004406-901/U | 40.0232 | 34.66 | N | 40.0232 | 34.66 | 40.0232
HWI-14004406910CU | 10510 | 11 | 133921 | Chrome Thermostat Cover Kit, 60-90F | HONEYWELL INTERNATIONAL ECC US (HOFS) | 14004406-910C/U | 66.4067 | 63.73 | Y | 66.4067 | 63.73 | 66.4067
HWI-14004406910CU | 175891 | 7 | 133921 | Chrome Thermostat Cover Kit, 60-90F | HONEYWELL INTERNATIONAL ECC US (HOFS) | 14004406-910C/U | 66.4067 | 0 | N | 66.4067 | 63.73 | 66.4067
HWI-14004406910U | 166560 | 2 | 133921 | 14004406-910 SATIN CHROME COVER, | HONEYWELL INTERNATIONAL ECC US (HOFS) | 14004406-910/U | 74.899 | 23.85 | N | 74.899 | 52.6518 | 74.899
HWI-14004406910U | 175888 | 3 | 133921 | 14004406-910 SATIN CHROME COVER, | HONEYWELL INTERNATIONAL ECC US (HOFS) | 14004406-910/U | 74.899 | 52.6518 | Y | 74.899 | 52.6518 | 74.899
HWI-14004406910U | 175890 | 1 | 133921 | 14004406-910 SATIN CHROME COVER, | HONEYWELL INTERNATIONAL ECC US (HOFS) | 14004406-910/U | 74.899 | 29.1815 | N | 74.899 | 52.6518 | 74.899
HWI-14004407910U | 10510 | 2 | 133921 | THERMOSTAT COVER KIT-BEIGE,INCLUDES | HONEYWELL INTERNATIONAL ECC US (HOFS) | 14004407-910/U | 114.3178 | 90.864 | Y | 114.3178 | 90.864 | 114.3178
HWI-14004438001U | 166559 | 16 | 133921 | Setpoint conceal plate for TP970, ch | HONEYWELL INTERNATIONAL ECC US (HOFS) | 14004438-001/U | 6.25 | 3.16 | N | 6.25 | 6.26 | 6.26
HWI-14004438001U | 175891 | 1 | 133921 | Setpoint conceal plate for TP970, ch | HONEYWELL INTERNATIONAL ECC US (HOFS) | 14004438-001/U | 6.25 | 6.26 | N | 6.25 | 6.26 | 6.26
HWI-14004459001U | 175891 | 10 | 133921 | SCALEPLATE BAG ASSEMBLY 60-90F, TP970A-D | HONEYWELL INTERNATIONAL ECC US (HOFS) | 14004459-001/U | 18.56 | 5.944 | N | 18.56 | 5.944 | 18.56
HWI-14004623001U | 166553 | 8 | 133921 | Valve Stem Button V5011/V5013 | HONEYWELL INTERNATIONAL ECC US (HOFS) | 14004623-001/U | 6.6688 | 2.32 | N | 6.6688 | 3.1188 | 6.6688
HWI-14004623001U | 166557 | 4 | 133921 | Valve Stem Button V5011/V5013 | HONEYWELL INTERNATIONAL ECC US (HOFS) | 14004623-001/U | 6.6688 | 3.1188 | N | 6.6688 | 3.1188 | 6.6688
HWI-14004623001U | 166561 | 9 | 133921 | Valve Stem Button V5011/V5013 | HONEYWELL INTERNATIONAL ECC US (HOFS) | 14004623-001/U | 6.6688 | 3.1188 | N | 6.6688 | 3.1188 | 6.6688
HWI-14004623001U | 175888 | 51 | 133921 | Valve Stem Button V5011/V5013 | HONEYWELL INTERNATIONAL ECC US (HOFS) | 14004623-001/U | 6.6688 | 2.6681 | N | 6.6688 | 3.1188 | 6.6688
HWI-14004697001U | 10008 | 3 | 133921 | Honeywell Stem extension | HONEYWELL INTERNATIONAL ECC US (HOFS) | 14004697-001/U | 40.56 | 19.57 | N | 40.56 | 19.57 | 40.56
HWI-14004878910U | 175888 | 2 | 133921 | Premier White Pneumatic Stat COVER o | HONEYWELL INTERNATIONAL ECC US (HOFS) | 14004878-910/U | 286.05 | 260.04 | Y | 286.05 | 260.04 | 286.05
HWI-14004878910U | 175891 | 2 | 133921 | Premier White Pneumatic Stat COVER o | HONEYWELL INTERNATIONAL ECC US (HOFS) | 14004878-910/U | 286.05 | 94.06 | N | 286.05 | 260.04 | 286.05
HWI-14004898001U | 175888 | 1 | 133921 | REPAIR TOP & INSERT FOR VP531A and C | HONEYWELL INTERNATIONAL ECC US (HOFS) | 14004898-001/U | 275.932 | 67.4966 | N | 275.932 | 67.4966 | 275.932
HWI-14004910001U | 166553 | -6 | 133921 | TAUPE TSTAT COVER | HONEYWELL INTERNATIONAL ECC US (HOFS) | 14004910-001/U | 19.7146 | 8.23 | N | 19.7146 | 8.23 | 19.7146
HWI-14004910004U | 166553 | 4 | 133921 | Tstat cover beige vertical blank | HONEYWELL INTERNATIONAL ECC US (HOFS) | 14004910-004/U | 36.55 | 6.99 | N | 36.55 | 7.6138 | 36.55
HWI-14004910004U | 166559 | 2 | 133921 | Tstat cover beige vertical blank | HONEYWELL INTERNATIONAL ECC US (HOFS) | 14004910-004/U | 36.55 | 7.6138 | N | 36.55 | 7.6138 | 36.55
HWI-14004932001U | 10510 | 4 | 133921 | PNEUMATIC TO ELECTRIC RETROFIT VALVE ADA | HONEYWELL INTERNATIONAL ECC US (HOFS) | 14004932-001/U | 59.1335 | 56.75 | Y | 59.1335 | 56.75 | 59.1335
HWI-14004932001U | 175888 | 4 | 133921 | PNEUMATIC TO ELECTRIC RETROFIT VALVE ADA | HONEYWELL INTERNATIONAL ECC US (HOFS) | 14004932-001/U | 59.1335 | 48.3 | N | 59.1335 | 56.75 | 59.1335
HWI-14506747002 | 175891 | 2 | 133921 | SUB-PANEL FOR FULL-SIZED CABINET | HONEYWELL INTERNATIONAL ECC US (HOFS) | 14506747002 | 48.3 | 48.3 | Y | 48.3 | 48.3 | 48.3
HWI-190821U | 10510 | 1 | 133921 | 190821/U HNY | HONEYWELL INTERNATIONAL ECC US (HOFS) | 190821/U | 69.7411 | 3.54 | N | 69.7411 | 3.54 | 69.7411
HWI-198162EAU | 10008 | 1 | 133921 | INT. TRANSF.120VAC FOR MOD IV MOTORS | HONEYWELL INTERNATIONAL ECC US (HOFS) | 198162EA/U | 30.845 | 2.5923 | N | 30.845 | 30.845 | 30.845
HWI-198162EAU | 166561 | 1 | 133921 | INT. TRANSF.120VAC FOR MOD IV MOTORS | HONEYWELL INTERNATIONAL ECC US (HOFS) | 198162EA/U | 30.845 | 30.845 | N | 30.845 | 30.845 | 30.845
HWI-205649U | 166559 | 3 | 133921 | ANTI-ROTATION BRACKET MDSE | HONEYWELL INTERNATIONAL ECC US (HOFS) | 205649/U | 16.6824 | 7.448 | N | 16.6824 | 7.448 | 16.6824
HWI-205699AU | 166559 | 1 | 133921 | FLANGE ADAPTOR | HONEYWELL INTERNATIONAL ECC US (HOFS) | 205699A/U | 40.015 | 24.55 | N | 40.015 | 40.015 | 40.015
HWI-205699AU | 175883 | 1 | 133921 | FLANGE ADAPTOR | HONEYWELL INTERNATIONAL ECC US (HOFS) | 205699A/U | 40.015 | 40.015 | N | 40.015 | 40.015 | 40.015
HWI-206317A | 10008 | 6 | 133921 | 206317A EXCEL 10 TERMINATOR MODULE | HONEYWELL INTERNATIONAL ECC US (HOFS) | 206317A | 9.62 | 9.62 | N | 9.62 | 9.62 | 9.62
HWI-209541BB | 10006 | 5 | 133921 | Honeywell Terminator module for FTT netw | HONEYWELL INTERNATIONAL ECC US (HOFS) | 209541B/B | 63.8225 | 53.9525 | Y | 63.8225 | 56.2618 | 63.8225
HWI-209541BB | 10008 | 7 | 133921 | Honeywell Terminator module for FTT netw | HONEYWELL INTERNATIONAL ECC US (HOFS) | 209541B/B | 63.8225 | 55.4824 | Y | 63.8225 | 56.2618 | 63.8225
HWI-209541BB | 10510 | 5 | 133921 | Honeywell Terminator module for FTT netw | HONEYWELL INTERNATIONAL ECC US (HOFS) | 209541B/B | 63.8225 | 28.961 | Y | 63.8225 | 56.2618 | 63.8225
HWI-209541BB | 166557 | 8 | 133921 | Honeywell Terminator module for FTT netw | HONEYWELL INTERNATIONAL ECC US (HOFS) | 209541B/B | 63.8225 | 27.427 | Y | 63.8225 | 56.2618 | 63.8225
HWI-209541BB | 173042 | 10 | 133921 | Honeywell Terminator module for FTT netw | HONEYWELL INTERNATIONAL ECC US (HOFS) | 209541B/B | 63.8225 | 52.67 | Y | 63.8225 | 56.2618 | 63.8225
HWI-209541BB | 175883 | 12 | 133921 | Honeywell Terminator module for FTT netw | HONEYWELL INTERNATIONAL ECC US (HOFS) | 209541B/B | 63.8225 | 56.2618 | Y | 63.8225 | 56.2618 | 63.8225
HWI-209541BB | 175888 | 4 | 133921 | Honeywell Terminator module for FTT netw | HONEYWELL INTERNATIONAL ECC US (HOFS) | 209541B/B | 63.8225 | 37.7075 | N | 63.8225 | 56.2618 | 63.8225
HWI-209541BB | 175891 | 18 | 133921 | Honeywell Terminator module for FTT netw | HONEYWELL INTERNATIONAL ECC US (HOFS) | 209541B/B | 63.8225 | 27.1283 | Y | 63.8225 | 56.2618 | 63.8225
HWI-209635B | 173042 | 2 | 133921 | COVER PLATE | HONEYWELL INTERNATIONAL ECC US (HOFS) | HWI-209635B | 0 | 0 | N | 0 | 0 | 0
HWI-220736AU | 10510 | 4 | 133921 | INT.AUX.SWITCH KIT; 1SPDT FOR MOD IV | HONEYWELL INTERNATIONAL ECC US (HOFS) | 220736A/U | 148.5788 | 142.59 | Y | 148.5788 | 142.59 | 148.5788
HWI-220736AU | 166557 | 1 | 133921 | INT.AUX.SWITCH KIT; 1SPDT FOR MOD IV | HONEYWELL INTERNATIONAL ECC US (HOFS) | 220736A/U | 148.5788 | 57.67 | N | 148.5788 | 142.59 | 148.5788
HWI-220736AU | 173042 | 5 | 133921 | INT.AUX.SWITCH KIT; 1SPDT FOR MOD IV | HONEYWELL INTERNATIONAL ECC US (HOFS) | 220736A/U | 148.5788 | 87.0114 | N | 148.5788 | 142.59 | 148.5788
HWI-220736AU | 175883 | 1 | 133921 | INT.AUX.SWITCH KIT; 1SPDT FOR MOD IV | HONEYWELL INTERNATIONAL ECC US (HOFS) | 220736A/U | 148.5788 | 36.86 | N | 148.5788 | 142.59 | 148.5788
HWI-220736AU | 175888 | 2 | 133921 | INT.AUX.SWITCH KIT; 1SPDT FOR MOD IV | HONEYWELL INTERNATIONAL ECC US (HOFS) | 220736A/U | 148.5788 | 125.26 | N | 148.5788 | 142.59 | 148.5788
HWI-220736AU | 175891 | 1 | 133921 | INT.AUX.SWITCH KIT; 1SPDT FOR MOD IV | HONEYWELL INTERNATIONAL ECC US (HOFS) | 220736A/U | 148.5788 | 79.8962 | Y | 148.5788 | 142.59 | 148.5788
HWI-220736BU | 10008 | 3 | 133921 | Honeywell Internal Auxiliary Switch Assy | HONEYWELL INTERNATIONAL ECC US (HOFS) | 220736B/U | 194.0621 | 138.5076 | Y | 194.0621 | 176.375 | 194.0621
HWI-220736BU | 10510 | 2 | 133921 | Honeywell Internal Auxiliary Switch Assy | HONEYWELL INTERNATIONAL ECC US (HOFS) | 220736B/U | 194.0621 | 124.5064 | Y | 194.0621 | 176.375 | 194.0621
HWI-220736BU | 175888 | 2 | 133921 | Honeywell Internal Auxiliary Switch Assy | HONEYWELL INTERNATIONAL ECC US (HOFS) | 220736B/U | 194.0621 | 176.375 | Y | 194.0621 | 176.375 | 194.0621
HWI-220736BU | 175890 | 7 | 133921 | Honeywell Internal Auxiliary Switch Assy | HONEYWELL INTERNATIONAL ECC US (HOFS) | 220736B/U | 194.0621 | 124.5064 | N | 194.0621 | 176.375 | 194.0621
HWI-220736BU | 175891 | 3 | 133921 | Honeywell Internal Auxiliary Switch Assy | HONEYWELL INTERNATIONAL ECC US (HOFS) | 220736B/U | 194.0621 | 138.7268 | Y | 194.0621 | 176.375 | 194.0621
HWI-220738AU | 10008 | 2 | 133921 | ADAPTER BRACKET | HONEYWELL INTERNATIONAL ECC US (HOFS) | 220738A/U | 128.8746 | 23.25 | N | 128.8746 | 117.32 | 128.8746
HWI-220738AU | 10510 | 10 | 133921 | ADAPTER BRACKET | HONEYWELL INTERNATIONAL ECC US (HOFS) | 220738A/U | 128.8746 | 117.32 | Y | 128.8746 | 117.32 | 128.8746
HWI-220738AU | 173042 | 3 | 133921 | ADAPTER BRACKET | HONEYWELL INTERNATIONAL ECC US (HOFS) | 220738A/U | 128.8746 | 117.32 | Y | 128.8746 | 117.32 | 128.8746
HWI-220738AU | 175888 | 2 | 133921 | ADAPTER BRACKET | HONEYWELL INTERNATIONAL ECC US (HOFS) | 220738A/U | 128.8746 | 104.285 | Y | 128.8746 | 117.32 | 128.8746
HWI-220738AU | 175890 | 3 | 133921 | ADAPTER BRACKET | HONEYWELL INTERNATIONAL ECC US (HOFS) | 220738A/U | 128.8746 | 16.105 | N | 128.8746 | 117.32 | 128.8746
HWI-220738AU | 175891 | 2 | 133921 | ADAPTER BRACKET | HONEYWELL INTERNATIONAL ECC US (HOFS) | 220738A/U | 128.8746 | 55.9868 | Y | 128.8746 | 117.32 | 128.8746
HWI-221455AU | 175888 | 8 | 133921 | CRANK ARM FOR MOD IV MOTORS | HONEYWELL INTERNATIONAL ECC US (HOFS) | 221455A/U | 66.7088 | 11.3808 | Y | 66.7088 | 24.0543 | 66.7088
HWI-221455AU | 175890 | 16 | 133921 | CRANK ARM FOR MOD IV MOTORS | HONEYWELL INTERNATIONAL ECC US (HOFS) | 221455A/U | 66.7088 | 10.4215 | N | 66.7088 | 24.0543 | 66.7088
HWI-221455AU | 175891 | 9 | 133921 | CRANK ARM FOR MOD IV MOTORS | HONEYWELL INTERNATIONAL ECC US (HOFS) | 221455A/U | 66.7088 | 24.0543 | Y | 66.7088 | 24.0543 | 66.7088
HWI-221508A2U | 10510 | 1 | 133921 | RESISTOR BOARD FOR SERIES 90 | HONEYWELL INTERNATIONAL ECC US (HOFS) | 221508A2/U | 134.939 | 119.0433 | Y | 134.939 | 119.0433 | 134.939
HWI-221508A2U | 175888 | 1 | 133921 | RESISTOR BOARD FOR SERIES 90 | HONEYWELL INTERNATIONAL ECC US (HOFS) | 221508A2/U | 134.939 | 113.02 | N | 134.939 | 119.0433 | 134.939
HWI-221508A2U | 175890 | 2 | 133921 | RESISTOR BOARD FOR SERIES 90 | HONEYWELL INTERNATIONAL ECC US (HOFS) | 221508A2/U | 134.939 | 85.8988 | N | 134.939 | 119.0433 | 134.939
HWI-221508A2U | 175891 | 1 | 133921 | RESISTOR BOARD FOR SERIES 90 | HONEYWELL INTERNATIONAL ECC US (HOFS) | 221508A2/U | 134.939 | 70.384 | Y | 134.939 | 119.0433 | 134.939
HWI-26025BU | 10008 | 2 | 134507 | HONEYWELL CRANK ARM FOR SHAFT | VALLEY TOOL & DESIGN INC | 1403-S | 33.76 | 11.26 | N | 33.76 | 11.26 | 33.76
HWI-26026BU | 175891 | 3 | 134507 | 3 IN CRANKARM ASSEMBLY FOR 1/2 IN DAMPER | VALLEY TOOL & DESIGN INC | HWI-26026BU | 0 | 3.303 | N | 0 | 3.303 | 3.303
HWI-272629AU | 10510 | 2 | 133921 | HONEYWELL ADAPTER FOR ML6984 ACTUATOR TO | HONEYWELL INTERNATIONAL ECC US (HOFS) | 272629A/U | 108.1075 | 46.9323 | Y | 108.1075 | 103.75 | 108.1075
HWI-272629AU | 173042 | 6 | 133921 | HONEYWELL ADAPTER FOR ML6984 ACTUATOR TO | HONEYWELL INTERNATIONAL ECC US (HOFS) | 272629A/U | 108.1075 | 103.75 | Y | 108.1075 | 103.75 | 108.1075
HWI-272629AU | 175891 | 2 | 133921 | HONEYWELL ADAPTER FOR ML6984 ACTUATOR TO | HONEYWELL INTERNATIONAL ECC US (HOFS) | 272629A/U | 108.1075 | 55.205 | Y | 108.1075 | 103.75 | 108.1075
HWI-27520CU | 10510 | 42 | 134507 | 5/16" x 12" Push Rod | VALLEY TOOL & DESIGN INC | 27520C/U | 2.26 | 2.26 | Y | 2.26 | 2.26 | 2.26
HWI-27520EU | 10510 | 21 | 134507 | 5/16" x 18" Push Rod | VALLEY TOOL & DESIGN INC | 27520E/U | 2.52 | 2.5194 | Y | 2.52 | 2.5194 | 2.52
HWI-27520EU | 175891 | 2 | 134507 | 5/16" x 18" Push Rod | VALLEY TOOL & DESIGN INC | 27520E/U | 2.52 | 2.4705 | Y | 2.52 | 2.5194 | 2.52
HWI-27520GU | 10510 | 47 | 134507 | 5/16" x 24" Push Rod | VALLEY TOOL & DESIGN INC | HWI-27520GU | 15.42 | 3.577 | Y | 15.42 | 11.334 | 15.42
HWI-27520GU | 173042 | 4 | 134507 | 5/16" x 24" Push Rod | VALLEY TOOL & DESIGN INC | HWI-27520GU | 15.42 | 11.334 | Y | 15.42 | 11.334 | 15.42
HWI-27520GU | 175883 | 1 | 134507 | 5/16" x 24" Push Rod | VALLEY TOOL & DESIGN INC | HWI-27520GU | 15.42 | 5.35 | N | 15.42 | 11.334 | 15.42
HWI-27520GU | 175891 | 14 | 134507 | 5/16" x 24" Push Rod | VALLEY TOOL & DESIGN INC | HWI-27520GU | 15.42 | 3.92 | Y | 15.42 | 11.334 | 15.42
HWI-27520KU | 10510 | 49 | 134507 | 5/16" x 36" Push Rod | VALLEY TOOL & DESIGN INC | HWI-27520KU | 19.5 | 5.9029 | Y | 19.5 | 12.7375 | 19.5
HWI-27520KU | 173042 | 18 | 134507 | 5/16" x 36" Push Rod | VALLEY TOOL & DESIGN INC | HWI-27520KU | 19.5 | 12.7375 | N | 19.5 | 12.7375 | 19.5
HWI-27520KU | 175888 | 2 | 134507 | 5/16" x 36" Push Rod | VALLEY TOOL & DESIGN INC | HWI-27520KU | 19.5 | 11.6222 | N | 19.5 | 12.7375 | 19.5
HWI-301572A0767U | 175888 | 2 | 133921 | HONEYWELL THERMOSTAT KEY | HONEYWELL INTERNATIONAL ECC US (HOFS) | 301572A/0767/U | 24 | 11.41 | N | 24 | 11.41 | 24
HWI-305929U | 10510 | 1 | 133921 | 305929 RECEIVER GAGE. 1-1/2 | HONEYWELL INTERNATIONAL ECC US (HOFS) | 305929/U | 136.4499 | 77.42 | N | 136.4499 | 77.42 | 136.4499
HWI-305931U | 175888 | 3 | 133921 | 305931 RECEIVER GAGE. 1-1/2 | HONEYWELL INTERNATIONAL ECC US (HOFS) | 305931/U | 125.8423 | 58.2571 | N | 125.8423 | 86.38 | 125.8423
HWI-305931U | 175891 | 8 | 133921 | 305931 RECEIVER GAGE. 1-1/2 | HONEYWELL INTERNATIONAL ECC US (HOFS) | 305931/U | 125.8423 | 86.38 | N | 125.8423 | 86.38 | 125.8423
HWI-309292U | 10510 | 5 | 133921 | 309292 DIAPHRAGM, 5 IN NEOPRENE | HONEYWELL INTERNATIONAL ECC US (HOFS) | 309292/U | 27.29 | 20.5799 | Y | 27.29 | 23.0067 | 27.29
HWI-309292U | 166561 | 2 | 133921 | 309292 DIAPHRAGM, 5 IN NEOPRENE | HONEYWELL INTERNATIONAL ECC US (HOFS) | 309292/U | 27.29 | 22.0849 | N | 27.29 | 23.0067 | 27.29
HWI-309292U | 175888 | 2 | 133921 | 309292 DIAPHRAGM, 5 IN NEOPRENE | HONEYWELL INTERNATIONAL ECC US (HOFS) | 309292/U | 27.29 | 18.0307 | N | 27.29 | 23.0067 | 27.29
HWI-309292U | 175891 | 3 | 133921 | 309292 DIAPHRAGM, 5 IN NEOPRENE | HONEYWELL INTERNATIONAL ECC US (HOFS) | 309292/U | 27.29 | 23.0067 | Y | 27.29 | 23.0067 | 27.29
HWI-310143U | 175888 | 50 | 133921 | 310143 PACKING, CONE FOR VP513A, B | HONEYWELL INTERNATIONAL ECC US (HOFS) | 310143/U | 6.0644 | 1.86 | N | 6.0644 | 1.86 | 6.0644
HWI-310208U | 175891 | 22 | 133921 | PACKING VALVE CONE 3/16in TEFLON VP501,5 | HONEYWELL INTERNATIONAL ECC US (HOFS) | 310208/U | 9.701 | 2.6145 | N | 9.701 | 2.6145 | 9.701
HWI-310623U | 10510 | 10 | 133921 | Packing for VP5011 .5-1.25IN (see n | HONEYWELL INTERNATIONAL ECC US (HOFS) | 310623/U | 7.8879 | 3.57 | N | 7.8879 | 3.57 | 7.8879
HWI-310623U | 166553 | 5 | 133921 | Packing for VP5011 .5-1.25IN (see n | HONEYWELL INTERNATIONAL ECC US (HOFS) | 310623/U | 7.8879 | 2.85 | N | 7.8879 | 3.57 | 7.8879
HWI-310623U | 175888 | 10 | 133921 | Packing for VP5011 .5-1.25IN (see n | HONEYWELL INTERNATIONAL ECC US (HOFS) | 310623/U | 7.8879 | 2.99 | N | 7.8879 | 3.57 | 7.8879
HWI-310623U | 175891 | 18 | 133921 | Packing for VP5011 .5-1.25IN (see n | HONEYWELL INTERNATIONAL ECC US (HOFS) | 310623/U | 7.8879 | 3.429 | N | 7.8879 | 3.57 | 7.8879
HWI-310668U | 173042 | 1 | 133921 | DIAPH 5 | HONEYWELL INTERNATIONAL ECC US (HOFS) | 310668/U | 150.7045 | 35.57 | N | 150.7045 | 35.57 | 150.7045
HWI-3117490605U | 166561 | 1 | 133921 | Cup Diaphragm, For Use with MP953A,C and | HONEYWELL INTERNATIONAL ECC US (HOFS) | 311749/0605/U | 54.76 | 0 | N | 54.76 | 0 | 54.76
HWI-311750U | 10510 | 4 | 133921 | 8" VALVE DIAPHRAGM | HONEYWELL INTERNATIONAL ECC US (HOFS) | 311750/U | 48.5155 | 42.0067 | Y | 48.5155 | 42.0067 | 48.5155
HWI-311750U | 166553 | 2 | 133921 | 8" VALVE DIAPHRAGM | HONEYWELL INTERNATIONAL ECC US (HOFS) | 311750/U | 48.5155 | 12.7664 | N | 48.5155 | 42.0067 | 48.5155
HWI-311750U | 166559 | 3 | 133921 | 8" VALVE DIAPHRAGM | HONEYWELL INTERNATIONAL ECC US (HOFS) | 311750/U | 48.5155 | 33.325 | N | 48.5155 | 42.0067 | 48.5155
HWI-311750U | 166560 | 3 | 133921 | 8" VALVE DIAPHRAGM | HONEYWELL INTERNATIONAL ECC US (HOFS) | 311750/U | 48.5155 | 16.041 | N | 48.5155 | 42.0067 | 48.5155
HWI-311750U | 166561 | 2 | 133921 | 8" VALVE DIAPHRAGM | HONEYWELL INTERNATIONAL ECC US (HOFS) | 311750/U | 48.5155 | 24.5275 | N | 48.5155 | 42.0067 | 48.5155
HWI-311750U | 175888 | 4 | 133921 | 8" VALVE DIAPHRAGM | HONEYWELL INTERNATIONAL ECC US (HOFS) | 311750/U | 48.5155 | 39.12 | Y | 48.5155 | 42.0067 | 48.5155
HWI-311750U | 175891 | 3 | 133921 | 8" VALVE DIAPHRAGM | HONEYWELL INTERNATIONAL ECC US (HOFS) | 311750/U | 48.5155 | 38.4448 | Y | 48.5155 | 42.0067 | 48.5155
HWI-3124660605U | 166559 | 1 | 133921 | STEMEXTENSION13"MP953 4,5,6"VL | HONEYWELL INTERNATIONAL ECC US (HOFS) | 312466/0605/U | 43.02 | 17.93 | N | 43.02 | 17.93 | 43.02
HWI-312505U | 10510 | 5 | 133921 | 13" DIAPHRAGM FOR MP953C1489 | HONEYWELL INTERNATIONAL ECC US (HOFS) | 312505/U | 114.3178 | 74.4267 | Y | 114.3178 | 97.695 | 114.3178
HWI-312505U | 166560 | 1 | 133921 | 13" DIAPHRAGM FOR MP953C1489 | HONEYWELL INTERNATIONAL ECC US (HOFS) | 312505/U | 114.3178 | 37.79 | Y | 114.3178 | 97.695 | 114.3178
HWI-312505U | 175888 | 3 | 133921 | 13" DIAPHRAGM FOR MP953C1489 | HONEYWELL INTERNATIONAL ECC US (HOFS) | 312505/U | 114.3178 | 79.9067 | Y | 114.3178 | 97.695 | 114.3178
HWI-312505U | 175891 | 2 | 133921 | 13" DIAPHRAGM FOR MP953C1489 | HONEYWELL INTERNATIONAL ECC US (HOFS) | 312505/U | 114.3178 | 97.695 | Y | 114.3178 | 97.695 | 114.3178
HWI-313745U | 10510 | 2 | 133921 | MP953A, C 5" SILICONE DIAPHRAG | HONEYWELL INTERNATIONAL ECC US (HOFS) | 313745/U | 76.1077 | 59.8756 | Y | 76.1077 | 62.5084 | 76.1077
HWI-313745U | 175888 | 78 | 133921 | MP953A, C 5" SILICONE DIAPHRAG | HONEYWELL INTERNATIONAL ECC US (HOFS) | 313745/U | 76.1077 | 41.7973 | Y | 76.1077 | 62.5084 | 76.1077
HWI-313745U | 175891 | 1 | 133921 | MP953A, C 5" SILICONE DIAPHRAG | HONEYWELL INTERNATIONAL ECC US (HOFS) | 313745/U | 76.1077 | 62.5084 | Y | 76.1077 | 62.5084 | 76.1077
HWI-314100U | 175891 | 22 | 133921 | 314100 HIGH TEMP DIAPHRAGM FOR MP909A | HONEYWELL INTERNATIONAL ECC US (HOFS) | 314100/U | 26.0813 | 20.7056 | N | 26.0813 | 20.7056 | 26.0813
HWI-314153U | 10510 | 30 | 133921 | MP953A,C 8 IN SILICONE DIAPHRAGM | HONEYWELL INTERNATIONAL ECC US (HOFS) | 314153/U | 219.2264 | 210.39 | Y | 219.2264 | 210.39 | 219.2264
HWI-314153U | 175888 | 2 | 133921 | MP953A,C 8 IN SILICONE DIAPHRAGM | HONEYWELL INTERNATIONAL ECC US (HOFS) | 314153/U | 219.2264 | 106.3519 | N | 219.2264 | 210.39 | 219.2264
HWI-314153U | 175891 | 1 | 133921 | MP953A,C 8 IN SILICONE DIAPHRAGM | HONEYWELL INTERNATIONAL ECC US (HOFS) | 314153/U | 219.2264 | 191.18 | Y | 219.2264 | 210.39 | 219.2264
HWI-314439U | 10510 | 22 | 133921 | Duct Mounting Clip for Averaging capilla | HONEYWELL INTERNATIONAL ECC US (HOFS) | 314439/U | 5.526 | 4.5781 | N | 5.526 | 4.5781 | 5.526
HWI-314440AU | 166559 | 3 | 133921 | Clevis & Pin & Cotter Pin for MP909 | HONEYWELL INTERNATIONAL ECC US (HOFS) | 314440A/U | 44.5768 | 17.3663 | N | 44.5768 | 17.3663 | 44.5768
HWI-314440AU | 166561 | 4 | 133921 | Clevis & Pin & Cotter Pin for MP909 | HONEYWELL INTERNATIONAL ECC US (HOFS) | 314440A/U | 44.5768 | 15.33 | N | 44.5768 | 17.3663 | 44.5768
HWI-315046AU | 166560 | 1 | 133921 | 315046A Copper Well | HONEYWELL INTERNATIONAL ECC US (HOFS) | 315046A/U | 171.57 | 63.735 | N | 171.57 | 63.735 | 171.57
HWI-315046AU | 166561 | 1 | 133921 | 315046A Copper Well | HONEYWELL INTERNATIONAL ECC US (HOFS) | 315046A/U | 171.57 | 62.1267 | N | 171.57 | 63.735 | 171.57
HWI-315046BU | 10510 | 1 | 133921 | WELL COPPER 7 1/2" ELEMENT USE W/LP914. | HONEYWELL INTERNATIONAL ECC US (HOFS) | 315046B/U | 111.89 | 87.0567 | Y | 111.89 | 87.0567 | 111.89
HWI-315781U | 10510 | 3 | 133921 | HONEYWELL PNEU DAMPER ACTUATOR ROD BALL | HONEYWELL INTERNATIONAL ECC US (HOFS) | 315781/U | 23.9556 | 15.8432 | Y | 23.9556 | 22.99 | 23.9556
HWI-315781U | 166559 | 12 | 133921 | HONEYWELL PNEU DAMPER ACTUATOR ROD BALL | HONEYWELL INTERNATIONAL ECC US (HOFS) | 315781/U | 23.9556 | 22.99 | Y | 23.9556 | 22.99 | 23.9556
HWI-315781U | 166561 | 1 | 133921 | HONEYWELL PNEU DAMPER ACTUATOR ROD BALL | HONEYWELL INTERNATIONAL ECC US (HOFS) | 315781/U | 23.9556 | 9.3679 | N | 23.9556 | 22.99 | 23.9556
HWI-315781U | 175883 | 2 | 133921 | HONEYWELL PNEU DAMPER ACTUATOR ROD BALL | HONEYWELL INTERNATIONAL ECC US (HOFS) | 315781/U | 23.9556 | 8.23 | N | 23.9556 | 22.99 | 23.9556
HWI-3159130041U | 10510 | 6 | 133921 | ORANGE SPRING, 3-10 LB. VP525, VP526, VP | HONEYWELL INTERNATIONAL ECC US (HOFS) | 315913/0041/U | 5.1579 | 5.16 | N | 5.1579 | 5.16 | 5.16
HWI-315917U | 10510 | 8 | 133921 | Diaphragm, Used with VP526A, VP527A, VP5 | HONEYWELL INTERNATIONAL ECC US (HOFS) | 315917/U | 8.7945 | 5.5927 | Y | 8.7945 | 5.5927 | 8.7945
HWI-316016CU | 175888 | 40 | 133921 | SCALE PLATE, KNOB AND MTG. SCREWS FOR LP | HONEYWELL INTERNATIONAL ECC US (HOFS) | 316016C/U | 35.4801 | 9.45 | N | 35.4801 | 9.529 | 35.4801
HWI-316016CU | 175890 | 5 | 133921 | SCALE PLATE, KNOB AND MTG. SCREWS FOR LP | HONEYWELL INTERNATIONAL ECC US (HOFS) | 316016C/U | 35.4801 | 9.529 | N | 35.4801 | 9.529 | 35.4801
HWI-316016MU | 175888 | 8 | 133921 | PKG ASM - SCALEPLATE, KNOB, HANGER LP916 | HONEYWELL INTERNATIONAL ECC US (HOFS) | 316016M/U | 70.93 | 70.93 | Y | 70.93 | 70.93 | 70.93
HWI-3160270042U | 10008 | 1 | 133921 | 316027/0042 SPRING 2-5# GREEN | HONEYWELL INTERNATIONAL ECC US (HOFS) | 316027/0042/U | 5.6893 | 1.93 | N | 5.6893 | 1.93 | 5.6893
HWI-3160270042U | 10510 | 1 | 133921 | 316027/0042 SPRING 2-5# GREEN | HONEYWELL INTERNATIONAL ECC US (HOFS) | 316027/0042/U | 5.6893 | 1.52 | N | 5.6893 | 1.93 | 5.6893
HWI-32002515001 | 173042 | 3 | 133922 | 3 pin electrical connector, for R7999 | HONEYWELL THERMAL SOLUTIONS | 32002515-001/U | 4.92 | 4.92 | N | 4.92 | 4.92 | 4.92
HWI-32002517001 | 175883 | 1 | 133921 | MODEM CABLE SLTA | HONEYWELL INTERNATIONAL ECC US (HOFS) | 32002517-001 | 48.5 | 48.5 | N | 48.5 | 48.5 | 48.5
HWI-32003396002U | 10510 | 9 | 133921 | V51E MOUNTING BRACKET FOR 2-1/2" - 4" VA | HONEYWELL INTERNATIONAL ECC US (HOFS) | 32003396-002/U | 27.111 | 27.111 | N | 27.111 | 27.111 | 27.111
HWI-32003532005 | 175883 | 1 | 133921 | AUXILIARY SWITCH PACKAGE; REPLACES -001, | HONEYWELL INTERNATIONAL ECC US (HOFS) | 32003532005 | 51.66 | 23.57 | N | 51.66 | 51.66 | 51.66
HWI-32003532005 | 175888 | 2 | 133921 | AUXILIARY SWITCH PACKAGE; REPLACES -001, | HONEYWELL INTERNATIONAL ECC US (HOFS) | 32003532005 | 51.66 | 51.66 | N | 51.66 | 51.66 | 51.66
HWI-32006306001U | 175883 | 2 | 133921 | RESISTOR KIT (500 OHM,) | HONEYWELL INTERNATIONAL ECC US (HOFS) | 32006306-001/U | 1.11 | 1.11 | N | 1.11 | 1.11 | 1.11
HWI-32006630001U | 175883 | 2 | 133921 | LONBUS CARD | HONEYWELL INTERNATIONAL ECC US (HOFS) | 32006630-001/U | 375.9953 | 340.83 | Y | 375.9953 | 340.83 | 375.9953
HWI-32007205003U | 10006 | 1 | 133921 | ACTUATOR ACCESSORY - DAMPER BLADE DRIVE | HONEYWELL INTERNATIONAL ECC US (HOFS) | 32007205-003/U | 88.36 | 5.0283 | N | 88.36 | 5.0283 | 88.36
HWI-32007205005U | 10008 | 1 | 133921 | ACTUATOR ACCESSORY - DAMPER EXTERNAL DRI | HONEYWELL INTERNATIONAL ECC US (HOFS) | 32007205-005/U | 93.9988 | 19.73 | N | 93.9988 | 24.039 | 93.9988
HWI-32007205005U | 166557 | 1 | 133921 | ACTUATOR ACCESSORY - DAMPER EXTERNAL DRI | HONEYWELL INTERNATIONAL ECC US (HOFS) | 32007205-005/U | 93.9988 | 24.039 | N | 93.9988 | 24.039 | 93.9988
HWI-32007205006U | 166561 | 7 | 133921 | DAMPER CONNECTOR | HONEYWELL INTERNATIONAL ECC US (HOFS) | 32007205-006/U | 39.36 | 9.1036 | N | 39.36 | 9.1036 | 39.36
HWI-32007439001U | 173042 | 2 | 133921 | OBSOLETE PART | HONEYWELL INTERNATIONAL ECC US (HOFS) | 32007439-001/U | 20.71 | 20.71 | N | 20.71 | 20.71 | 20.71
HWI-32146112 | 175883 | 6 | 176869 | 18/2 Strand/Shield/Plenum 500 boxd | SOUTHWIRE COMPANY,LLC | 32146112 | 44.3742 | 44.3742 | N | 44.3742 | 44.3742 | 44.3742
HWI-32522106 | 10510 | 2 | 133921 | 22/1 STRANDED CMP/CL2P LON 1K REEL B | HONEYWELL INTERNATIONAL ECC US (HOFS) | 32522106 | 91.6389 | 41.2176 | Y | 91.6389 | 91.6389 | 91.6389
HWI-32522106 | 175883 | 1 | 133921 | 22/1 STRANDED CMP/CL2P LON 1K REEL B | HONEYWELL INTERNATIONAL ECC US (HOFS) | 32522106 | 91.6389 | 88.2315 | N | 91.6389 | 91.6389 | 91.6389
HWI-32522106 | 175891 | 2 | 133921 | 22/1 STRANDED CMP/CL2P LON 1K REEL B | HONEYWELL INTERNATIONAL ECC US (HOFS) | 32522106 | 91.6389 | 91.6389 | Y | 91.6389 | 91.6389 | 91.6389
HWI-40003793005 | 166559 | 7 | 133921 | U-BOLT BAG ASSEMBLY | HONEYWELL INTERNATIONAL ECC US (HOFS) | 40003793005 | 9.29 | 7.39 | N | 9.29 | 9.29 | 9.29
HWI-4074EDJU | 175888 | 1 | 133921 | W7100 TEST KIT | HONEYWELL INTERNATIONAL ECC US (HOFS) | 4074EDJ/U | 203.1587 | 170.37 | N | 203.1587 | 170.37 | 203.1587
HWI-4074EFVU | 166561 | 2 | 133921 | Resistor Kit for W7100 | HONEYWELL INTERNATIONAL ECC US (HOFS) | 4074EFV/U | 65.139 | 65.139 | N | 65.139 | 65.139 | 65.139
HWI-4074EFVU | 175888 | 1 | 133921 | Resistor Kit for W7100 | HONEYWELL INTERNATIONAL ECC US (HOFS) | 4074EFV/U | 65.139 | 63.18 | N | 65.139 | 65.139 | 65.139
HWI-4074EGRU | 10510 | 5 | 133921 | 4074EGR MOTOR CRANK ARM FOR USE | HONEYWELL INTERNATIONAL ECC US (HOFS) | 4074EGR/U | 19.0999 | 5.314 | Y | 19.0999 | 5.314 | 19.0999
HWI-4074EGRU | 175891 | 5 | 133921 | 4074EGR MOTOR CRANK ARM FOR USE | HONEYWELL INTERNATIONAL ECC US (HOFS) | 4074EGR/U | 19.0999 | 4.3256 | Y | 19.0999 | 5.314 | 19.0999
HWI-4074ENJU | 10008 | 70 | 133921 | 4074ENJ BAG ASSEMBLY FOR USE WITH | HONEYWELL INTERNATIONAL ECC US (HOFS) | 4074ENJ/U | 28.4987 | 7.32 | N | 28.4987 | 7.32 | 28.4987
HWI-4074ENJU | 175891 | 1 | 133921 | 4074ENJ BAG ASSEMBLY FOR USE WITH | HONEYWELL INTERNATIONAL ECC US (HOFS) | 4074ENJ/U | 28.4987 | 7.32 | N | 28.4987 | 7.32 | 28.4987
HWI-4074ERUU | 175888 | 2 | 133921 | MOD MOTOR WEATHER PROOF KIT | HONEYWELL INTERNATIONAL ECC US (HOFS) | 4074ERU/U | 150.1001 | 120.71 | Y | 150.1001 | 120.71 | 150.1001
HWI-4074EVKU | 10510 | 20 | 133921 | ACTUATOR ACCESSORY - SHORT SHAFT KIT USE | HONEYWELL INTERNATIONAL ECC US (HOFS) | 4074EVK/U | 42.4511 | 29.63 | Y | 42.4511 | 38.18 | 42.4511
HWI-4074EVKU | 175888 | 3 | 133921 | ACTUATOR ACCESSORY - SHORT SHAFT KIT USE | HONEYWELL INTERNATIONAL ECC US (HOFS) | 4074EVK/U | 42.4511 | 24.19 | N | 42.4511 | 38.18 | 42.4511
HWI-4074EVKU | 175890 | 4 | 133921 | ACTUATOR ACCESSORY - SHORT SHAFT KIT USE | HONEYWELL INTERNATIONAL ECC US (HOFS) | 4074EVK/U | 42.4511 | 38.18 | Y | 42.4511 | 38.18 | 42.4511
HWI-43196000001 | 166553 | 1 | 133921 | HIGH TEMP KIT FOR ML7420 | HONEYWELL INTERNATIONAL ECC US (HOFS) | 43196000-001 | 221.3521 | 90.0534 | N | 221.3521 | 131.1362 | 221.3521
HWI-43196000001 | 175883 | 2 | 133921 | HIGH TEMP KIT FOR ML7420 | HONEYWELL INTERNATIONAL ECC US (HOFS) | 43196000-001 | 221.3521 | 45.16 | N | 221.3521 | 131.1362 | 221.3521
HWI-43196000001 | 175888 | 1 | 133921 | HIGH TEMP KIT FOR ML7420 | HONEYWELL INTERNATIONAL ECC US (HOFS) | 43196000-001 | 221.3521 | 131.1362 | N | 221.3521 | 131.1362 | 221.3521
HWI-43196000001 | 175890 | 1 | 133921 | HIGH TEMP KIT FOR ML7420 | HONEYWELL INTERNATIONAL ECC US (HOFS) | 43196000-001 | 221.3521 | 111.9044 | N | 221.3521 | 131.1362 | 221.3521
HWI-50000591001 | 175883 | 2 | 133921 | 50000591-001 RAPID LINK ACCESSORIES | HONEYWELL INTERNATIONAL ECC US (HOFS) | 50000591-001 | 27.92 | 27.92 | N | 27.92 | 27.92 | 27.92
HWI-50001194001U | 10510 | 1 | 133921 | FOOT MOUNTING KIT | HONEYWELL INTERNATIONAL ECC US (HOFS) | 50001194-001/U | 101.5846 | 91.66 | Y | 101.5846 | 96.4679 | 101.5846
HWI-50001194001U | 175888 | 6 | 133921 | FOOT MOUNTING KIT | HONEYWELL INTERNATIONAL ECC US (HOFS) | 50001194-001/U | 101.5846 | 96.4679 | Y | 101.5846 | 96.4679 | 101.5846
HWI-50001194001U | 175890 | 10 | 133921 | FOOT MOUNTING KIT | HONEYWELL INTERNATIONAL ECC US (HOFS) | 50001194-001/U | 101.5846 | 95.848 | Y | 101.5846 | 96.4679 | 101.5846
HWI-50001774001U | 10008 | 5 | 133921 | .25" x 4" 1/2NPT Stnlss Stl well | HONEYWELL INTERNATIONAL ECC US (HOFS) | 50001774-001/U | 22.7469 | 21.8299 | Y | 22.7469 | 21.83 | 22.7469
HWI-50001774001U | 10510 | 11 | 133921 | .25" x 4" 1/2NPT Stnlss Stl well | HONEYWELL INTERNATIONAL ECC US (HOFS) | 50001774-001/U | 22.7469 | 21.8093 | Y | 22.7469 | 21.83 | 22.7469
HWI-50001774001U | 175883 | 8 | 133921 | .25" x 4" 1/2NPT Stnlss Stl well | HONEYWELL INTERNATIONAL ECC US (HOFS) | 50001774-001/U | 22.7469 | 21.7869 | Y | 22.7469 | 21.83 | 22.7469
HWI-50001774001U | 175888 | 12 | 133921 | .25" x 4" 1/2NPT Stnlss Stl well | HONEYWELL INTERNATIONAL ECC US (HOFS) | 50001774-001/U | 22.7469 | 21.6684 | Y | 22.7469 | 21.83 | 22.7469
HWI-50001774001U | 175890 | 9 | 133921 | .25" x 4" 1/2NPT Stnlss Stl well | HONEYWELL INTERNATIONAL ECC US (HOFS) | 50001774-001/U | 22.7469 | 21.6608 | Y | 22.7469 | 21.83 | 22.7469
HWI-50001774001U | 175891 | 7 | 133921 | .25" x 4" 1/2NPT Stnlss Stl well | HONEYWELL INTERNATIONAL ECC US (HOFS) | 50001774-001/U | 22.7469 | 21.83 | Y | 22.7469 | 21.83 | 22.7469
HWI-50005859001U | 175888 | 2 | 133921 | Nema 4/4X Enclosure | HONEYWELL INTERNATIONAL ECC US (HOFS) | 50005859-001/U | 1076.4381 | 880.71 | N | 1076.4381 | 880.71 | 1076.4381
HWI-50014157001U | 10510 | 1 | 133921 | REMOTE SENSOR | HONEYWELL INTERNATIONAL ECC US (HOFS) | 50014157-001/U | 43.9724 | 42.2 | Y | 43.9724 | 42.2 | 43.9724
HWI-50014157001U | 166559 | 1 | 133921 | REMOTE SENSOR | HONEYWELL INTERNATIONAL ECC US (HOFS) | 50014157-001/U | 43.9724 | 42.19 | N | 43.9724 | 42.2 | 43.9724
HWI-50014157001U | 175888 | 4 | 133921 | REMOTE SENSOR | HONEYWELL INTERNATIONAL ECC US (HOFS) | 50014157-001/U | 43.9724 | 40.9449 | Y | 43.9724 | 42.2 | 43.9724
HWI-50014157001U | 175890 | 3 | 133921 | REMOTE SENSOR | HONEYWELL INTERNATIONAL ECC US (HOFS) | 50014157-001/U | 43.9724 | 39.6897 | Y | 43.9724 | 42.2 | 43.9724
HWI-50014157001U | 175891 | 1 | 133921 | REMOTE SENSOR | HONEYWELL INTERNATIONAL ECC US (HOFS) | 50014157-001/U | 43.9724 | 40.67 | Y | 43.9724 | 42.2 | 43.9724
HWI-50017460001U | 10510 | 1 | 133921 | HONEYWELL 24/120/230 Vac Internal Transf | HONEYWELL INTERNATIONAL ECC US (HOFS) | 50017460-001/U | 93.9988 | 68.453 | Y | 93.9988 | 68.453 | 93.9988
HWI-50017460001U | 175888 | 4 | 133921 | HONEYWELL 24/120/230 Vac Internal Transf | HONEYWELL INTERNATIONAL ECC US (HOFS) | 50017460-001/U | 93.9988 | 43.2132 | Y | 93.9988 | 68.453 | 93.9988
HWI-50017460001U | 175890 | 2 | 133921 | HONEYWELL 24/120/230 Vac Internal Transf | HONEYWELL INTERNATIONAL ECC US (HOFS) | 50017460-001/U | 93.9988 | 39.6498 | N | 93.9988 | 68.453 | 93.9988
HWI-50017460001U | 175891 | 4 | 133921 | HONEYWELL 24/120/230 Vac Internal Transf | HONEYWELL INTERNATIONAL ECC US (HOFS) | 50017460-001/U | 93.9988 | 66.5339 | Y | 93.9988 | 68.453 | 93.9988
HWI-50017460003U | 10008 | 2 | 133921 | HONEYWELL INTERNAL TRANSFORMER FOR (SERI | HONEYWELL INTERNATIONAL ECC US (HOFS) | 50017460-003/U | 71.2624 | 68.39 | Y | 71.2624 | 68.39 | 71.2624
HWI-50017460003U | 10510 | 3 | 133921 | HONEYWELL INTERNAL TRANSFORMER FOR (SERI | HONEYWELL INTERNATIONAL ECC US (HOFS) | 50017460-003/U | 71.2624 | 68.3867 | Y | 71.2624 | 68.39 | 71.2624
HWI-50017460003U | 173042 | 4 | 133921 | HONEYWELL INTERNAL TRANSFORMER FOR (SERI | HONEYWELL INTERNATIONAL ECC US (HOFS) | 50017460-003/U | 71.2624 | 48.22 | Y | 71.2624 | 68.39 | 71.2624
HWI-50017460003U | 175888 | 2 | 133921 | HONEYWELL INTERNAL TRANSFORMER FOR (SERI | HONEYWELL INTERNATIONAL ECC US (HOFS) | 50017460-003/U | 71.2624 | 68.39 | Y | 71.2624 | 68.39 | 71.2624
HWI-50017460003U | 175890 | 2 | 133921 | HONEYWELL INTERNAL TRANSFORMER FOR (SERI | HONEYWELL INTERNATIONAL ECC US (HOFS) | 50017460-003/U | 71.2624 | 28.5746 | N | 71.2624 | 68.39 | 71.2624
HWI-50017460003U | 175891 | 5 | 133921 | HONEYWELL INTERNAL TRANSFORMER FOR (SERI | HONEYWELL INTERNATIONAL ECC US (HOFS) | 50017460-003/U | 71.2624 | 37.8719 | Y | 71.2624 | 68.39 | 71.2624
HWI-50021579001U | 10008 | 4 | 133921 | STANDARD SENSOR FOR USE WITH T775 SERIES | HONEYWELL INTERNATIONAL ECC US (HOFS) | 50021579-001/U | 46.89 | 44.7694 | Y | 46.89 | 45 | 46.89
HWI-50021579001U | 10510 | 14 | 133921 | STANDARD SENSOR FOR USE WITH T775 SERIES | HONEYWELL INTERNATIONAL ECC US (HOFS) | 50021579-001/U | 46.89 | 44.945 | Y | 46.89 | 45 | 46.89
HWI-50021579001U | 10770 | 9 | 133921 | STANDARD SENSOR FOR USE WITH T775 SERIES | HONEYWELL INTERNATIONAL ECC US (HOFS) | 50021579-001/U | 46.89 | 44.78 | Y | 46.89 | 45 | 46.89
HWI-50021579001U | 166561 | 2 | 133921 | STANDARD SENSOR FOR USE WITH T775 SERIES | HONEYWELL INTERNATIONAL ECC US (HOFS) | 50021579-001/U | 46.89 | 44.945 | N | 46.89 | 45 | 46.89
HWI-50021579001U | 173042 | 7 | 133921 | STANDARD SENSOR FOR USE WITH T775 SERIES | HONEYWELL INTERNATIONAL ECC US (HOFS) | 50021579-001/U | 46.89 | 44.78 | Y | 46.89 | 45 | 46.89
HWI-50021579001U | 175890 | 2 | 133921 | STANDARD SENSOR FOR USE WITH T775 SERIES | HONEYWELL INTERNATIONAL ECC US (HOFS) | 50021579-001/U | 46.89 | 44.7791 | Y | 46.89 | 45 | 46.89
HWI-50021579001U | 175891 | 6 | 133921 | STANDARD SENSOR FOR USE WITH T775 SERIES | HONEYWELL INTERNATIONAL ECC US (HOFS) | 50021579-001/U | 46.89 | 45 | Y | 46.89 | 45 | 46.89
HWI-50037736001 | 10008 | 9 | 133921 | Wireless PIR Occupancy Sensor for WSK-24 | HONEYWELL INTERNATIONAL ECC US (HOFS) | 50037736-001 | 36.39 | 36.39 | N | 36.39 | 36.39 | 36.39
HWI-50048926001U | 166553 | 4 | 133921 | EDGE CONN. BAG ASSY FOR JADE (sold each) | HONEYWELL INTERNATIONAL ECC US (HOFS) | 50048926-001/U | 81.8699 | 21.045 | N | 81.8699 | 21.045 | 81.8699
HWI-50048926001U | 175891 | 11 | 133921 | EDGE CONN. BAG ASSY FOR JADE (sold each) | HONEYWELL INTERNATIONAL ECC US (HOFS) | 50048926-001/U | 81.8699 | 21.045 | N | 81.8699 | 21.045 | 81.8699
HWI-50048926002U | 10510 | 17 | 133921 | EDGE CONNECTOR (Sold each) | HONEYWELL INTERNATIONAL ECC US (HOFS) | 50048926-002/U | 6.1374 | 4.3543 | N | 6.1374 | 4.3543 | 6.1374
HWI-50048926002U | 175890 | 79 | 133921 | EDGE CONNECTOR (Sold each) | HONEYWELL INTERNATIONAL ECC US (HOFS) | 50048926-002/U | 6.1374 | 4.023 | N | 6.1374 | 4.3543 | 6.1374
HWI-50048926002U | 175891 | 11 | 133921 | EDGE CONNECTOR (Sold each) | HONEYWELL INTERNATIONAL ECC US (HOFS) | 50048926-002/U | 6.1374 | 4.08 | Y | 6.1374 | 4.3543 | 6.1374
HWI-50053060001U | 10510 | 3 | 133921 | Duct Mounting Kit for 2000 Series and Sy | HONEYWELL INTERNATIONAL ECC US (HOFS) | 50053060-001/U | 4.7772 | 1.4123 | Y | 4.7772 | 4.6245 | 4.7772
HWI-50053060001U | 166559 | 0 | 133921 | Duct Mounting Kit for 2000 Series and Sy | HONEYWELL INTERNATIONAL ECC US (HOFS) | 50053060-001/U | 4.7772 | 2.482 | N | 4.7772 | 4.6245 | 4.7772
HWI-50053060001U | 175888 | 44 | 133921 | Duct Mounting Kit for 2000 Series and Sy | HONEYWELL INTERNATIONAL ECC US (HOFS) | 50053060-001/U | 4.7772 | 4.6245 | Y | 4.7772 | 4.6245 | 4.7772
HWI-50053060001U | 175890 | 31 | 133921 | Duct Mounting Kit for 2000 Series and Sy | HONEYWELL INTERNATIONAL ECC US (HOFS) | 50053060-001/U | 4.7772 | 4.6041 | Y | 4.7772 | 4.6245 | 4.7772
HWI-50053060001U | 175891 | 20 | 133921 | Duct Mounting Kit for 2000 Series and Sy | HONEYWELL INTERNATIONAL ECC US (HOFS) | 50053060-001/U | 4.7772 | 4.0101 | Y | 4.7772 | 4.6245 | 4.7772
HWI-511211U | 10008 | 119 | 133921 | REPLACEMENT ACTUATOR MOUNTING KIT FOR VB | HONEYWELL INTERNATIONAL ECC US (HOFS) | 5112-11/U | 78.8377 | 35.3631 | N | 78.8377 | 41.25 | 78.8377
HWI-511211U | 10510 | 1 | 133921 | REPLACEMENT ACTUATOR MOUNTING KIT FOR VB | HONEYWELL INTERNATIONAL ECC US (HOFS) | 5112-11/U | 78.8377 | 35.3631 | N | 78.8377 | 41.25 | 78.8377
HWI-511211U | 166557 | 2 | 133921 | REPLACEMENT ACTUATOR MOUNTING KIT FOR VB | HONEYWELL INTERNATIONAL ECC US (HOFS) | 5112-11/U | 78.8377 | 34.38 | Y | 78.8377 | 41.25 | 78.8377
HWI-511211U | 166559 | 2 | 133921 | REPLACEMENT ACTUATOR MOUNTING KIT FOR VB | HONEYWELL INTERNATIONAL ECC US (HOFS) | 5112-11/U | 78.8377 | 41.25 | N | 78.8377 | 41.25 | 78.8377
HWI-511211U | 166561 | 1 | 133921 | REPLACEMENT ACTUATOR MOUNTING KIT FOR VB | HONEYWELL INTERNATIONAL ECC US (HOFS) | 5112-11/U | 78.8377 | 34.38 | N | 78.8377 | 41.25 | 78.8377
HWI-511211U | 175883 | 0 | 133921 | REPLACEMENT ACTUATOR MOUNTING KIT FOR VB | HONEYWELL INTERNATIONAL ECC US (HOFS) | 5112-11/U | 78.8377 | 35.3631 | N | 78.8377 | 41.25 | 78.8377
HWI-511237U | 10008 | 3 | 133921 | SS STEM KIT FOR 1/2-1" SMALL VRN2 VALVES | HONEYWELL INTERNATIONAL ECC US (HOFS) | 5112-37/U | 11.2967 | 11.2967 | N | 11.2967 | 11.2967 | 11.2967
HWI-53534AB08203 | 10510 | 6 | 133921 | 20K ohm Pipe Sensor ( PS20 ) | HONEYWELL INTERNATIONAL ECC US (HOFS) | 535-34AB08-203 | 20.31 | 20.31 | Y | 20.31 | 20.31 | 20.31
HWI-7616BRU | 10510 | 8 | 133921 | HONEYWELL MOD IV CRANK ARM | HONEYWELL INTERNATIONAL ECC US (HOFS) | 7616BR/U | 23.6534 | 18.3177 | Y | 23.6534 | 22.7 | 23.6534
HWI-7616BRU | 173042 | 3 | 133921 | HONEYWELL MOD IV CRANK ARM | HONEYWELL INTERNATIONAL ECC US (HOFS) | 7616BR/U | 23.6534 | 22.7 | Y | 23.6534 | 22.7 | 23.6534
HWI-7616BRU | 175888 | 2 | 133921 | HONEYWELL MOD IV CRANK ARM | HONEYWELL INTERNATIONAL ECC US (HOFS) | 7616BR/U | 23.6534 | 14.8558 | Y | 23.6534 | 22.7 | 23.6534
HWI-7616BRU | 175891 | 3 | 133921 | HONEYWELL MOD IV CRANK ARM | HONEYWELL INTERNATIONAL ECC US (HOFS) | 7616BR/U | 23.6534 | 14.1112 | Y | 23.6534 | 22.7 | 23.6534
HWI-7617MU | 175891 | 1 | 133921 | COMPRESSION FITTING BAG ASSEMBLY FOR USE | HONEYWELL INTERNATIONAL ECC US (HOFS) | 7617M/U | 10.99 | 10.99 | N | 10.99 | 10.99 | 10.99
HWI-AK3558U | 175883 | 2 | 133921 | SWVL BRKT ASSY | HONEYWELL INTERNATIONAL ECC US (HOFS) | AK3558/U | 99.4589 | 23.07 | N | 99.4589 | 23.07 | 99.4589
HWI-AK3863U | 10510 | 14 | 133921 | TOOL KIT | HONEYWELL INTERNATIONAL ECC US (HOFS) | AK3863/U | 111.5878 | 107.09 | Y | 111.5878 | 107.09 | 111.5878
HWI-AK3863U | 175888 | 2 | 133921 | TOOL KIT | HONEYWELL INTERNATIONAL ECC US (HOFS) | AK3863/U | 111.5878 | 97.22 | Y | 111.5878 | 107.09 | 111.5878
HWI-AK3863U | 175891 | 23 | 133921 | TOOL KIT | HONEYWELL INTERNATIONAL ECC US (HOFS) | AK3863/U | 111.5878 | 88.9581 | Y | 111.5878 | 107.09 | 111.5878
HWI-AX3PPCO | 10008 | 2 | 133921 | AX 334 Programmable Plant Controller | HONEYWELL INTERNATIONAL ECC US (HOFS) | AX3PPCO | 568.51 | 568.51 | N | 568.51 | 568.51 | 568.51
HWI-C7009A1025U | 166561 | 2 | 133921 | C7009A1025/U HNY | HONEYWELL INTERNATIONAL ECC US (HOFS) | C7009A1025U | 74.905 | 74.905 | N | 74.905 | 74.905 | 74.905
HWI-C7021B2005U | 175883 | 18 | 133921 | 10K ohm NTC Type II Temperature Sensor w | HONEYWELL INTERNATIONAL ECC US (HOFS) | C7021B2005/U | 16.98 | 16.98 | Y | 16.98 | 19.53 | 19.53
HWI-C7021B2005U | 175890 | 1 | 133921 | 10K ohm NTC Type II Temperature Sensor w | HONEYWELL INTERNATIONAL ECC US (HOFS) | C7021B2005/U | 16.98 | 19.53 | Y | 16.98 | 19.53 | 19.53
HWI-C7021C2003U | 10008 | 1 | 133921 | 18" duct w/ wiring enclosure, 10K Ohms N | HONEYWELL INTERNATIONAL ECC US (HOFS) | C7021C2003/U | 27.3525 | 20.47 | N | 27.3525 | 20.47 | 27.3525
HWI-C7021D2001U | 10008 | 4 | 133921 | IMMERSION SENSOR | HONEYWELL INTERNATIONAL ECC US (HOFS) | C7021D2001/U | 21.882 | 9.64 | N | 21.882 | 9.64 | 21.882
HWI-C7021F2009U | 10510 | 1 | 133921 | OUTDOOR TEMP SENSOR | HONEYWELL INTERNATIONAL ECC US (HOFS) | C7021F2009/U | 31.26 | 30 | Y | 31.26 | 30 | 31.26
HWI-C7021F2009U | 175891 | 2 | 133921 | OUTDOOR TEMP SENSOR | HONEYWELL INTERNATIONAL ECC US (HOFS) | C7021F2009/U | 31.26 | 17.875 | N | 31.26 | 30 | 31.26
HWI-C7021K2005U | 175890 | 2 | 133921 | Strap on pipe censor with wiring enclosu | HONEYWELL INTERNATIONAL ECC US (HOFS) | C7021K2005/U | 25.008 | 23.78 | Y | 25.008 | 23.78 | 25.008
HWI-C7023B2005U | 10008 | 1 | 133921 | 6" duct w/ wiring enclosure | HONEYWELL INTERNATIONAL ECC US (HOFS) | C7023B2005/U | 21.882 | 21 | Y | 21.882 | 21 | 21.882
HWI-C7023D2001U | 175883 | 20 | 133921 | 10K ohm NTC Type III Immersion Temperatu | HONEYWELL INTERNATIONAL ECC US (HOFS) | C7023D2001/U | 21.882 | 18.18 | N | 21.882 | 18.18 | 21.882
HWI-C7023F2009U | 10510 | 1 | 133921 | OUTDOOR WEATHERPROOF SENSOR, CONNECTS TO | HONEYWELL INTERNATIONAL ECC US (HOFS) | C7023F2009/U | 31.26 | 27.19 | N | 31.26 | 27.19 | 31.26
HWI-C7023F2009U | 175888 | 2 | 133921 | OUTDOOR WEATHERPROOF SENSOR, CONNECTS TO | HONEYWELL INTERNATIONAL ECC US (HOFS) | C7023F2009/U | 31.26 | 13.2161 | N | 31.26 | 27.19 | 31.26
HWI-C7023J2007U | 10008 | 4 | 133921 | 12 duct averaging w/ wiring enclosure | HONEYWELL INTERNATIONAL ECC US (HOFS) | C7023J2007/U | 123.7375 | 39.6444 | N | 123.7375 | 67.9772 | 123.7375
HWI-C7023J2007U | 175888 | 2 | 133921 | 12 duct averaging w/ wiring enclosure | HONEYWELL INTERNATIONAL ECC US (HOFS) | C7023J2007/U | 123.7375 | 67.9772 | Y | 123.7375 | 67.9772 | 123.7375
HWI-C7023N2001U | 10008 | 2 | 133921 | Probe Sensor with 6 Lead | HONEYWELL INTERNATIONAL ECC US (HOFS) | C7023N2001/U | 19.798 | 9.77 | N | 19.798 | 9.77 | 19.798
HWI-C7023R2000U | 10008 | 1 | 133921 | 12 duct averaging flexible copper | HONEYWELL INTERNATIONAL ECC US (HOFS) | C7023R2000/U | 95.0825 | 40.245 | N | 95.0825 | 40.245 | 95.0825
HWI-C7023R2018U | 10008 | 1 | 133921 | 10K Type III 24FT Copper Averaging Senso | HONEYWELL INTERNATIONAL ECC US (HOFS) | C7023R2018/U | 182.35 | 55.12 | N | 182.35 | 55.12 | 182.35
HWI-C7031B2005U | 175888 | 6 | 133921 | Honeywell Temperature Sensor | HONEYWELL INTERNATIONAL ECC US (HOFS) | C7031B2005/U | 48.1925 | 46.25 | Y | 48.1925 | 46.25 | 48.1925
HWI-C7031D2003U | 175888 | 5 | 133921 | C7031D2003 IMMERSION SENSOR PT1000 | HONEYWELL INTERNATIONAL ECC US (HOFS) | C7031D2003/U | 52.1 | 49.9088 | Y | 52.1 | 49.9088 | 52.1
HWI-C7031D2003U | 175890 | 4 | 133921 | C7031D2003 IMMERSION SENSOR PT1000 | HONEYWELL INTERNATIONAL ECC US (HOFS) | C7031D2003/U | 52.1 | 47.6767 | Y | 52.1 | 49.9088 | 52.1
HWI-C7031D2003U | 175891 | 1 | 133921 | C7031D2003 IMMERSION SENSOR PT1000 | HONEYWELL INTERNATIONAL ECC US (HOFS) | C7031D2003/U | 52.1 | 49.67 | Y | 52.1 | 49.9088 | 52.1
HWI-C7031G2014U | 10008 | 1 | 133921 | OUTDOOR SENSOR PT3000 | HONEYWELL INTERNATIONAL ECC US (HOFS) | C7031G2014/U | 72.94 | 30.17 | N | 72.94 | 33.27 | 72.94
HWI-C7031G2014U | 166559 | 2 | 133921 | OUTDOOR SENSOR PT3000 | HONEYWELL INTERNATIONAL ECC US (HOFS) | C7031G2014/U | 72.94 | 33.27 | N | 72.94 | 33.27 | 72.94
HWI-C7031J2009U | 175888 | 2 | 133921 | AVERAGING DUCT SENSOR - 12 FOOT, PT1000 | HONEYWELL INTERNATIONAL ECC US (HOFS) | C7031J2009/U | 109.41 | 97.87 | Y | 109.41 | 97.87 | 109.41
HWI-C7041B2005U | 10006 | 20 | 133921 | 20K ohm NTC Temp Sensor, 6 in Duct | HONEYWELL INTERNATIONAL ECC US (HOFS) | C7041B2005/U | 16.9325 | 16.1094 | Y | 16.9325 | 16.25 | 16.9325
HWI-C7041B2005U | 10008 | 280 | 133921 | 20K ohm NTC Temp Sensor, 6 in Duct | HONEYWELL INTERNATIONAL ECC US (HOFS) | C7041B2005/U | 16.9325 | 16.175 | Y | 16.9325 | 16.25 | 16.9325
HWI-C7041B2005U | 10510 | 77 | 133921 | 20K ohm NTC Temp Sensor, 6 in Duct | HONEYWELL INTERNATIONAL ECC US (HOFS) | C7041B2005/U | 16.9325 | 16.25 | Y | 16.9325 | 16.25 | 16.9325
HWI-C7041B2005U | 166557 | 9 | 133921 | 20K ohm NTC Temp Sensor, 6 in Duct | HONEYWELL INTERNATIONAL ECC US (HOFS) | C7041B2005/U | 16.9325 | 15.1634 | Y | 16.9325 | 16.25 | 16.9325
HWI-C7041B2005U | 166559 | 84 | 133921 | 20K ohm NTC Temp Sensor, 6 in Duct | HONEYWELL INTERNATIONAL ECC US (HOFS) | C7041B2005/U | 16.9325 | 16.2414 | Y | 16.9325 | 16.25 | 16.9325
HWI-C7041B2005U | 166560 | 5 | 133921 | 20K ohm NTC Temp Sensor, 6 in Duct | HONEYWELL INTERNATIONAL ECC US (HOFS) | C7041B2005/U | 16.9325 | 14.9242 | Y | 16.9325 | 16.25 | 16.9325
HWI-C7041B2005U | 166561 | 5 | 133921 | 20K ohm NTC Temp Sensor, 6 in Duct | HONEYWELL INTERNATIONAL ECC US (HOFS) | C7041B2005/U | 16.9325 | 16.25 | Y | 16.9325 | 16.25 | 16.9325
HWI-C7041B2005U | 175883 | 58 | 133921 | 20K ohm NTC Temp Sensor, 6 in Duct | HONEYWELL INTERNATIONAL ECC US (HOFS) | C7041B2005/U | 16.9325 | 16.25 | Y | 16.9325 | 16.25 | 16.9325
HWI-C7041B2005U | 175888 | 20 | 133921 | 20K ohm NTC Temp Sensor, 6 in Duct | HONEYWELL INTERNATIONAL ECC US (HOFS) | C7041B2005/U | 16.9325 | 16.25 | Y | 16.9325 | 16.25 | 16.9325
HWI-C7041B2005U | 175890 | 18 | 133921 | 20K ohm NTC Temp Sensor, 6 in Duct | HONEYWELL INTERNATIONAL ECC US (HOFS) | C7041B2005/U | 16.9325 | 16.0265 | Y | 16.9325 | 16.25 | 16.9325
HWI-C7041B2005U | 175891 | 20 | 133921 | 20K ohm NTC Temp Sensor, 6 in Duct | HONEYWELL INTERNATIONAL ECC US (HOFS) | C7041B2005/U | 16.9325 | 16.2327 | Y | 16.9325 | 16.25 | 16.9325
HWI-C7041B2013U | 10008 | 3 | 133921 | 20K OHM 12" DUCT SENSOR | HONEYWELL INTERNATIONAL ECC US (HOFS) | C7041B2013/U | 18.4955 | 17.75 | Y | 18.4955 | 17.75 | 18.4955
HWI-C7041B2013U | 10510 | 50 | 133921 | 20K OHM 12" DUCT SENSOR | HONEYWELL INTERNATIONAL ECC US (HOFS) | C7041B2013/U | 18.4955 | 17.6175 | Y | 18.4955 | 17.75 | 18.4955
HWI-C7041B2013U | 166561 | 1 | 133921 | 20K OHM 12" DUCT SENSOR | HONEYWELL INTERNATIONAL ECC US (HOFS) | C7041B2013/U | 18.4955 | 12.3126 | N | 18.4955 | 17.75 | 18.4955
HWI-C7041B2013U | 175883 | 61 | 133921 | 20K OHM 12" DUCT SENSOR | HONEYWELL INTERNATIONAL ECC US (HOFS) | C7041B2013/U | 18.4955 | 17.0142 | Y | 18.4955 | 17.75 | 18.4955
HWI-C7041B2013U | 175888 | 10 | 133921 | 20K OHM 12" DUCT SENSOR | HONEYWELL INTERNATIONAL ECC US (HOFS) | C7041B2013/U | 18.4955 | 17.75 | Y | 18.4955 | 17.75 | 18.4955
HWI-C7041B2013U | 175891 | 3 | 133921 | 20K OHM 12" DUCT SENSOR | HONEYWELL INTERNATIONAL ECC US (HOFS) | C7041B2013/U | 18.4955 | 16.2644 | Y | 18.4955 | 17.75 | 18.4955
HWI-C7041C2003U | 10008 | 30 | 133921 | 18" 20K DUCT THERMOSTAT | HONEYWELL INTERNATIONAL ECC US (HOFS) | C7041C2003/U | 20.0585 | 17.91 | N | 20.0585 | 19.25 | 20.0585
HWI-C7041C2003U | 10510 | 17 | 133921 | 18" 20K DUCT THERMOSTAT | HONEYWELL INTERNATIONAL ECC US (HOFS) | C7041C2003/U | 20.0585 | 18.4524 | Y | 20.0585 | 19.25 | 20.0585
HWI-C7041C2003U | 166559 | 3 | 133921 | 18" 20K DUCT THERMOSTAT | HONEYWELL INTERNATIONAL ECC US (HOFS) | C7041C2003/U | 20.0585 | 16.5825 | N | 20.0585 | 19.25 | 20.0585
HWI-C7041C2003U | 166561 | 1 | 133921 | 18" 20K DUCT THERMOSTAT | HONEYWELL INTERNATIONAL ECC US (HOFS) | C7041C2003/U | 20.0585 | 16.071 | N | 20.0585 | 19.25 | 20.0585
HWI-C7041C2003U | 175883 | 3 | 133921 | 18" 20K DUCT THERMOSTAT | HONEYWELL INTERNATIONAL ECC US (HOFS) | C7041C2003/U | 20.0585 | 19.25 | Y | 20.0585 | 19.25 | 20.0585
HWI-C7041C2003U | 175888 | 4 | 133921 | 18" 20K DUCT THERMOSTAT | HONEYWELL INTERNATIONAL ECC US (HOFS) | C7041C2003/U | 20.0585 | 18.015 | Y | 20.0585 | 19.25 | 20.0585
HWI-C7041C2003U | 175891 | 8 | 133921 | 18" 20K DUCT THERMOSTAT | HONEYWELL INTERNATIONAL ECC US (HOFS) | C7041C2003/U | 20.0585 | 14.6784 | Y | 20.0585 | 19.25 | 20.0585
HWI-C7041D2001U | 10008 | 8 | 133921 | ELECTRONIC 20K OHM NTC TEMPERATURE SENSO | HONEYWELL INTERNATIONAL ECC US (HOFS) | C7041D2001/U | 16.672 | 15.9994 | Y | 16.672 | 16 | 16.672
HWI-C7041D2001U | 10510 | 7 | 133921 | ELECTRONIC 20K OHM NTC TEMPERATURE SENSO | HONEYWELL INTERNATIONAL ECC US (HOFS) | C7041D2001/U | 16.672 | 15.9999 | Y | 16.672 | 16 | 16.672
HWI-C7041D2001U | 175883 | 16 | 133921 | ELECTRONIC 20K OHM NTC TEMPERATURE SENSO | HONEYWELL INTERNATIONAL ECC US (HOFS) | C7041D2001/U | 16.672 | 16 | Y | 16.672 | 16 | 16.672
HWI-C7041D2001U | 175888 | 12 | 133921 | ELECTRONIC 20K OHM NTC TEMPERATURE SENSO | HONEYWELL INTERNATIONAL ECC US (HOFS) | C7041D2001/U | 16.672 | 15.9988 | Y | 16.672 | 16 | 16.672
HWI-C7041D2001U | 175890 | 3 | 133921 | ELECTRONIC 20K OHM NTC TEMPERATURE SENSO | HONEYWELL INTERNATIONAL ECC US (HOFS) | C7041D2001/U | 16.672 | 15.9 | Y | 16.672 | 16 | 16.672
HWI-C7041D2001U | 175891 | 6 | 133921 | ELECTRONIC 20K OHM NTC TEMPERATURE SENSO | HONEYWELL INTERNATIONAL ECC US (HOFS) | C7041D2001/U | 16.672 | 15.37 | Y | 16.672 | 16 | 16.672
HWI-C7041F2006U | 10006 | 2 | 133921 | Honeywell 20K ohm NTC Outdoor Temperatur | HONEYWELL INTERNATIONAL ECC US (HOFS) | C7041F2006/U | 24.487 | 21.73 | Y | 24.487 | 23.5 | 24.487
HWI-C7041F2006U | 10008 | 20 | 133921 | Honeywell 20K ohm NTC Outdoor Temperatur | HONEYWELL INTERNATIONAL ECC US (HOFS) | C7041F2006/U | 24.487 | 23.2541 | Y | 24.487 | 23.5 | 24.487
HWI-C7041F2006U | 10510 | 1 | 133921 | Honeywell 20K ohm NTC Outdoor Temperatur | HONEYWELL INTERNATIONAL ECC US (HOFS) | C7041F2006/U | 24.487 | 21.273 | Y | 24.487 | 23.5 | 24.487
HWI-C7041F2006U | 166559 | 2 | 133921 | Honeywell 20K ohm NTC Outdoor Temperatur | HONEYWELL INTERNATIONAL ECC US (HOFS) | C7041F2006/U | 24.487 | 23.5 | Y | 24.487 | 23.5 | 24.487
HWI-C7041F2006U | 175888 | 2 | 133921 | Honeywell 20K ohm NTC Outdoor Temperatur | HONEYWELL INTERNATIONAL ECC US (HOFS) | C7041F2006/U | 24.487 | 23.5 | Y | 24.487 | 23.5 | 24.487
HWI-C7041F2006U | 175890 | 2 | 133921 | Honeywell 20K ohm NTC Outdoor Temperatur | HONEYWELL INTERNATIONAL ECC US (HOFS) | C7041F2006/U | 24.487 | 21.81 | Y | 24.487 | 23.5 | 24.487
HWI-C7041F2006U | 175891 | 3 | 133921 | Honeywell 20K ohm NTC Outdoor Temperatur | HONEYWELL INTERNATIONAL ECC US (HOFS) | C7041F2006/U | 24.487 | 20.1122 | Y | 24.487 | 23.5 | 24.487
HWI-C7041J2007U | 166561 | 1 | 133921 | 20K Averaging 12 Duct Sensor | HONEYWELL INTERNATIONAL ECC US (HOFS) | C7041J2007/U | 67.73 | 42.0693 | N | 67.73 | 65 | 67.73
HWI-C7041J2007U | 175883 | 1 | 133921 | 20K Averaging 12 Duct Sensor | HONEYWELL INTERNATIONAL ECC US (HOFS) | C7041J2007/U | 67.73 | 64.6945 | Y | 67.73 | 65 | 67.73
HWI-C7041J2007U | 175891 | 1 | 133921 | 20K Averaging 12 Duct Sensor | HONEYWELL INTERNATIONAL ECC US (HOFS) | C7041J2007/U | 67.73 | 65 | Y | 67.73 | 65 | 67.73
HWI-C7041K2005U | 10510 | 5 | 133921 | STRAP-ON SENSOR 20K OHM | HONEYWELL INTERNATIONAL ECC US (HOFS) | C7041K2005/U | 18.756 | 17.9867 | Y | 18.756 | 18 | 18.756
HWI-C7041K2005U | 166559 | 2 | 133921 | STRAP-ON SENSOR 20K OHM | HONEYWELL INTERNATIONAL ECC US (HOFS) | C7041K2005/U | 18.756 | 16.5866 | N | 18.756 | 18 | 18.756
HWI-C7041K2005U | 175883 | 3 | 133921 | STRAP-ON SENSOR 20K OHM | HONEYWELL INTERNATIONAL ECC US (HOFS) | C7041K2005/U | 18.756 | 18 | Y | 18.756 | 18 | 18.756
HWI-C7041K2005U | 175888 | 3 | 133921 | STRAP-ON SENSOR 20K OHM | HONEYWELL INTERNATIONAL ECC US (HOFS) | C7041K2005/U | 18.756 | 18 | Y | 18.756 | 18 | 18.756
HWI-C7041K2005U | 175890 | 3 | 133921 | STRAP-ON SENSOR 20K OHM | HONEYWELL INTERNATIONAL ECC US (HOFS) | C7041K2005/U | 18.756 | 17.2038 | Y | 18.756 | 18 | 18.756
HWI-C7041K2005U | 175891 | 5 | 133921 | STRAP-ON SENSOR 20K OHM | HONEYWELL INTERNATIONAL ECC US (HOFS) | C7041K2005/U | 18.756 | 17.9198 | Y | 18.756 | 18 | 18.756
HWI-C7041N2020U | 166559 | 2 | 133921 | 20K NTC TEMP SENSOR | HONEYWELL INTERNATIONAL ECC US (HOFS) | C7041N2020/U | 17.193 | 16.5 | Y | 17.193 | 16.5 | 17.193
HWI-C7041P2004U | 175883 | 27 | 133921 | 20K BUTTON SENSOR FOR MOUNTING ON A WALL | HONEYWELL INTERNATIONAL ECC US (HOFS) | C7041P2004/U | 50.7975 | 7.0159 | N | 50.7975 | 42.39 | 50.7975
HWI-C7041P2004U | 175888 | 3 | 133921 | 20K BUTTON SENSOR FOR MOUNTING ON A WALL | HONEYWELL INTERNATIONAL ECC US (HOFS) | C7041P2004/U | 50.7975 | 42.39 | Y | 50.7975 | 42.39 | 50.7975
HWI-C7041P2004U | 175890 | 2 | 133921 | 20K BUTTON SENSOR FOR MOUNTING ON A WALL | HONEYWELL INTERNATIONAL ECC US (HOFS) | C7041P2004/U | 50.7975 | 7.0159 | Y | 50.7975 | 42.39 | 50.7975
HWI-C7041P2004U | 175891 | 5 | 133921 | 20K BUTTON SENSOR FOR MOUNTING ON A WALL | HONEYWELL INTERNATIONAL ECC US (HOFS) | C7041P2004/U | 50.7975 | 24.7437 | N | 50.7975 | 42.39 | 50.7975
HWI-C7041R2000U | 175888 | 3 | 133921 | C7041R2000 20K NTC 12 FT RIGID | HONEYWELL INTERNATIONAL ECC US (HOFS) | C7041R2000/U | 72.94 | 67.8978 | Y | 72.94 | 67.8978 | 72.94
HWI-C7041R2018U | 10008 | 2 | 133921 | 20K NTC Duct Temperature Sensor 24ft | HONEYWELL INTERNATIONAL ECC US (HOFS) | C7041R2018/U | 122.435 | 117.5 | Y | 122.435 | 117.5 | 122.435
HWI-C7041R2018U | 10510 | 6 | 133921 | 20K NTC Duct Temperature Sensor 24ft | HONEYWELL INTERNATIONAL ECC US (HOFS) | C7041R2018/U | 122.435 | 117.5 | Y | 122.435 | 117.5 | 122.435
HWI-C7046A1004U | 10008 | 3 | 133921 | STANDARD 8 " ELEMENT. | HONEYWELL INTERNATIONAL ECC US (HOFS) | C7046A1004/U | 37.7725 | 15.83 | N | 37.7725 | 20.3146 | 37.7725
HWI-C7046A1004U | 10510 | 5 | 133921 | STANDARD 8 " ELEMENT. | HONEYWELL INTERNATIONAL ECC US (HOFS) | C7046A1004/U | 37.7725 | 20.3146 | Y | 37.7725 | 20.3146 | 37.7725
HWI-C7046A1004U | 166557 | 1 | 133921 | STANDARD 8 " ELEMENT. | HONEYWELL INTERNATIONAL ECC US (HOFS) | C7046A1004/U | 37.7725 | 15.83 | N | 37.7725 | 20.3146 | 37.7725
HWI-C7046A1004U | 175891 | 9 | 133921 | STANDARD 8 " ELEMENT. | HONEYWELL INTERNATIONAL ECC US (HOFS) | C7046A1004/U | 37.7725 | 16.4213 | Y | 37.7725 | 20.3146 | 37.7725
HWI-C7046C1000U | 166559 | 2 | 133921 | DISCHARGE AIR SENSOR | HONEYWELL INTERNATIONAL ECC US (HOFS) | C7046C1000/U | 36.47 | 18.34 | N | 36.47 | 18.34 | 36.47
HWI-C7100A1015U | 10510 | 2 | 133921 | DISCHARGE TEMPERATURE SENSOR | HONEYWELL INTERNATIONAL ECC US (HOFS) | C7100A1015/U | 98.5524 | 71.11 | Y | 98.5524 | 71.11 | 98.5524
HWI-C7130B1009U | 10510 | 4 | 133921 | C7130B1009 SPACE TEMPERATURE, | HONEYWELL INTERNATIONAL ECC US (HOFS) | C7130B1009/U | 53.0691 | 39.1513 | N | 53.0691 | 41.6266 | 53.0691
HWI-C7130B1009U | 175891 | 5 | 133921 | C7130B1009 SPACE TEMPERATURE, | HONEYWELL INTERNATIONAL ECC US (HOFS) | C7130B1009/U | 53.0691 | 41.6266 | N | 53.0691 | 41.6266 | 53.0691
HWI-C7150B1004U | 10008 | 4 | 133921 | THERMISTOR TEMP SENSOR FOR MIXED OR DISC | HONEYWELL INTERNATIONAL ECC US (HOFS) | C7150B1004/U | 27.06 | 13.4375 | N | 27.06 | 20.03 | 27.06
HWI-C7150B1004U | 10510 | 5 | 133921 | THERMISTOR TEMP SENSOR FOR MIXED OR DISC | HONEYWELL INTERNATIONAL ECC US (HOFS) | C7150B1004/U | 27.06 | 20.03 | N | 27.06 | 20.03 | 27.06
HWI-C7150B1004U | 166559 | 8 | 133921 | THERMISTOR TEMP SENSOR FOR MIXED OR DISC | HONEYWELL INTERNATIONAL ECC US (HOFS) | C7150B1004/U | 27.06 | 8.31 | N | 27.06 | 20.03 | 27.06
HWI-C7150B1004U | 175888 | 2 | 133921 | THERMISTOR TEMP SENSOR FOR MIXED OR DISC | HONEYWELL INTERNATIONAL ECC US (HOFS) | C7150B1004/U | 27.06 | 13.8779 | N | 27.06 | 20.03 | 27.06
HWI-C7150B1004U | 175891 | 5 | 133921 | THERMISTOR TEMP SENSOR FOR MIXED OR DISC | HONEYWELL INTERNATIONAL ECC US (HOFS) | C7150B1004/U | 27.06 | 14.3005 | N | 27.06 | 20.03 | 27.06
HWI-C7232B1006U | 10006 | 4 | 133921 | DUCT MOUNTED CO2 SENSOR WITH DIGITAL DIS | HONEYWELL INTERNATIONAL ECC US (HOFS) | C7232B1006/U | 294.365 | 265.99 | Y | 294.365 | 282.5 | 294.365
HWI-C7232B1006U | 10008 | 69 | 133921 | DUCT MOUNTED CO2 SENSOR WITH DIGITAL DIS | HONEYWELL INTERNATIONAL ECC US (HOFS) | C7232B1006/U | 294.365 | 278.937 | Y | 294.365 | 282.5 | 294.365
HWI-C7232B1006U | 10510 | 1 | 133921 | DUCT MOUNTED CO2 SENSOR WITH DIGITAL DIS | HONEYWELL INTERNATIONAL ECC US (HOFS) | C7232B1006/U | 294.365 | 282.5 | Y | 294.365 | 282.5 | 294.365
HWI-C7232B1006U | 166557 | 1 | 133921 | DUCT MOUNTED CO2 SENSOR WITH DIGITAL DIS | HONEYWELL INTERNATIONAL ECC US (HOFS) | C7232B1006/U | 294.365 | 271.0615 | N | 294.365 | 282.5 | 294.365
HWI-C7232B1014U | 175883 | 1 | 133921 | CO2 Sensor Duct Mount No Display | HONEYWELL INTERNATIONAL ECC US (HOFS) | C7232B1014/U | 291.76 | 280 | Y | 291.76 | 280 | 291.76
HWI-C7232B1014U | 175888 | 3 | 133921 | CO2 Sensor Duct Mount No Display | HONEYWELL INTERNATIONAL ECC US (HOFS) | C7232B1014/U | 291.76 | 206.8683 | Y | 291.76 | 280 | 291.76
HWI-C7232B1014U | 175891 | 1 | 133921 | CO2 Sensor Duct Mount No Display | HONEYWELL INTERNATIONAL ECC US (HOFS) | C7232B1014/U | 291.76 | 178.9679 | N | 291.76 | 280 | 291.76
HWI-C7232B1030U | 10510 | 14 | 133921 | CO2 SENSOR, NO HW LOGO, DUCT MOUNT, NO D | HONEYWELL INTERNATIONAL ECC US (HOFS) | C7232B1030/U | 304.785 | 273.17 | Y | 304.785 | 273.17 | 304.785
HWI-C7233A1008 | 10008 | 7 | 133921 | Wall Mount CO2 Sensor: display: 2-10VDC/ | HONEYWELL INTERNATIONAL ECC US (HOFS) | C7233A1008 | 184.955 | 177.5 | Y | 184.955 | 177.5 | 184.955
HWI-C7233A1008 | 10510 | 6 | 133921 | Wall Mount CO2 Sensor: display: 2-10VDC/ | HONEYWELL INTERNATIONAL ECC US (HOFS) | C7233A1008 | 184.955 | 177.5 | Y | 184.955 | 177.5 | 184.955
HWI-C7233A1008 | 175888 | 4 | 133921 | Wall Mount CO2 Sensor: display: 2-10VDC/ | HONEYWELL INTERNATIONAL ECC US (HOFS) | C7233A1008 | 184.955 | 177.5 | Y | 184.955 | 177.5 | 184.955
HWI-C7233A1016 | 10510 | 2 | 133921 | CO2 Wall Sensor, 0/2-10VDC, 4-20mA | HONEYWELL INTERNATIONAL ECC US (HOFS) | C7233A1016 | 226.1453 | 185 | Y | 226.1453 | 185 | 226.1453
HWI-C7250A1001U | 10008 | 1 | 133921 | JADE Temperature Sensor 20K | HONEYWELL INTERNATIONAL ECC US (HOFS) | C7250A1001/U | 20.9234 | 20.08 | Y | 20.9234 | 20.08 | 20.9234
HWI-C7250A1001U | 10510 | -2 | 133921 | JADE Temperature Sensor 20K | HONEYWELL INTERNATIONAL ECC US (HOFS) | C7250A1001/U | 20.9234 | 20.0769 | Y | 20.9234 | 20.08 | 20.9234
HWI-C7250A1001U | 166553 | 2 | 133921 | JADE Temperature Sensor 20K | HONEYWELL INTERNATIONAL ECC US (HOFS) | C7250A1001/U | 20.9234 | 17.6 | Y | 20.9234 | 20.08 | 20.9234
HWI-C7250A1001U | 175890 | 1 | 133921 | JADE Temperature Sensor 20K | HONEYWELL INTERNATIONAL ECC US (HOFS) | C7250A1001/U | 20.9234 | 20.08 | Y | 20.9234 | 20.08 | 20.9234
HWI-C7263A1008 | 10510 | 0 | 133921 | CO2/Temp, Wall Sensor w/Display, 0/2-10 | HONEYWELL INTERNATIONAL ECC US (HOFS) | C7263A1008 | 265.71 | 239.75 | N | 265.71 | 239.75 | 265.71
HWI-C7263A1008 | 175890 | 1 | 133921 | CO2/Temp, Wall Sensor w/Display, 0/2-10 | HONEYWELL INTERNATIONAL ECC US (HOFS) | C7263A1008 | 265.71 | 239.75 | Y | 265.71 | 239.75 | 265.71
HWI-C7400A2001U | 10510 | 5 | 133921 | 4-20 mA Enthalpy Sensor - supply duct/re | HONEYWELL INTERNATIONAL ECC US (HOFS) | C7400A2001/U | 87.9344 | 75.7869 | Y | 87.9344 | 75.7869 | 87.9344
HWI-C7400A2001U | 175888 | 1 | 133921 | 4-20 mA Enthalpy Sensor - supply duct/re | HONEYWELL INTERNATIONAL ECC US (HOFS) | C7400A2001/U | 87.9344 | 64.6186 | Y | 87.9344 | 75.7869 | 87.9344
HWI-C7400A2001U | 175890 | 0 | 133921 | 4-20 mA Enthalpy Sensor - supply duct/re | HONEYWELL INTERNATIONAL ECC US (HOFS) | C7400A2001/U | 87.9344 | 64.6186 | N | 87.9344 | 75.7869 | 87.9344
HWI-C7400A2001U | 175891 | 5 | 133921 | 4-20 mA Enthalpy Sensor - supply duct/re | HONEYWELL INTERNATIONAL ECC US (HOFS) | C7400A2001/U | 87.9344 | 51.3012 | Y | 87.9344 | 75.7869 | 87.9344
HWI-C7400S1000U | 10008 | 11 | 133921 | JADE Enthalpy Sensor | HONEYWELL INTERNATIONAL ECC US (HOFS) | C7400S1000/U | 69.7411 | 63.9901 | Y | 69.7411 | 66.93 | 69.7411
HWI-C7400S1000U | 10510 | 13 | 133921 | JADE Enthalpy Sensor | HONEYWELL INTERNATIONAL ECC US (HOFS) | C7400S1000/U | 69.7411 | 65.6709 | Y | 69.7411 | 66.93 | 69.7411
HWI-C7400S1000U | 166553 | 2 | 133921 | JADE Enthalpy Sensor | HONEYWELL INTERNATIONAL ECC US (HOFS) | C7400S1000/U | 69.7411 | 65.3253 | Y | 69.7411 | 66.93 | 69.7411
HWI-C7400S1000U | 166557 | 1 | 133921 | JADE Enthalpy Sensor | HONEYWELL INTERNATIONAL ECC US (HOFS) | C7400S1000/U | 69.7411 | 66.93 | N | 69.7411 | 66.93 | 69.7411
HWI-C7400S1000U | 166559 | -6 | 133921 | JADE Enthalpy Sensor | HONEYWELL INTERNATIONAL ECC US (HOFS) | C7400S1000/U | 69.7411 | 61.6071 | N | 69.7411 | 66.93 | 69.7411
HWI-C7400S1000U | 166561 | 1 | 133921 | JADE Enthalpy Sensor | HONEYWELL INTERNATIONAL ECC US (HOFS) | C7400S1000/U | 69.7411 | 61.6071 | N | 69.7411 | 66.93 | 69.7411
HWI-C7400S1000U | 175883 | 11 | 133921 | JADE Enthalpy Sensor | HONEYWELL INTERNATIONAL ECC US (HOFS) | C7400S1000/U | 69.7411 | 65.75 | Y | 69.7411 | 66.93 | 69.7411
HWI-C7400S1000U | 175888 | 12 | 133921 | JADE Enthalpy Sensor | HONEYWELL INTERNATIONAL ECC US (HOFS) | C7400S1000/U | 69.7411 | 66.7898 | Y | 69.7411 | 66.93 | 69.7411
HWI-C7400S1000U | 175890 | 7 | 133921 | JADE Enthalpy Sensor | HONEYWELL INTERNATIONAL ECC US (HOFS) | C7400S1000/U | 69.7411 | 66.4902 | Y | 69.7411 | 66.93 | 69.7411
HWI-C7400S1000U | 175891 | 1 | 133921 | JADE Enthalpy Sensor | HONEYWELL INTERNATIONAL ECC US (HOFS) | C7400S1000/U | 69.7411 | 61.3579 | Y | 69.7411 | 66.93 | 69.7411
HWI-C7400S1010U | 10006 | 7 | 133921 | ENTHALPY SENSOR | HONEYWELL INTERNATIONAL ECC US (HOFS) | C7400S1010/U | 74.2946 | 63.64 | Y | 74.2946 | 63.64 | 74.2946
HWI-C7600A2008U | 10510 | 1 | 133921 | Humidity Sensor 4-20ma W7600 | HONEYWELL INTERNATIONAL ECC US (HOFS) | C7600A2008/U | 87.9344 | 59.63 | N | 87.9344 | 59.63 | 87.9344
HWI-C7600B2008U | 10510 | 1 | 133921 | Honeywell humidistat | HONEYWELL INTERNATIONAL ECC US (HOFS) | C7600B2008/U | 128.8746 | 75.7 | Y | 128.8746 | 75.7 | 128.8746
HWI-C7600B2008U | 173042 | 2 | 133921 | Honeywell humidistat | HONEYWELL INTERNATIONAL ECC US (HOFS) | C7600B2008/U | 128.8746 | 59.3 | N | 128.8746 | 75.7 | 128.8746
HWI-C7632A1004U | 175883 | 9 | 133921 | WALL CO2 SENSOR W/O DISPLAY 0-10VDC | HONEYWELL INTERNATIONAL ECC US (HOFS) | C7632A1004/U | 200.07 | 200.07 | Y | 200.07 | 200.07 | 200.07
HWI-C7632B1002U | 166559 | 0 | 133921 | Duct CO2 Sensor, 0-10VDC (FIXED) | HONEYWELL INTERNATIONAL ECC US (HOFS) | C7632B1002/U | 247.475 | 152.7867 | N | 247.475 | 237.5 | 247.475
HWI-C7632B1002U | 175883 | 0 | 133921 | Duct CO2 Sensor, 0-10VDC (FIXED) | HONEYWELL INTERNATIONAL ECC US (HOFS) | C7632B1002/U | 247.475 | 237.5 | N | 247.475 | 237.5 | 247.475
HWI-C7660A1000U | 10510 | 2 | 133921 | Selectable Temperature Sensor | HONEYWELL INTERNATIONAL ECC US (HOFS) | C7660A1000/U | 48.5155 | 43.18 | Y | 48.5155 | 44.87 | 48.5155
HWI-C7660A1000U | 175891 | 2 | 133921 | Selectable Temperature Sensor | HONEYWELL INTERNATIONAL ECC US (HOFS) | C7660A1000/U | 48.5155 | 44.87 | Y | 48.5155 | 44.87 | 48.5155
HWI-C7770A1006U | 10008 | 3 | 133921 | DUCT MOUNT TEMPATURE SENSOR 20K | HONEYWELL INTERNATIONAL ECC US (HOFS) | C7770A1006/U | 23.966 | 20.14 | Y | 23.966 | 20.14 | 23.966
HWI-C7770A1006U | 10510 | 1 | 133921 | DUCT MOUNT TEMPATURE SENSOR 20K | HONEYWELL INTERNATIONAL ECC US (HOFS) | C7770A1006/U | 23.966 | 16.09 | N | 23.966 | 20.14 | 23.966
HWI-C7770A1006U | 175891 | 2 | 133921 | DUCT MOUNT TEMPATURE SENSOR 20K | HONEYWELL INTERNATIONAL ECC US (HOFS) | C7770A1006/U | 23.966 | 17.5388 | Y | 23.966 | 20.14 | 23.966
HWI-C7770A1040U | 10008 | 13 | 133921 | 20K Ohm, 6 inch Duct Probe Temp. | HONEYWELL INTERNATIONAL ECC US (HOFS) | C7770A1040/U | 19.277 | 18.5 | Y | 19.277 | 18.5 | 19.277
HWI-C7772A1004U | 10008 | 40 | 133921 | BLANK SS WALL TEMPERATURE SENSOR | HONEYWELL INTERNATIONAL ECC US (HOFS) | C7772A1004/U | 20.5795 | 18.43 | Y | 20.5795 | 19.75 | 20.5795
HWI-C7772A1004U | 10510 | 20 | 133921 | BLANK SS WALL TEMPERATURE SENSOR | HONEYWELL INTERNATIONAL ECC US (HOFS) | C7772A1004/U | 20.5795 | 19.413 | Y | 20.5795 | 19.75 | 20.5795
HWI-C7772A1004U | 175883 | 2 | 133921 | BLANK SS WALL TEMPERATURE SENSOR | HONEYWELL INTERNATIONAL ECC US (HOFS) | C7772A1004/U | 20.5795 | 19.75 | Y | 20.5795 | 19.75 | 20.5795
HWI-C7772A1004U | 175891 | 2 | 133921 | BLANK SS WALL TEMPERATURE SENSOR | HONEYWELL INTERNATIONAL ECC US (HOFS) | C7772A1004/U | 20.5795 | 15.4202 | Y | 20.5795 | 19.75 | 20.5795
HWI-C7772A1012U | 10510 | 6 | 133921 | REMOTE SENSOR | HONEYWELL INTERNATIONAL ECC US (HOFS) | C7772A1012/U | 20.5795 | 19.7366 | Y | 20.5795 | 19.7366 | 20.5795
HWI-C7772G1012U | 175883 | 2 | 133921 | 10K ohm NTC Type III Flush Mount Tempera | HONEYWELL INTERNATIONAL ECC US (HOFS) | C7772G1012/U | 27.3525 | 10.305 | N | 27.3525 | 10.305 | 27.3525
HWI-CCT1421U | 173042 | 86 | 133921 | 1/4 BRASS COMPRESSION UNION | HONEYWELL INTERNATIONAL ECC US (HOFS) | CCT1421/U | 3.9388 | 0 | N | 3.9388 | 0 | 3.9388
HWI-CCT1435TU | 173042 | 173 | 133921 | COMP ADAPTOR 1/4"CX1/8"MPT | HONEYWELL INTERNATIONAL ECC US (HOFS) | CCT1435T/U | 3.28 | 0 | N | 3.28 | 0 | 3.28
HWI-CCT1436TU | 173042 | 37 | 133921 | 1/4" COMP. ADAPTER TO MALE | HONEYWELL INTERNATIONAL ECC US (HOFS) | CCT1436T/U | 4.0951 | 0 | N | 4.0951 | 0 | 4.0951
HWI-CCT1491TU | 173042 | 40 | 133921 | 1/4" COMP X 1/4" MPT ELL | HONEYWELL INTERNATIONAL ECC US (HOFS) | CCT1491T/U | 3.0322 | 0 | N | 3.0322 | 0 | 3.0322
HWI-CCT1612BU | 175883 | 21 | 133921 | 1/4 TEE | HONEYWELL INTERNATIONAL ECC US (HOFS) | CCT1612B/U | 4.8557 | 0.52 | N | 4.8557 | 0.52 | 4.8557
HWI-CCT1641U | 10008 | 80 | 133921 | CCT1641 5/32 BRASS BARB ELBOW MUST | HONEYWELL INTERNATIONAL ECC US (HOFS) | CCT1641/U | 2.0803 | 0.66 | N | 2.0803 | 2.0803 | 2.0803
HWI-CCT1641U | 166561 | 124 | 133921 | CCT1641 5/32 BRASS BARB ELBOW MUST | HONEYWELL INTERNATIONAL ECC US (HOFS) | CCT1641/U | 2.0803 | 2.0803 | N | 2.0803 | 2.0803 | 2.0803
HWI-CCT1642U | 175883 | 5 | 133921 | CCT1642 Elbow, brass, barbed 1/4 in. | HONEYWELL INTERNATIONAL ECC US (HOFS) | CCT1642/U | 5.1579 | 0.54 | N | 5.1579 | 0.54 | 5.1579
HWI-CCT1820U | 175891 | 5 | 133921 | PANEL KNOCK OUT HOLE PLUG 1/2" | HONEYWELL INTERNATIONAL ECC US (HOFS) | CCT1820/U | 2.1257 | 0.1 | N | 2.1257 | 0.1 | 2.1257
HWI-CCT2083TU | 175888 | 113 | 133921 | CCT2083T Valve, tank, used for easy gage | HONEYWELL INTERNATIONAL ECC US (HOFS) | CCT2083T/U | 4.59 | 2.1667 | N | 4.59 | 4.4617 | 4.59
HWI-CCT2083TU | 175891 | 20 | 133921 | CCT2083T Valve, tank, used for easy gage | HONEYWELL INTERNATIONAL ECC US (HOFS) | CCT2083T/U | 4.59 | 4.4617 | N | 4.59 | 4.4617 | 4.59
HWI-CCT2085U | 166559 | 18 | 133921 | TANK VALVE ADAPTOR | HONEYWELL INTERNATIONAL ECC US (HOFS) | CCT2085/U | 5.64 | 1.34 | N | 5.64 | 4.8145 | 5.64
HWI-CCT2085U | 175888 | 24 | 133921 | TANK VALVE ADAPTOR | HONEYWELL INTERNATIONAL ECC US (HOFS) | CCT2085/U | 5.64 | 3.3708 | N | 5.64 | 4.8145 | 5.64
HWI-CCT2085U | 175891 | 22 | 133921 | TANK VALVE ADAPTOR | HONEYWELL INTERNATIONAL ECC US (HOFS) | CCT2085/U | 5.64 | 4.8145 | N | 5.64 | 4.8145 | 5.64
HWI-CCT720BU | 166557 | 1 | 133921 | CCT720B 1/4 in Tube Bender | HONEYWELL INTERNATIONAL ECC US (HOFS) | CCT720B/U | 311.4121 | 75.5385 | N | 311.4121 | 75.5385 | 311.4121
HWI-CCT722BU | 166559 | 1 | 133921 | Do NOT stock !!! 3/8 Tube Bender | HONEYWELL INTERNATIONAL ECC US (HOFS) | CCT722B/U | 531.49 | 64.8076 | N | 531.49 | 71.1433 | 531.49
HWI-CCT722BU | 166561 | 3 | 133921 | Do NOT stock !!! 3/8 Tube Bender | HONEYWELL INTERNATIONAL ECC US (HOFS) | CCT722B/U | 531.49 | 71.1433 | N | 531.49 | 71.1433 | 531.49
HWI-CCT729AU | 10510 | 9 | 133921 | CCT729A GAGE ADAPTER FOR | HONEYWELL INTERNATIONAL ECC US (HOFS) | CCT729A/U | 38.51 | 38.51 | Y | 38.51 | 40.83 | 40.83
HWI-CCT729AU | 173042 | 10 | 133921 | CCT729A GAGE ADAPTER FOR | HONEYWELL INTERNATIONAL ECC US (HOFS) | CCT729A/U | 38.51 | 24.525 | N | 38.51 | 40.83 | 40.83
HWI-CCT729AU | 175888 | 10 | 133921 | CCT729A GAGE ADAPTER FOR | HONEYWELL INTERNATIONAL ECC US (HOFS) | CCT729A/U | 38.51 | 39.67 | Y | 38.51 | 40.83 | 40.83
HWI-CCT729AU | 175891 | 3 | 133921 | CCT729A GAGE ADAPTER FOR | HONEYWELL INTERNATIONAL ECC US (HOFS) | CCT729A/U | 38.51 | 40.83 | Y | 38.51 | 40.83 | 40.83
HWI-CCT735AU | 10510 | 1 | 133921 | CCT735A TOOL FOR TP970 & HP970 | HONEYWELL INTERNATIONAL ECC US (HOFS) | CCT735A/U | 12.51 | 12.51 | Y | 12.51 | 12.51 | 12.51
HWI-CCT735AU | 166553 | 3 | 133921 | CCT735A TOOL FOR TP970 & HP970 | HONEYWELL INTERNATIONAL ECC US (HOFS) | CCT735A/U | 12.51 | 5.8335 | N | 12.51 | 12.51 | 12.51
HWI-CCT735AU | 166559 | 22 | 133921 | CCT735A TOOL FOR TP970 & HP970 | HONEYWELL INTERNATIONAL ECC US (HOFS) | CCT735A/U | 12.51 | 12.4823 | Y | 12.51 | 12.51 | 12.51
HWI-CCT735AU | 166561 | 18 | 133921 | CCT735A TOOL FOR TP970 & HP970 | HONEYWELL INTERNATIONAL ECC US (HOFS) | CCT735A/U | 12.51 | 11.1212 | Y | 12.51 | 12.51 | 12.51
HWI-CCT735AU | 173042 | 10 | 133921 | CCT735A TOOL FOR TP970 & HP970 | HONEYWELL INTERNATIONAL ECC US (HOFS) | CCT735A/U | 12.51 | 9.6077 | N | 12.51 | 12.51 | 12.51
HWI-CCT735AU | 175883 | 3 | 133921 | CCT735A TOOL FOR TP970 & HP970 | HONEYWELL INTERNATIONAL ECC US (HOFS) | CCT735A/U | 12.51 | 7.8053 | N | 12.51 | 12.51 | 12.51
HWI-CCT735AU | 175888 | 10 | 133921 | CCT735A TOOL FOR TP970 & HP970 | HONEYWELL INTERNATIONAL ECC US (HOFS) | CCT735A/U | 12.51 | 11.3491 | Y | 12.51 | 12.51 | 12.51
HWI-CCT735AU | 175890 | 7 | 133921 | CCT735A TOOL FOR TP970 & HP970 | HONEYWELL INTERNATIONAL ECC US (HOFS) | CCT735A/U | 12.51 | 5.9857 | Y | 12.51 | 12.51 | 12.51
HWI-CCT735AU | 175891 | 4 | 133921 | CCT735A TOOL FOR TP970 & HP970 | HONEYWELL INTERNATIONAL ECC US (HOFS) | CCT735A/U | 12.51 | 10.1868 | Y | 12.51 | 12.51 | 12.51
HWI-CCT813U | 175888 | 24 | 133921 | SLIDE RULE | HONEYWELL INTERNATIONAL ECC US (HOFS) | CCT813/U | 24.78 | 12.1661 | N | 24.78 | 12.1661 | 24.78
HWI-CCT819U | 175891 | 1 | 133921 | RP920 PB AND AUTHORITY SETTING ADJUSTMEN | HONEYWELL INTERNATIONAL ECC US (HOFS) | CCT819/U | 38.8145 | 15.3798 | N | 38.8145 | 15.3798 | 38.8145
HWI-CCT852U | 175891 | 1 | 133921 | PRESSURE BULBS | HONEYWELL INTERNATIONAL ECC US (HOFS) | CCT852/U | 80.6612 | 1230 | N | 80.6612 | 1230 | 1230
HWI-COVA | 10008 | 44 | 133921 | SPYDER MODEL 5 VAV REPLACEMENT ACTUATOR | HONEYWELL INTERNATIONAL ECC US (HOFS) | COVA | 56.0075 | 43.152 | N | 56.0075 | 43.152 | 56.0075
HWI-CPOAL | 175888 | 1 | 133921 | ADJUSTABLE SPLIT CORE N/O LOW TRIP | HONEYWELL INTERNATIONAL ECC US (HOFS) | CP-O-AL | 41.67 | 41.67 | N | 41.67 | 41.67 | 41.67
HWI-CPOFL | 10008 | 20 | 133921 | Honeywell Fixed Split Core N/O Low Trip | HONEYWELL INTERNATIONAL ECC US (HOFS) | CP-O-FL | 41.663 | 41.663 | N | 41.663 | 41.663 | 41.663
HWI-CR24AC10AU | 10510 | 22 | 133921 | COMMAND RELAY - 10 AMP SPDT RELAY, 1 | HONEYWELL INTERNATIONAL ECC US (HOFS) | CR-24AC-10A/U | 17.12 | 17.12 | N | 17.12 | 17.12 | 17.12
HWI-CR24AC10AU | 175883 | 23 | 133921 | COMMAND RELAY - 10 AMP SPDT RELAY, 1 | HONEYWELL INTERNATIONAL ECC US (HOFS) | CR-24AC-10A/U | 17.12 | 17.1146 | N | 17.12 | 17.12 | 17.12
HWI-CS2001152WHI | 10008 | 494 | 133921 | Connected Power 15A Duplex Outlets | HONEYWELL INTERNATIONAL ECC US (HOFS) | CS2001152WHI | 55.2468 | 47.72 | N | 55.2468 | 47.72 | 55.2468
HWI-CS2001152WHI | 10510 | 463 | 133921 | Connected Power 15A Duplex Outlets | HONEYWELL INTERNATIONAL ECC US (HOFS) | CS2001152WHI | 55.2468 | 47.72 | N | 55.2468 | 47.72 | 55.2468
HWI-CS2001152WHI | 166553 | 72 | 133921 | Connected Power 15A Duplex Outlets | HONEYWELL INTERNATIONAL ECC US (HOFS) | CS2001152WHI | 55.2468 | 47.72 | N | 55.2468 | 47.72 | 55.2468
HWI-CS2001152WHI | 166557 | 200 | 133921 | Connected Power 15A Duplex Outlets | HONEYWELL INTERNATIONAL ECC US (HOFS) | CS2001152WHI | 55.2468 | 47.72 | N | 55.2468 | 47.72 | 55.2468
HWI-CS2001152WHI | 166559 | 84 | 133921 | Connected Power 15A Duplex Outlets | HONEYWELL INTERNATIONAL ECC US (HOFS) | CS2001152WHI | 55.2468 | 47.72 | N | 55.2468 | 47.72 | 55.2468
HWI-CS2001152WHI | 166560 | 72 | 133921 | Connected Power 15A Duplex Outlets | HONEYWELL INTERNATIONAL ECC US (HOFS) | CS2001152WHI | 55.2468 | 47.72 | N | 55.2468 | 47.72 | 55.2468
HWI-CS2001152WHI | 166561 | 72 | 133921 | Connected Power 15A Duplex Outlets | HONEYWELL INTERNATIONAL ECC US (HOFS) | CS2001152WHI | 55.2468 | 47.72 | N | 55.2468 | 47.72 | 55.2468
HWI-CS2001152WHI | 175883 | 480 | 133921 | Connected Power 15A Duplex Outlets | HONEYWELL INTERNATIONAL ECC US (HOFS) | CS2001152WHI | 55.2468 | 47.72 | N | 55.2468 | 47.72 | 55.2468
HWI-CS2001152WHI | 175888 | 20 | 133921 | Connected Power 15A Duplex Outlets | HONEYWELL INTERNATIONAL ECC US (HOFS) | CS2001152WHI | 55.2468 | 47.72 | N | 55.2468 | 47.72 | 55.2468
HWI-CS2001202WHI | 10008 | 290 | 133921 | Connected Power 20A Duplex Outlets | HONEYWELL INTERNATIONAL ECC US (HOFS) | CS2001202WHI | 58.3728 | 50.42 | N | 58.3728 | 50.42 | 58.3728
HWI-CS2001202WHI | 10510 | 300 | 133921 | Connected Power 20A Duplex Outlets | HONEYWELL INTERNATIONAL ECC US (HOFS) | CS2001202WHI | 58.3728 | 50.42 | N | 58.3728 | 50.42 | 58.3728
HWI-CS2001202WHI | 166553 | 48 | 133921 | Connected Power 20A Duplex Outlets | HONEYWELL INTERNATIONAL ECC US (HOFS) | CS2001202WHI | 58.3728 | 50.42 | N | 58.3728 | 50.42 | 58.3728
HWI-CS2001202WHI | 166557 | 106 | 133921 | Connected Power 20A Duplex Outlets | HONEYWELL INTERNATIONAL ECC US (HOFS) | CS2001202WHI | 58.3728 | 50.42 | N | 58.3728 | 50.42 | 58.3728
HWI-CS2001202WHI | 166559 | 48 | 133921 | Connected Power 20A Duplex Outlets | HONEYWELL INTERNATIONAL ECC US (HOFS) | CS2001202WHI | 58.3728 | 50.42 | N | 58.3728 | 50.42 | 58.3728
HWI-CS2001202WHI | 166560 | 48 | 133921 | Connected Power 20A Duplex Outlets | HONEYWELL INTERNATIONAL ECC US (HOFS) | CS2001202WHI | 58.3728 | 50.42 | N | 58.3728 | 50.42 | 58.3728
HWI-CS2001202WHI | 166561 | 48 | 133921 | Connected Power 20A Duplex Outlets | HONEYWELL INTERNATIONAL ECC US (HOFS) | CS2001202WHI | 58.3728 | 50.42 | N | 58.3728 | 50.42 | 58.3728
HWI-CS2001202WHI | 175883 | 280 | 133921 | Connected Power 20A Duplex Outlets | HONEYWELL INTERNATIONAL ECC US (HOFS) | CS2001202WHI | 58.3728 | 50.42 | N | 58.3728 | 50.42 | 58.3728
HWI-CS2001202WHI | 175888 | 20 | 133921 | Connected Power 20A Duplex Outlets | HONEYWELL INTERNATIONAL ECC US (HOFS) | CS2001202WHI | 58.3728 | 50.42 | N | 58.3728 | 50.42 | 58.3728
HWI-CSHUB3WHI | 10008 | 60 | 133921 | Connected Power Hub | HONEYWELL INTERNATIONAL ECC US (HOFS) | CSHUB3WHI | 114.6721 | 99.04 | N | 114.6721 | 99.04 | 114.6721
HWI-CSHUB3WHI | 10510 | 60 | 133921 | Connected Power Hub | HONEYWELL INTERNATIONAL ECC US (HOFS) | CSHUB3WHI | 114.6721 | 99.04 | N | 114.6721 | 99.04 | 114.6721
HWI-CSHUB3WHI | 166553 | 12 | 133921 | Connected Power Hub | HONEYWELL INTERNATIONAL ECC US (HOFS) | CSHUB3WHI | 114.6721 | 99.04 | N | 114.6721 | 99.04 | 114.6721
HWI-CSHUB3WHI | 166557 | 11 | 133921 | Connected Power Hub | HONEYWELL INTERNATIONAL ECC US (HOFS) | CSHUB3WHI | 114.6721 | 99.04 | N | 114.6721 | 99.04 | 114.6721
HWI-CSHUB3WHI | 166559 | 12 | 133921 | Connected Power Hub | HONEYWELL INTERNATIONAL ECC US (HOFS) | CSHUB3WHI | 114.6721 | 99.04 | N | 114.6721 | 99.04 | 114.6721
HWI-CSHUB3WHI | 166560 | 12 | 133921 | Connected Power Hub | HONEYWELL INTERNATIONAL ECC US (HOFS) | CSHUB3WHI | 114.6721 | 99.04 | N | 114.6721 | 99.04 | 114.6721
HWI-CSHUB3WHI | 166561 | 12 | 133921 | Connected Power Hub | HONEYWELL INTERNATIONAL ECC US (HOFS) | CSHUB3WHI | 114.6721 | 99.04 | N | 114.6721 | 99.04 | 114.6721
HWI-CSHUB3WHI | 175883 | 40 | 133921 | Connected Power Hub | HONEYWELL INTERNATIONAL ECC US (HOFS) | CSHUB3WHI | 114.6721 | 99.04 | N | 114.6721 | 99.04 | 114.6721
HWI-CSHUB3WHI | 175888 | 20 | 133921 | Connected Power Hub | HONEYWELL INTERNATIONAL ECC US (HOFS) | CSHUB3WHI | 114.6721 | 99.04 | N | 114.6721 | 99.04 | 114.6721
HWI-CSNOF50A | 10008 | 2 | 133921 | 0.25-50A FIXED SOLID CORE CURRENT N/O | HONEYWELL INTERNATIONAL ECC US (HOFS) | CS-NO-F-50A | 32.5625 | 28.52 | N | 32.5625 | 28.52 | 32.5625
HWI-CSPNOA50A | 10008 | 2 | 133921 | 1.25-50A ADJ SPLIT CORE CURRENT N/O | HONEYWELL INTERNATIONAL ECC US (HOFS) | CSP-NO-A-50A | 50.7975 | 48.75 | N | 50.7975 | 48.75 | 50.7975
HWI-CSPOA200001U | 10008 | 1 | 133921 | Split Core, N/O, Adjustable Current Swit | HONEYWELL INTERNATIONAL ECC US (HOFS) | CSP-O-A200-001/U | 38.6974 | 38.6974 | N | 38.6974 | 38.6974 | 38.6974
HWI-CSPOF15001U | 10008 | 11 | 133921 | split core N.O sensor Trip = 2.5 Amps | HONEYWELL INTERNATIONAL ECC US (HOFS) | CSP-O-F15-001/U | 25.7575 | 25.7575 | N | 25.7575 | 25.7575 | 25.7575
HWI-CSSCF1001U | 10008 | 7 | 133921 | Solid Core, N/C, "Go/No Go" Current Swit | HONEYWELL INTERNATIONAL ECC US (HOFS) | CSS-C-F1-001/U | 24.4271 | 24.4271 | N | 24.4271 | 24.4271 | 24.4271
HWI-CSSOA200001U | 175883 | 1 | 133921 | Solid Core Adjustable Current "Status" S | HONEYWELL INTERNATIONAL ECC US (HOFS) | CSS-O-A200-001/U | 38.6 | 38.6 | N | 38.6 | 38.6 | 38.6
HWI-CSSOF1001U | 10008 | 6 | 133921 | Solid Core, N/O, "Go/No Go" Current Swit | HONEYWELL INTERNATIONAL ECC US (HOFS) | CSS-O-F1-001/U | 30.3117 | 30.3117 | N | 30.3117 | 30.3117 | 30.3117
HWI-CSSOF5001U | 10008 | 1 | 133921 | Solid Core, N/O, "Go/No Go" Current Swit | HONEYWELL INTERNATIONAL ECC US (HOFS) | CSS-O-F5-001/U | 21.78 | 21.78 | N | 21.78 | 21.78 | 21.78
HWI-CSSOF5001U | 166559 | 1 | 133921 | Solid Core, N/O, "Go/No Go" Current Swit | HONEYWELL INTERNATIONAL ECC US (HOFS) | CSS-O-F5-001/U | 21.78 | 21.37 | N | 21.78 | 21.78 | 21.78
HWI-CTP10050VDC001 | 10006 | 1 | 133921 | Split Core Current Sensor w/ 0-10VDC Out | HONEYWELL INTERNATIONAL ECC US (HOFS) | CTP-10-050-VDC-001 | 60.51 | 60.51 | N | 60.51 | 60.51 | 60.51
HWI-CTPA20A | 10008 | 22 | 133921 | Solid Core current transducer, | HONEYWELL INTERNATIONAL ECC US (HOFS) | CTP-A-20A | 57.31 | 35.17 | N | 57.31 | 35.17 | 57.31
HWI-CTPV50 | 175888 | 1 | 133921 | Honeywell 0-10VDC Split Core, 50A | HONEYWELL INTERNATIONAL ECC US (HOFS) | CTP-V-50 | 45.32 | 45.32 | N | 45.32 | 45.32 | 45.32
HWI-CUL6438SRCV1U | 10008 | 5 | 133921 | Stryker LON Configurable CVAHU Controlle | HONEYWELL INTERNATIONAL ECC US (HOFS) | CUL6438SR-CV1/U | 333.44 | 320 | Y | 333.44 | 320 | 333.44
HWI-CUL6438SRCV1U | 166557 | 18 | 133921 | Stryker LON Configurable CVAHU Controlle | HONEYWELL INTERNATIONAL ECC US (HOFS) | CUL6438SR-CV1/U | 333.44 | 319.9359 | Y | 333.44 | 320 | 333.44
HWI-CUL6438SRCV1U | 175888 | 2 | 133921 | Stryker LON Configurable CVAHU Controlle | HONEYWELL INTERNATIONAL ECC US (HOFS) | CUL6438SR-CV1/U | 333.44 | 320 | Y | 333.44 | 320 | 333.44
HWI-CVB4022ASVAV1U | 10008 | 42 | 133921 | Stryker Bacnet VAV with Actuator | HONEYWELL INTERNATIONAL ECC US (HOFS) | CVB4022AS-VAV1/U | 234.45 | 224.9698 | Y | 234.45 | 225.2477 | 234.45
HWI-CVB4022ASVAV1U | 10510 | 8 | 133921 | Stryker Bacnet VAV with Actuator | HONEYWELL INTERNATIONAL ECC US (HOFS) | CVB4022AS-VAV1/U | 234.45 | 225 | Y | 234.45 | 225.2477 | 234.45
HWI-CVB4022ASVAV1U | 166553 | 0 | 133921 | Stryker Bacnet VAV with Actuator | HONEYWELL INTERNATIONAL ECC US (HOFS) | CVB4022AS-VAV1/U | 234.45 | 225 | N | 234.45 | 225.2477 | 234.45
HWI-CVB4022ASVAV1U | 166557 | 4 | 133921 | Stryker Bacnet VAV with Actuator | HONEYWELL INTERNATIONAL ECC US (HOFS) | CVB4022AS-VAV1/U | 234.45 | 225 | Y | 234.45 | 225.2477 | 234.45
HWI-CVB4022ASVAV1U | 166559 | 0 | 133921 | Stryker Bacnet VAV with Actuator | HONEYWELL INTERNATIONAL ECC US (HOFS) | CVB4022AS-VAV1/U | 234.45 | 225 | Y | 234.45 | 225.2477 | 234.45
HWI-CVB4022ASVAV1U | 166560 | 3 | 133921 | Stryker Bacnet VAV with Actuator | HONEYWELL INTERNATIONAL ECC US (HOFS) | CVB4022AS-VAV1/U | 234.45 | 225 | Y | 234.45 | 225.2477 | 234.45
HWI-CVB4022ASVAV1U | 166561 | 7 | 133921 | Stryker Bacnet VAV with Actuator | HONEYWELL INTERNATIONAL ECC US (HOFS) | CVB4022AS-VAV1/U | 234.45 | 225.2477 | Y | 234.45 | 225.2477 | 234.45
HWI-CVB4022ASVAV1U | 175883 | 20 | 133921 | Stryker Bacnet VAV with Actuator | HONEYWELL INTERNATIONAL ECC US (HOFS) | CVB4022AS-VAV1/U | 234.45 | 225 | Y | 234.45 | 225.2477 | 234.45
HWI-CVB4022ASVAV1U | 175888 | 23 | 133921 | Stryker Bacnet VAV with Actuator | HONEYWELL INTERNATIONAL ECC US (HOFS) | CVB4022AS-VAV1/U | 234.45 | 225 | Y | 234.45 | 225.2477 | 234.45
HWI-CVB4022ASVAV1U | 175891 | 57 | 133921 | Stryker Bacnet VAV with Actuator | HONEYWELL INTERNATIONAL ECC US (HOFS) | CVB4022AS-VAV1/U | 234.45 | 220.752 | Y | 234.45 | 225.2477 | 234.45
HWI-CVB4024NSVAV1U | 10008 | 14 | 133921 | Stryker BACnet VAV w/out Actuator | HONEYWELL INTERNATIONAL ECC US (HOFS) | CVB4024NS-VAV1/U | 205.795 | 197.5 | Y | 205.795 | 197.5 | 205.795
HWI-CVB4024NSVAV1U | 166561 | 2 | 133921 | Stryker BACnet VAV w/out Actuator | HONEYWELL INTERNATIONAL ECC US (HOFS) | CVB4024NS-VAV1/U | 205.795 | 191.3674 | N | 205.795 | 197.5 | 205.795
HWI-CVL4022ASVAV1U | 10008 | 7 | 133921 | STRYKER CONFIGURABLE VAV W/ ACTUATOR | HONEYWELL INTERNATIONAL ECC US (HOFS) | CVL4022AS-VAV1/U | 257.895 | 247.5 | Y | 257.895 | 247.5 | 257.895
HWI-CVL4022ASVAV1U | 10510 | 1 | 133921 | STRYKER CONFIGURABLE VAV W/ ACTUATOR | HONEYWELL INTERNATIONAL ECC US (HOFS) | CVL4022AS-VAV1/U | 257.895 | 247.5 | Y | 257.895 | 247.5 | 257.895
HWI-CVL4022ASVAV1U | 166557 | 6 | 133921 | STRYKER CONFIGURABLE VAV W/ ACTUATOR | HONEYWELL INTERNATIONAL ECC US (HOFS) | CVL4022AS-VAV1/U | 257.895 | 247.5 | Y | 257.895 | 247.5 | 257.895
HWI-CVL4022ASVAV1U | 166559 | 11 | 133921 | STRYKER CONFIGURABLE VAV W/ ACTUATOR | HONEYWELL INTERNATIONAL ECC US (HOFS) | CVL4022AS-VAV1/U | 257.895 | 247.5 | Y | 257.895 | 247.5 | 257.895
HWI-CVL4022ASVAV1U | 166560 | 7 | 133921 | STRYKER CONFIGURABLE VAV W/ ACTUATOR | HONEYWELL INTERNATIONAL ECC US (HOFS) | CVL4022AS-VAV1/U | 257.895 | 247.5 | Y | 257.895 | 247.5 | 257.895
HWI-CVL4022ASVAV1U | 175883 | 13 | 133921 | STRYKER CONFIGURABLE VAV W/ ACTUATOR | HONEYWELL INTERNATIONAL ECC US (HOFS) | CVL4022AS-VAV1/U | 257.895 | 247.5 | Y | 257.895 | 247.5 | 257.895
HWI-CVL4022ASVAV1U | 175888 | 4 | 133921 | STRYKER CONFIGURABLE VAV W/ ACTUATOR | HONEYWELL INTERNATIONAL ECC US (HOFS) | CVL4022AS-VAV1/U | 257.895 | 247.5 | Y | 257.895 | 247.5 | 257.895
HWI-CVL4024NSVAV1U | 10006 | 14 | 133921 | STRYKER CONFIGURABLE VAV W/O ACTUATOR | HONEYWELL INTERNATIONAL ECC US (HOFS) | CVL4024NS-VAV1/U | 237.055 | 167.7239 | Y | 237.055 | 227.5 | 237.055
HWI-CVL4024NSVAV1U | 10008 | 3 | 133921 | STRYKER CONFIGURABLE VAV W/O ACTUATOR | HONEYWELL INTERNATIONAL ECC US (HOFS) | CVL4024NS-VAV1/U | 237.055 | 227.5 | Y | 237.055 | 227.5 | 237.055
HWI-CVL4024NSVAV1U | 166559 | 6 | 133921 | STRYKER CONFIGURABLE VAV W/O ACTUATOR | HONEYWELL INTERNATIONAL ECC US (HOFS) | CVL4024NS-VAV1/U | 237.055 | 226.1118 | Y | 237.055 | 227.5 | 237.055
HWI-CVL4024NSVAV1U | 175883 | 1 | 133921 | STRYKER CONFIGURABLE VAV W/O ACTUATOR | HONEYWELL INTERNATIONAL ECC US (HOFS) | CVL4024NS-VAV1/U | 237.055 | 155.388 | N | 237.055 | 227.5 | 237.055
HWI-D690A1002U | 10008 | 1 | 133921 | 6" ROUND COMMERCIAL DAMPER. | HONEYWELL INTERNATIONAL ECC US (HOFS) | D690A1002/U | 76.563 | 55.67 | N | 76.563 | 55.67 | 76.563
HWI-D690A1002U | 166553 | 1 | 133921 | 6" ROUND COMMERCIAL DAMPER. | HONEYWELL INTERNATIONAL ECC US (HOFS) | D690A1002/U | 76.563 | 54.2446 | N | 76.563 | 55.67 | 76.563
HWI-D690A1036U | 10008 | 2 | 133921 | Damper, Round | HONEYWELL INTERNATIONAL ECC US (HOFS) | D690A1036/U | 87.3279 | 65.8 | N | 87.3279 | 87.3279 | 87.3279
HWI-D690A1036U | 175888 | 2 | 133895 | Damper, Round | VENCO PRODUCTS | D690A1036/U | 87.3279 | 87.3279 | N | 87.3279 | 87.3279 | 87.3279
HWI-D690A1036U | 175891 | 1 | 133895 | Damper, Round | VENCO PRODUCTS | D690A1036/U | 87.3279 | 67.8092 | N | 87.3279 | 87.3279 | 87.3279
HWI-D690A1051U | 166559 | 2 | 133921 | 16" ROUND COMMERCIAL DAMPER. LOW-LEAKAGE | HONEYWELL INTERNATIONAL ECC US (HOFS) | D690A1051/U | 79.76 | 79.76 | N | 79.76 | 79.76 | 79.76
HWI-D690A1051U | 166561 | 1 | 133921 | 16" ROUND COMMERCIAL DAMPER. LOW-LEAKAGE | HONEYWELL INTERNATIONAL ECC US (HOFS) | D690A1051/U | 79.76 | 66.1133 | N | 79.76 | 79.76 | 79.76
HWI-DECOPLATEN | 10008 | 1 | 133921 | DECORATIVE PLATE FOR SELECT TC-TR SERIES | HONEYWELL INTERNATIONAL ECC US (HOFS) | DECOPLATE-N | 11.8023 | 11.7788 | N | 11.8023 | 11.8023 | 11.8023
HWI-DECOPLATEN | 175890 | 2 | 133921 | DECORATIVE PLATE FOR SELECT TC-TR SERIES | HONEYWELL INTERNATIONAL ECC US (HOFS) | DECOPLATE-N | 11.8023 | 11.8023 | N | 11.8023 | 11.8023 | 11.8023
HWI-DIAMCRK01 | 10008 | 3 | 133921 | Spring Return Direct Coupled Actuator | HONEYWELL INTERNATIONAL ECC US (HOFS) | DIAM-CRK-01 | 40.3775 | 21.14 | Y | 40.3775 | 21.14 | 40.3775
HWI-DP3120A1001 | 173042 | 1 | 133921 | 3POLE,120AMP,24V.CONTACTOR | HONEYWELL INTERNATIONAL ECC US (HOFS) | DP3120A1001 | 169.6 | 169.6 | N | 169.6 | 169.6 | 169.6
HWI-E2012025HVJKIT | 166553 | 1 | 133921 | Class 2000 Meter, 120 High Voltage, 25A, | HONEYWELL INTERNATIONAL ECC US (HOFS) | E20-12025HVJKIT | 905.0395 | 885.92 | N | 905.0395 | 885.92 | 905.0395
HWI-E504803200R01KIT | 175888 | 1 | 133921 | Class 5000 Meter, 277/480V, 3200A, NEMA | HONEYWELL INTERNATIONAL ECC US (HOFS) | E50-4803200R01KIT | 1193.1005 | 872.3178 | N | 1193.1005 | 872.3178 | 1193.1005
HWI-EAGLEH255PUP | 10006 | 3 | 133921 | EAGLEHAWK NX UPGRADE 255P PANELBUS | HONEYWELL INTERNATIONAL ECC US (HOFS) | EAGLEH255PUP | 131.5525 | 133.22 | N | 131.5525 | 133.22 | 133.22
HWI-EDGE10 | 10510 | 1 | 133921 | CIPer Edge-10 controller | HONEYWELL INTERNATIONAL ECC US (HOFS) | EDGE-10 | 393.876 | 331.25 | Y | 393.876 | 395.646 | 395.646
HWI-EDGE10 | 175883 | 2 | 133921 | CIPer Edge-10 controller | HONEYWELL INTERNATIONAL ECC US (HOFS) | EDGE-10 | 393.876 | 378 | Y | 393.876 | 395.646 | 395.646
HWI-EDGE10 | 175891 | 4 | 133921 | CIPer Edge-10 controller | HONEYWELL INTERNATIONAL ECC US (HOFS) | EDGE-10 | 393.876 | 395.646 | Y | 393.876 | 395.646 | 395.646
HWI-ENCHBPK1 | 10008 | 3 | 133921 | WEBs Small Enclosure Backplate 11x8 | HONEYWELL INTERNATIONAL ECC US (HOFS) | ENC-H-BPK1 | 43.5 | 43.5 | N | 43.5 | 43.5 | 43.5
HWI-ENDCOVER10 | 175883 | 6 | 133921 | Protective end covers to protect touchfl | HONEYWELL INTERNATIONAL ECC US (HOFS) | ENDCOVER-10 | 57.8831 | 55.275 | Y | 57.8831 | 55.275 | 57.8831
HWI-H7625A2010U | 175883 | 1 | 133921 | Humidity Transmitter, 2 RH accuracy, | HONEYWELL INTERNATIONAL ECC US (HOFS) | H7625A2010/U | 127 | 127 | N | 127 | 127 | 127
HWI-H7725B2006 | 10008 | 4 | 133921 | Duct Humidity Sensor w/20K Temp Sensor | HONEYWELL INTERNATIONAL ECC US (HOFS) | H7725B2006 | 229.24 | 220 | Y | 229.24 | 220 | 229.24
HWI-H7725B2006 | 175883 | 5 | 133921 | Duct Humidity Sensor w/20K Temp Sensor | HONEYWELL INTERNATIONAL ECC US (HOFS) | H7725B2006 | 229.24 | 220 | Y | 229.24 | 220 | 229.24
HWI-H7735A2012 | 175888 | 1 | 133921 | WALL HUMDTY SENSOR,3% RH,W/ 20K OHM TEMP | HONEYWELL INTERNATIONAL ECC US (HOFS) | H7735A2012 | 174.535 | 108.5211 | N | 174.535 | 108.5211 | 174.535
HWI-H7735B2018 | 10008 | 1 | 133921 | Duct Humidity 3 mA/VDC Temp 20K | HONEYWELL INTERNATIONAL ECC US (HOFS) | H7735B2018 | 195.375 | 173.58 | Y | 195.375 | 187.5 | 195.375
HWI-H7735B2018 | 10510 | 3 | 133921 | Duct Humidity 3 mA/VDC Temp 20K | HONEYWELL INTERNATIONAL ECC US (HOFS) | H7735B2018 | 195.375 | 187.5 | Y | 195.375 | 187.5 | 195.375
HWI-H7735C2015 | 10008 | 2 | 133921 | OUTDOOR HUMIDITY SENSOR, 3 RH | HONEYWELL INTERNATIONAL ECC US (HOFS) | H7735C2015 | 208.4 | 192.8467 | Y | 208.4 | 200 | 208.4
HWI-H7735C2015 | 10510 | 3 | 133921 | OUTDOOR HUMIDITY SENSOR, 3 RH | HONEYWELL INTERNATIONAL ECC US (HOFS) | H7735C2015 | 208.4 | 200 | Y | 208.4 | 200 | 208.4
HWI-H7735C2015 | 175883 | 2 | 133921 | OUTDOOR HUMIDITY SENSOR, 3 RH | HONEYWELL INTERNATIONAL ECC US (HOFS) | H7735C2015 | 208.4 | 193.9936 | Y | 208.4 | 200 | 208.4
HWI-HMIDN | 175883 | 8 | 133921 | Local HMI, DIN rail mount for Optimizer | HONEYWELL INTERNATIONAL ECC US (HOFS) | HMI-DN | 255.29 | 244.6667 | Y | 255.29 | 244.6667 | 255.29
HWI-HMIDN | 175888 | 1 | 133921 | Local HMI, DIN rail mount for Optimizer | HONEYWELL INTERNATIONAL ECC US (HOFS) | HMI-DN | 255.29 | 244 | N | 255.29 | 244.6667 | 255.29
HWI-HP970A1009U | 166561 | 5 | 133921 | DA Humidistat | HONEYWELL INTERNATIONAL ECC US (HOFS) | HP970A1009/U | 526.3976 | 377.282 | N | 526.3976 | 377.282 | 526.3976
HWI-HP970B1007U | 10510 | 1 | 133921 | Pneu. Humid Cont. 2Pipe RA | HONEYWELL INTERNATIONAL ECC US (HOFS) | HP970B1007/U | 530.3363 | 239.27 | N | 530.3363 | 378.8132 | 530.3363
HWI-HP970B1007U | 166561 | 2 | 133921 | Pneu. Humid Cont. 2Pipe RA | HONEYWELL INTERNATIONAL ECC US (HOFS) | HP970B1007/U | 530.3363 | 378.8132 | N | 530.3363 | 378.8132 | 530.3363
HWI-HPR510U | 175888 | 2 | 134384 | HPR5-10 AIR DRYER | INDUSTRIAL TECHNOLOGIES & SERVICES AMERICAS, INC | HPR5-10/U | 1571.4 | 778.8 | Y | 1571.4 | 778.8 | 1571.4
HWI-HPR510U | 175891 | 3 | 134384 | HPR5-10 AIR DRYER | INDUSTRIAL TECHNOLOGIES & SERVICES AMERICAS, INC | HPR5-10/U | 1571.4 | 778.8 | Y | 1571.4 | 778.8 | 1571.4
HWI-HU5024002U | 175888 | 1 | 133921 | GLOBE VALVE BONNET ADAPTER 1-7/8in DIAME | HONEYWELL INTERNATIONAL ECC US (HOFS) | HU5024-002/U | 323.02 | 149.4054 | N | 323.02 | 149.4054 | 323.02
HWI-HVFD2D1A0015 | 175891 | 1 | 133921 | VFD HVAC2 1-PHASE 105-120V 1.5HP EMC4 | HONEYWELL INTERNATIONAL ECC US (HOFS) | HVFD2D1A0015 | 424.86 | 227.7451 | N | 424.86 | 227.7451 | 424.86
HWI-HVFD2D3B0003 | 10006 | 4 | 133921 | SmartVFD HVAC2: 208-230 Vac 3-phase: 0.3 | HONEYWELL INTERNATIONAL ECC US (HOFS) | HVFD2D3B0003 | 189.15 | 126.03 | N | 189.15 | 126.03 | 189.15
HWI-HVFD2D3B0003 | 10008 | 16 | 133921 | SmartVFD HVAC2: 208-230 Vac 3-phase: 0.3 | HONEYWELL INTERNATIONAL ECC US (HOFS) | HVFD2D3B0003 | 189.15 | 115.77 | N | 189.15 | 126.03 | 189.15
HWI-HVFD2D3B0010 | 10008 | 2 | 133921 | SmartVFD HVAC2: 208-230 Vac 3-phase: 1 H | HONEYWELL INTERNATIONAL ECC US (HOFS) | HVFD2D3B0010 | 291 | 211.0102 | Y | 291 | 211.0102 | 291
HWI-HVFD2D3B0010 | 173042 | 1 | 133921 | SmartVFD HVAC2: 208-230 Vac 3-phase: 1 H | HONEYWELL INTERNATIONAL ECC US (HOFS) | HVFD2D3B0010 | 291 | 159.13 | Y | 291 | 211.0102 | 291
HWI-HVFD2D3B0075 | 10006 | 4 | 133921 | SmartVFD HVAC2: 208-230 Vac 3-phase: 7.5 | HONEYWELL INTERNATIONAL ECC US (HOFS) | HVFD2D3B0075 | 849.0216 | 541.0039 | N | 849.0216 | 541.0039 | 849.0216
HWI-HVFD2D3C0010 | 10006 | 2 | 133921 | SmartVFD HVAC2: 460 Vac 3-phase: 1 HP | HONEYWELL INTERNATIONAL ECC US (HOFS) | HVFD2D3C0010 | 305.55 | 174.2769 | N | 305.55 | 174.2769 | 305.55
HWI-HVFD2D3C0010 | 10008 | 5 | 133921 | SmartVFD HVAC2: 460 Vac 3-phase: 1 HP | HONEYWELL INTERNATIONAL ECC US (HOFS) | HVFD2D3C0010 | 305.55 | 162.673 | N | 305.55 | 174.2769 | 305.55
HWI-HVFD2D3C0050 | 10008 | 1 | 133921 | SmartVFD HVAC2: 460 Vac 3-phase: 5 HP: 9 | HONEYWELL INTERNATIONAL ECC US (HOFS) | HVFD2D3C0050 | 611.1 | 577.6404 | N | 611.1 | 577.6404 | 611.1
HWI-HVFD3D3A0015G100C | 10008 | 1 | 133921 | HVFD 3G 208/230 Vac 1.5HP NEMA 1 | HONEYWELL INTERNATIONAL ECC US (HOFS) | HVFD3D3A0015G100C | 570.0574 | 547.08 | Y | 570.0574 | 547.08 | 570.0574
HWI-HVFD3D3A0030G100C | 10008 | 5 | 133921 | HVFD 3G 208/230 Vac 3 HP NEMA 1 | HONEYWELL INTERNATIONAL ECC US (HOFS) | HVFD3D3A0030G100C | 674.6741 | 646.5148 | Y | 674.6741 | 646.5148 | 674.6741
HWI-HVFD3D3A0050G100C | 10008 | 1 | 133921 | HVFD 3G 208/230 Vac 5 HP NEMA 1 | HONEYWELL INTERNATIONAL ECC US (HOFS) | HVFD3D3A0050G100C | 712.5717 | 683.6198 | Y | 712.5717 | 683.85 | 712.5717
HWI-HVFD3D3A0050G100C | 175888 | 1 | 133921 | HVFD 3G 208/230 Vac 5 HP NEMA 1 | HONEYWELL INTERNATIONAL ECC US (HOFS) | HVFD3D3A0050G100C | 712.5717 | 683.85 | Y | 712.5717 | 683.85 | 712.5717
HWI-HVFD3D3A0075G100C | 10008 | 1 | 133921 | HVFD 3G 208/230 Vac 7.5 HP NEMA 1 | HONEYWELL INTERNATIONAL ECC US (HOFS) | HVFD3D3A0075G100C | 849.0216 | 814.5943 | Y | 849.0216 | 814.8 | 849.0216
HWI-HVFD3D3A0075G100C | 175883 | 1 | 133921 | HVFD 3G 208/230 Vac 7.5 HP NEMA 1 | HONEYWELL INTERNATIONAL ECC US (HOFS) | HVFD3D3A0075G100C | 849.0216 | 814.8 | Y | 849.0216 | 814.8 | 849.0216
HWI-HVFD3D3A0100G100C | 10008 | 1 | 133921 | HVFD 3G 208/230 Vac 10 HP NEMA 1 | HONEYWELL INTERNATIONAL ECC US (HOFS) | HVFD3D3A0100G100C | 1015.7937 | 974.85 | Y | 1015.7937 | 974.85 | 1015.7937
HWI-HVFD3D3A0100G100C | 10770 | 1 | 133921 | HVFD 3G 208/230 Vac 10 HP NEMA 1 | HONEYWELL INTERNATIONAL ECC US (HOFS) | HVFD3D3A0100G100C | 1015.7937 | 972.18 | N | 1015.7937 | 974.85 | 1015.7937
HWI-HVFD3D3A0100G100C | 175888 | 3 | 133921 | HVFD 3G 208/230 Vac 10 HP NEMA 1 | HONEYWELL INTERNATIONAL ECC US (HOFS) | HVFD3D3A0100G100C | 1015.7937 | 974.85 | Y | 1015.7937 | 974.85 | 1015.7937
HWI-HVFD3D3A0150G100C | 10008 | 4 | 133921 | HVFD 3G 208/230 Vac 15 HP NEMA 1 | HONEYWELL INTERNATIONAL ECC US (HOFS) | HVFD3D3A0150G100C | 1379.6602 | 1317.23 | Y | 1379.6602 | 1317.23 | 1379.6602
HWI-HVFD3D3A0150G100C | 175890 | 0 | 133921 | HVFD 3G 208/230 Vac 15 HP NEMA 1 | HONEYWELL INTERNATIONAL ECC US (HOFS) | HVFD3D3A0150G100C | 1379.6602 | 1317.23 | N | 1379.6602 | 1317.23 | 1379.6602
HWI-HVFD3D3A0200G100C | 10008 | 3 | 133921 | HVFD 3G 208/230 Vac 20 HP NEMA 1 | HONEYWELL INTERNATIONAL ECC US (HOFS) | HVFD3D3A0200G100C | 1667.7209 | 1593.99 | Y | 1667.7209 | 1593.99 | 1667.7209
HWI-HVFD3D3A0250G100C | 10008 | 1 | 133921 | HVFD 3G 208/230 Vac 25 HP NEMA 1 | HONEYWELL INTERNATIONAL ECC US (HOFS) | HVFD3D3A0250G100C | 2152.8762 | 2066.1 | Y | 2152.8762 | 2125.47 | 2152.8762
HWI-HVFD3D3A0250G100C | 166553 | 1 | 133921 | HVFD 3G 208/230 Vac 25 HP NEMA 1 | HONEYWELL INTERNATIONAL ECC US (HOFS) | HVFD3D3A0250G100C | 2152.8762 | 2125.47 | N | 2152.8762 | 2125.47 | 2152.8762
HWI-HVFD3D3A0250G100C | 175888 | 1 | 133921 | HVFD 3G 208/230 Vac 25 HP NEMA 1 | HONEYWELL INTERNATIONAL ECC US (HOFS) | HVFD3D3A0250G100C | 2152.8762 | 2061.71 | N | 2152.8762 | 2125.47 | 2152.8762
HWI-HVFD3D3C0020G100C | 10770 | 1 | 133921 | HVFD 3G 460 Vac 2 HP NEMA 1 | HONEYWELL INTERNATIONAL ECC US (HOFS) | HVFD3D3C0020G100C | 563.9929 | 537.9806 | Y | 563.9929 | 537.9806 | 563.9929
HWI-HVFD3D3C0030G100C | 10008 | 2 | 133921 | HVFD 3G 460 Vac 3 HP NEMA 1 | HONEYWELL INTERNATIONAL ECC US (HOFS) | HVFD3D3C0030G100C | 606.444 | 563.5333 | Y | 606.444 | 565.2907 | 606.444
HWI-HVFD3D3C0030G100C | 175883 | 3 | 133921 | HVFD 3G 460 Vac 3 HP NEMA 1 | HONEYWELL INTERNATIONAL ECC US (HOFS) | HVFD3D3C0030G100C | 606.444 | 565.2907 | Y | 606.444 | 565.2907 | 606.444
HWI-HVFD3D3C0050G100C | 10008 | 3 | 133921 | HVFD 3G 460 Vac 5 HP NEMA 1 | HONEYWELL INTERNATIONAL ECC US (HOFS) | HVFD3D3C0050G100C | 689.8353 | 661.6127 | Y | 689.8353 | 662.03 | 689.8353
HWI-HVFD3D3C0050G100C | 10770 | 1 | 133921 | HVFD 3G 460 Vac 5 HP NEMA 1 | HONEYWELL INTERNATIONAL ECC US (HOFS) | HVFD3D3C0050G100C | 689.8353 | 662.03 | Y | 689.8353 | 662.03 | 689.8353
HWI-HVFD3D3C0050G100C | 175883 | 3 | 133921 | HVFD 3G 460 Vac 5 HP NEMA 1 | HONEYWELL INTERNATIONAL ECC US (HOFS) | HVFD3D3C0050G100C | 689.8353 | 661.03 | Y | 689.8353 | 662.03 | 689.8353
HWI-HVFD3D3C0075G100C | 10008 | 3 | 133921 | HVFD 3G 460 Vac 7.5 HP NEMA 1 | HONEYWELL INTERNATIONAL ECC US (HOFS) | HVFD3D3C0075G100C | 780.8019 | 701.8633 | Y | 780.8019 | 743.044 | 780.8019
HWI-HVFD3D3C0075G100C | 10770 | 2 | 133921 | HVFD 3G 460 Vac 7.5 HP NEMA 1 | HONEYWELL INTERNATIONAL ECC US (HOFS) | HVFD3D3C0075G100C | 780.8019 | 705.77 | Y | 780.8019 | 743.044 | 780.8019
HWI-HVFD3D3C0075G100C | 175883 | 3 | 133921 | HVFD 3G 460 Vac 7.5 HP NEMA 1 | HONEYWELL INTERNATIONAL ECC US (HOFS) | HVFD3D3C0075G100C | 780.8019 | 743.044 | Y | 780.8019 | 743.044 | 780.8019
HWI-HVFD3D3C0100G100C | 10008 | 3 | 133921 | HVFD 3G 460 Vac 10 HP NEMA 1 | HONEYWELL INTERNATIONAL ECC US (HOFS) | HVFD3D3C0100G100C | 909.666 | 867.19 | Y | 909.666 | 873 | 909.666
HWI-HVFD3D3C0100G100C | 10770 | 2 | 133921 | HVFD 3G 460 Vac 10 HP NEMA 1 | HONEYWELL INTERNATIONAL ECC US (HOFS) | HVFD3D3C0100G100C | 909.666 | 873 | Y | 909.666 | 873 | 909.666
HWI-HVFD3D3C0100G100C | 175883 | 2 | 133921 | HVFD 3G 460 Vac 10 HP NEMA 1 | HONEYWELL INTERNATIONAL ECC US (HOFS) | HVFD3D3C0100G100C | 909.666 | 871.7089 | Y | 909.666 | 873 | 909.666
HWI-HVFD3D3C0150G100C | 10008 | 1 | 133921 | HVFD 3G 460 Vac 15 HP NEMA 1 | HONEYWELL INTERNATIONAL ECC US (HOFS) | HVFD3D3C0150G100C | 1084.0238 | 1040.32 | Y | 1084.0238 | 1040.32 | 1084.0238
HWI-HVFD3D3C0150G100C | 175883 | 3 | 133921 | HVFD 3G 460 Vac 15 HP NEMA 1 | HONEYWELL INTERNATIONAL ECC US (HOFS) | HVFD3D3C0150G100C | 1084.0238 | 1040.2001 | Y | 1084.0238 | 1040.32 | 1084.0238
HWI-HVFD3D3C0200G100C | 10008 | 2 | 133921 | HVFD 3G 460 Vac 20 HP NEMA 1 | HONEYWELL INTERNATIONAL ECC US (HOFS) | HVFD3D3C0200G100C | 1372.0847 | 1314.4975 | Y | 1372.0847 | 1315.635 | 1372.0847
HWI-HVFD3D3C0200G100C | 175883 | 3 | 133921 | HVFD 3G 460 Vac 20 HP NEMA 1 | HONEYWELL INTERNATIONAL ECC US (HOFS) | HVFD3D3C0200G100C | 1372.0847 | 1315.635 | Y | 1372.0847 | 1315.635 | 1372.0847
HWI-HVFD3D3C0250G100C | 10008 | 1 | 133921 | HVFD 3G 460 Vac 25 HP NEMA 1 | HONEYWELL INTERNATIONAL ECC US (HOFS) | HVFD3D3C0250G100C | 1773.8488 | 1700.66 | Y | 1773.8488 | 1700.66 | 1773.8488
HWI-HVFD3D3C0250G100C | 10770 | 2 | 133921 | HVFD 3G 460 Vac 25 HP NEMA 1 | HONEYWELL INTERNATIONAL ECC US (HOFS) | HVFD3D3C0250G100C | 1773.8488 | 1700.66 | Y | 1773.8488 | 1700.66 | 1773.8488
HWI-HVFD3D3C0250G100C | 173042 | 1 | 133921 | HVFD 3G 460 Vac 25 HP NEMA 1 | HONEYWELL INTERNATIONAL ECC US (HOFS) | HVFD3D3C0250G100C | 1773.8488 | 1678.71 | N | 1773.8488 | 1700.66 | 1773.8488
HWI-HVFD3D3C0300G100C | 10008 | 1 | 133921 | HVFD 3G 460 Vac 30 HP NEMA 1 | HONEYWELL INTERNATIONAL ECC US (HOFS) | HVFD3D3C0300G100C | 2077.0708 | 1982.77 | Y | 2077.0708 | 1982.77 | 2077.0708
HWI-HVFD3DOPTLON | 175883 | 2 | 133921 | 3G SmartVFD LONWorks card | HONEYWELL INTERNATIONAL ECC US (HOFS) | HVFD3DOPTLON | 448.7686 | 443.12 | Y | 448.7686 | 443.12 | 448.7686
HWI-HVFDCABLEU | 166559 | 1 | 133921 | Cable | HONEYWELL INTERNATIONAL ECC US (HOFS) | HVFDCABLE/U | 59.1335 | 30.01 | N | 59.1335 | 30.01 | 59.1335
HWI-HVFDCD3B0005F00U | 10008 | 1 | 133921 | Honeywell Compact VFD 3 Phase In/Out 230 | HONEYWELL INTERNATIONAL ECC US (HOFS) | HVFDCD3B0005F00/U | 135.87 | 135.87 | N | 135.87 | 135.87 | 135.87
HWI-HVFDCD3C0005F01U | 166553 | 1 | 133921 | Honeywell Compact VFD 3-Phase 460v .5HP | HONEYWELL INTERNATIONAL ECC US (HOFS) | HVFDCD3C0005F01//U | 183.11 | 183.11 | N | 183.11 | 183.11 | 183.11
HWI-HVFDCDNEMA1FR1U | 10006 | 4 | 133921 | Kit, Mounting | HONEYWELL INTERNATIONAL ECC US (HOFS) | HVFDCDNEMA1FR1/U | 37.908 | 14.7471 | N | 37.908 | 29.0468 | 37.908
HWI-HVFDCDNEMA1FR1U | 10008 | 1 | 133921 | Kit, Mounting | HONEYWELL INTERNATIONAL ECC US (HOFS) | HVFDCDNEMA1FR1/U | 37.908 | 29.0468 | N | 37.908 | 29.0468 | 37.908
HWI-HVFDCDNEMA1FR2U | 10006 | 3 | 133921 | Kit, Mounting | HONEYWELL INTERNATIONAL ECC US (HOFS) | HVFDCDNEMA1FR2/U | 54.58 | 22.96 | N | 54.58 | 51.16 | 54.58
HWI-HVFDCDNEMA1FR2U | 10008 | 4 | 133921 | Kit, Mounting | HONEYWELL INTERNATIONAL ECC US (HOFS) | HVFDCDNEMA1FR2/U | 54.58 | 51.16 | Y | 54.58 | 51.16 | 54.58
HWI-HVFDCDNEMA1FR3U | 10008 | 1 | 133921 | Kit, Mounting | HONEYWELL INTERNATIONAL ECC US (HOFS) | HVFDCDNEMA1FR3/U | 74.2946 | 71.29 | Y | 74.2946 | 71.29 | 74.2946
HWI-HVFDCDNEMA1FR3U | 175883 | 3 | 133921 | Kit, Mounting | HONEYWELL INTERNATIONAL ECC US (HOFS) | HVFDCDNEMA1FR3/U | 74.2946 | 46.1511 | N | 74.2946 | 71.29 | 74.2946
HWI-HVFDCDNEMA1FR4 | 10008 | 5 | 133921 | HVAC2 NEMA 1 KIT FRAME SIZE 4 | HONEYWELL INTERNATIONAL ECC US (HOFS) | HVFDCDNEMA1FR4 | 84.9022 | 56.14 | Y | 84.9022 | 56.14 | 84.9022
HWI-HVFDSB3A0200G130U | 175883 | 1 | 133921 | SMARTVFD BYPASS, 208VAC, 20 HP, 62 AMPS, | HONEYWELL INTERNATIONAL ECC US (HOFS) | HVFDSB3A0200G130/U | 2344.6195 | 2344.6195 | N | 2344.6195 | 2344.6195 | 2344.6195
HWI-HVFDSB3A0300G130U | 175891 | 1 | 133921 | SMARTVFD BYPASS, 208VAC, 30 HP, 88 AMPS, | HONEYWELL INTERNATIONAL ECC US (HOFS) | HVFDSB3A0300G130/U | 3535.0758 | 3535.0758 | N | 3535.0758 | 3535.0758 | 3535.0758
HWI-HVFDSB3C0050G120U | 166557 | 1 | 133921 | SMARTVFD BYPASS, 5hp, 480/3 N2 BACne | HONEYWELL INTERNATIONAL ECC US (HOFS) | HVFDSB3C0050G120/U | 1372.3 | 1372.3 | N | 1372.3 | 1372.3 | 1372.3
HWI-HVFDSB3C0050G130U | 175891 | 2 | 133921 | Honeywell VFD 480VAC 5HP Graphical Nema | HONEYWELL INTERNATIONAL ECC US (HOFS) | HVFDSB3C0050G130/U | 1262.525 | 1262.525 | N | 1262.525 | 1262.525 | 1262.525
HWI-HVFDSB3C0150G230U | 175883 | 1 | 133921 | VFD 480VAC 15HP GRAPHICAL NEMA 12 3 CONT | HONEYWELL INTERNATIONAL ECC US (HOFS) | HVFDSB3C0150G230/U | 2598.31 | 2598.31 | N | 2598.31 | 2598.31 | 2598.31
HWI-HVFDSD3A0010G100A | 175883 | 1 | 133921 | Honeywell SmartVFD HVAC 208-240VAC 1 HP | HONEYWELL INTERNATIONAL ECC US (HOFS) | HVFDSD3A0010G100A | 425.78 | 425.78 | N | 425.78 | 425.78 | 425.78
HWI-HVFDSDGRAPHICKPU | 10510 | 1 | 133921 | SMARTVFD HVAC REPLACEMENT GRAPHICAL KEYP | HONEYWELL INTERNATIONAL ECC US (HOFS) | HVFDSDGRAPHICKP/U | 257.7387 | 117.27 | N | 257.7387 | 117.27 | 257.7387
HWI-IFLON2 | 166557 | 1 | 133921 | Eagle AX Lon Card | HONEYWELL INTERNATIONAL ECC US (HOFS) | IF-LON2 | 351.675 | 216.22 | N | 351.675 | 337.5 | 351.675
HWI-IFLON2 | 166560 | 4 | 133921 | Eagle AX Lon Card | HONEYWELL INTERNATIONAL ECC US (HOFS) | IF-LON2 | 351.675 | 298.8697 | N | 351.675 | 337.5 | 351.675
HWI-IFLON2 | 175883 | 4 | 133921 | Eagle AX Lon Card | HONEYWELL INTERNATIONAL ECC US (HOFS) | IF-LON2 | 351.675 | 337.5 | Y | 351.675 | 337.5 | 351.675
HWI-IO16DISS | 175883 | 2 | 133921 | Optimizer 16 Digital Inputs Panel Bus | HONEYWELL INTERNATIONAL ECC US (HOFS) | IO-16DI-S-S | 276.13 | 265 | Y | 276.13 | 265 | 276.13
HWI-IO16DISS | 175888 | 2 | 133921 | Optimizer 16 Digital Inputs Panel Bus | HONEYWELL INTERNATIONAL ECC US (HOFS) | IO-16DI-S-S | 276.13 | 265 | N | 276.13 | 265 | 276.13
HWI-IO16DISS | 175891 | 6 | 133921 | Optimizer 16 Digital Inputs Panel Bus | HONEYWELL INTERNATIONAL ECC US (HOFS) | IO-16DI-S-S | 276.13 | 265 | Y | 276.13 | 265 | 276.13
HWI-IO16UIOSS | 10008 | 5 | 133921 | Optimizer 16 Universal Inputs/Outputs | HONEYWELL INTERNATIONAL ECC US (HOFS) | IO-16UIO-S-S | 422.01 | 404.0327 | Y | 422.01 | 404.0327 | 422.01
HWI-IO16UIOSS | 10510 | 1 | 133921 | Optimizer 16 Universal Inputs/Outputs | HONEYWELL INTERNATIONAL ECC US (HOFS) | IO-16UIO-S-S | 422.01 | 386.7561 | N | 422.01 | 404.0327 | 422.01
HWI-IO16UIOSS | 166559 | 2 | 133921 | Optimizer 16 Universal Inputs/Outputs | HONEYWELL INTERNATIONAL ECC US (HOFS) | IO-16UIO-S-S | 422.01 | 404 | N | 422.01 | 404.0327 | 422.01
HWI-IO16UIOSS | 166561 | 1 | 133921 | Optimizer 16 Universal Inputs/Outputs | HONEYWELL INTERNATIONAL ECC US (HOFS) | IO-16UIO-S-S | 422.01 | 386.7561 | N | 422.01 | 404.0327 | 422.01
HWI-IO16UIOSS | 175883 | 5 | 133921 | Optimizer 16 Universal Inputs/Outputs | HONEYWELL INTERNATIONAL ECC US (HOFS) | IO-16UIO-S-S | 422.01 | 404 | Y | 422.01 | 404.0327 | 422.01
HWI-IO16UIOSS | 175888 | 1 | 133921 | Optimizer 16 Universal Inputs/Outputs | HONEYWELL INTERNATIONAL ECC US (HOFS) | IO-16UIO-S-S | 422.01 | 404 | N | 422.01 | 404.0327 | 422.01
HWI-IO16UIOSS | 175891 | 16 | 133921 | Optimizer 16 Universal Inputs/Outputs | HONEYWELL INTERNATIONAL ECC US (HOFS) | IO-16UIO-S-S | 422.01 | 386.7561 | Y | 422.01 | 404.0327 | 422.01
HWI-IO16UISS | 166559 | 0 | 133921 | Optimizer 16 Universal Inputs Panel Bus | HONEYWELL INTERNATIONAL ECC US (HOFS) | IO-16UI-S-S | 406.38 | 389 | N | 406.38 | 390 | 406.38
HWI-IO16UISS | 175883 | 2 | 133921 | Optimizer 16 Universal Inputs Panel Bus | HONEYWELL INTERNATIONAL ECC US (HOFS) | IO-16UI-S-S | 406.38 | 389 | Y | 406.38 | 390 | 406.38
HWI-IO16UISS | 175888 | 1 | 133921 | Optimizer 16 Universal Inputs Panel Bus | HONEYWELL INTERNATIONAL ECC US (HOFS) | IO-16UI-S-S | 406.38 | 389 | N | 406.38 | 390 | 406.38
HWI-IO16UISS | 175891 | 4 | 133921 | Optimizer 16 Universal Inputs Panel Bus | HONEYWELL INTERNATIONAL ECC US (HOFS) | IO-16UI-S-S | 406.38 | 390 | Y | 406.38 | 390 | 406.38
HWI-IO4DORSS | 175891 | 9 | 133921 | 4DO IO Module without HOA: Gold Plated | HONEYWELL INTERNATIONAL ECC US (HOFS) | IO-4DOR-S-S | 196.3753 | 179.04 | N | 196.3753 | 179.04 | 196.3753
HWI-IO4UIOSS | 175891 | 20 | 133921 | Optimizer 4 Universal Inputs/Outputs | HONEYWELL INTERNATIONAL ECC US (HOFS) | IO-4UIO-S-S | 166.72 | 160 | Y | 166.72 | 160 | 166.72
HWI-IO8DORSS | 175883 | 2 | 133921 | Optimizer 8 Relay Digital Outputs Panel | HONEYWELL INTERNATIONAL ECC US (HOFS) | IO-8DOR-S-S | 323.02 | 308 | Y | 323.02 | 308 | 323.02
HWI-IO8DORSS | 175888 | 2 | 133921 | Optimizer 8 Relay Digital Outputs Panel | HONEYWELL INTERNATIONAL ECC US (HOFS) | IO-8DOR-S-S | 323.02 | 308 | N | 323.02 | 308 | 323.02
HWI-IO8DORSS | 175891 | 21 | 133921 | Optimizer 8 Relay Digital Outputs Panel | HONEYWELL INTERNATIONAL ECC US (HOFS) | IO-8DOR-S-S | 323.02 | 296.7317 | Y | 323.02 | 308 | 323.02
HWI-IO8UIOSS | 175891 | 17 | 133921 | 8UIO IO Module without HOA: Serial Comms | HONEYWELL INTERNATIONAL ECC US (HOFS) | IO-8UIO-S-S | 218.7887 | 204.1367 | Y | 218.7887 | 204.1367 | 218.7887
HWI-IOADPTS2 | 175883 | 3 | 133921 | Wiring Adapter with touchflake | HONEYWELL INTERNATIONAL ECC US (HOFS) | IO-ADPT-S-2 | 46.89 | 43.23 | Y | 46.89 | 43.23 | 46.89
HWI-IOADPTS2 | 175891 | 12 | 133921 | Wiring Adapter with touchflake | HONEYWELL INTERNATIONAL ECC US (HOFS) | IO-ADPT-S-2 | 46.89 | 41.4811 | Y | 46.89 | 43.23 | 46.89
HWI-IOD16UIOSS | 166559 | 2 | 133921 | Optimizer 16 Universal Inputs/Outputs | HONEYWELL INTERNATIONAL ECC US (HOFS) | IOD-16UIO-S-S | 471.505 | 452 | Y | 471.505 | 452.5 | 471.505
HWI-IOD16UIOSS | 166561 | 1 | 133921 | Optimizer 16 Universal Inputs/Outputs | HONEYWELL INTERNATIONAL ECC US (HOFS) | IOD-16UIO-S-S | 471.505 | 452 | N | 471.505 | 452.5 | 471.505
HWI-IOD16UIOSS | 175883 | 8 | 133921 | Optimizer 16 Universal Inputs/Outputs | HONEYWELL INTERNATIONAL ECC US (HOFS) | IOD-16UIO-S-S | 471.505 | 452.5 | Y | 471.505 | 452.5 | 471.505
HWI-IOD16UIOSS | 175891 | 12 | 133921 | Optimizer 16 Universal Inputs/Outputs | HONEYWELL INTERNATIONAL ECC US (HOFS) | IOD-16UIO-S-S | 471.505 | 439.6667 | Y | 471.505 | 452.5 | 471.505
HWI-IOD4UIOSS | 175891 | 2 | 133921 | Optimizer 4 Universal Inputs/Outputs | HONEYWELL INTERNATIONAL ECC US (HOFS) | IOD-4UIO-S-S | 191.728 | 184 | Y | 191.728 | 184 | 191.728
HWI-IOD8DORSS | 166559 | 2 | 133921 | Optimizer 8 Relay Digital Outputs Panel | HONEYWELL INTERNATIONAL ECC US (HOFS) | IOD-8DOR-S-S | 359.49 | 344.3333 | Y | 359.49 | 345 | 359.49
HWI-IOD8DORSS | 175883 | 10 | 133921 | Optimizer 8 Relay Digital Outputs Panel | HONEYWELL INTERNATIONAL ECC US (HOFS) | IOD-8DOR-S-S | 359.49 | 345 | Y | 359.49 | 345 | 359.49
HWI-IOD8DORSS | 175888 | 1 | 133921 | Optimizer 8 Relay Digital Outputs Panel | HONEYWELL INTERNATIONAL ECC US (HOFS) | IOD-8DOR-S-S | 359.49 | 344 | N | 359.49 | 345 | 359.49
HWI-IOD8DORSS | 175891 | 10 | 133921 | Optimizer 8 Relay Digital Outputs Panel | HONEYWELL INTERNATIONAL ECC US (HOFS) | IOD-8DOR-S-S | 359.49 | 345 | Y | 359.49 | 345 | 359.49
HWI-IOD8UIOSS | 175891 | 2 | 133921 | Optimizer 8 Universal Inputs/Outputs | HONEYWELL INTERNATIONAL ECC US (HOFS) | IOD-8UIO-S-S | 294.9068 | 283.02 | Y | 294.9068 | 283.02 | 294.9068
HWI-IOJUMPER410 | 175891 | 0 | 133921 | 4 PIN RELAY OUTPUT JUMPER-PACK OF 10 | HONEYWELL INTERNATIONAL ECC US (HOFS) | IO-JUMPER-4-10 | 32.5625 | 0 | N | 32.5625 | 0 | 32.5625
HWI-LC7350YPACKKIT | 10008 | 8 | 133342 | Ypack, LCBS | Building Controls & Solutions | LC7350YPACKKIT | 0 | 0.01 | N | 0 | 0.01 | 0.01
HWI-LGW1000 | 10006 | 2 | 133921 | Honeywell LCBS Connect Gateway Requires | HONEYWELL INTERNATIONAL ECC US (HOFS) | LGW1000 | 433.6075 | 396.7061 | Y | 433.6075 | 410.4326 | 433.6075
HWI-LGW1000 | 10008 | 73 | 133921 | Honeywell LCBS Connect Gateway Requires | HONEYWELL INTERNATIONAL ECC US (HOFS) | LGW1000 | 433.6075 | 410.4326 | Y | 433.6075 | 410.4326 | 433.6075
HWI-LGW1000 | 175883 | 4 | 133921 | Honeywell LCBS Connect Gateway Requires | HONEYWELL INTERNATIONAL ECC US (HOFS) | LGW1000 | 433.6075 | 392.69 | Y | 433.6075 | 410.4326 | 433.6075
HWI-LGW1000 | 175888 | 2 | 133921 | Honeywell LCBS Connect Gateway Requires | HONEYWELL INTERNATIONAL ECC US (HOFS) | LGW1000 | 433.6075 | 392.69 | Y | 433.6075 | 410.4326 | 433.6075
HWI-LP907A1002U | 10510 | 2 | 133921 | SETPOINT RANGE 40-140F. THROTTLING R | HONEYWELL INTERNATIONAL ECC US (HOFS) | LP907A1002/U | 659.8152 | 385.277 | Y | 659.8152 | 542.97 | 659.8152
HWI-LP907A1002U | 175888 | 1 | 133921 | SETPOINT RANGE 40-140F. THROTTLING R | HONEYWELL INTERNATIONAL ECC US (HOFS) | LP907A1002/U | 659.8152 | 542.97 | N | 659.8152 | 542.97 | 659.8152
HWI-LP907A1002U | 175891 | 3 | 133921 | SETPOINT RANGE 40-140F. THROTTLING R | HONEYWELL INTERNATIONAL ECC US (HOFS) | LP907A1002/U | 659.8152 | 494.1949 | Y | 659.8152 | 542.97 | 659.8152
HWI-LP914A1003U | 10510 | 3 | 133921 | PNEUMATIC TEMP SENSOR | HONEYWELL INTERNATIONAL ECC US (HOFS) | LP914A1003/U | 355.3741 | 309.82 | Y | 355.3741 | 309.82 | 355.3741
HWI-LP914A1003U | 175888 | 2 | 133921 | PNEUMATIC TEMP SENSOR | HONEYWELL INTERNATIONAL ECC US (HOFS) | LP914A1003/U | 355.3741 | 151.6907 | N | 355.3741 | 309.82 | 355.3741
HWI-LP914A1003U | 175891 | 3 | 133921 | PNEUMATIC TEMP SENSOR | HONEYWELL INTERNATIONAL ECC US (HOFS) | LP914A1003/U | 355.3741 | 239.4417 | Y | 355.3741 | 309.82 | 355.3741
HWI-LP914A1011U | 10510 | 3 | 133921 | Pneumatic Temperature Sensor | HONEYWELL INTERNATIONAL ECC US (HOFS) | LP914A1011/U | 1622.2377 | 350.217 | N | 1622.2377 | 350.217 | 1622.2377
HWI-LP914A1011U | 175891 | 3 | 133921 | Pneumatic Temperature Sensor | HONEYWELL INTERNATIONAL ECC US (HOFS) | LP914A1011/U | 1622.2377 | 315.2753 | Y | 1622.2377 | 350.217 | 1622.2377
HWI-LP914A1029U | 175888 | 1 | 133921 | PNEUMATIC TEMPERATURE SENSOR, ROD AND TU | HONEYWELL INTERNATIONAL ECC US (HOFS) | LP914A1029/U | 345.6731 | 267.74 | N | 345.6731 | 267.74 | 345.6731
HWI-LP914A1052U | 10510 | 3 | 133921 | TEMP. RANGE 40-240F. 3/8 X 7ELEMENT. WAT | HONEYWELL INTERNATIONAL ECC US (HOFS) | LP914A1052/U | 445.7363 | 353.7933 | Y | 445.7363 | 353.7933 | 445.7363
HWI-LP914A1052U | 175888 | 1 | 133921 | TEMP. RANGE 40-240F. 3/8 X 7ELEMENT. WAT | HONEYWELL INTERNATIONAL ECC US (HOFS) | LP914A1052/U | 445.7363 | 108.2166 | N | 445.7363 | 353.7933 | 445.7363
HWI-LP914A1060U | 175888 | 2 | 133921 | TEMPERATURE RANGE -40 TO 160 F. | HONEYWELL INTERNATIONAL ECC US (HOFS) | LP914A1060/U | 272.8998 | 227.405 | Y | 272.8998 | 227.405 | 272.8998
HWI-LP914A1144U | 10510 | 2 | 133921 | Pneumatic Temperature Sensor, 25 to 125F | HONEYWELL INTERNATIONAL ECC US (HOFS) | LP914A1144/U | 342.6409 | 306.67 | Y | 342.6409 | 306.67 | 342.6409
HWI-LP914A1268U | 166557 | 1 | 133921 | LP914A1268 Temperature transmitter,40 to | HONEYWELL INTERNATIONAL ECC US (HOFS) | LP914A1268/U | 315.3509 | 77.47 | N | 315.3509 | 114.9 | 315.3509
HWI-LP914A1268U | 175888 | 1 | 133921 | LP914A1268 Temperature transmitter,40 to | HONEYWELL INTERNATIONAL ECC US (HOFS) | LP914A1268/U | 315.3509 | 114.9 | N | 315.3509 | 114.9 | 315.3509
HWI-LP915A1077U | 175891 | 1 | 133921 | Sensor, temperature, pneumatic,direct ac | HONEYWELL INTERNATIONAL ECC US (HOFS) | LP915A1077/U | 175.2346 | 175.2346 | N | 175.2346 | 175.2346 | 175.2346
HWI-LP916A1019U | 175888 | 3 | 133921 | 1/2 X 5 7/8 BULB. INTEGRAL MOUNTING BRAC | HONEYWELL INTERNATIONAL ECC US (HOFS) | LP916A1019/U | 405.1088 | 157.704 | N | 405.1088 | 157.704 | 405.1088
HWI-LP916B1074U | 175888 | 19 | 133921 | TEMPERATURE 65 TO 85 F. REPLACEMENT MODE | HONEYWELL INTERNATIONAL ECC US (HOFS) | LP916B1074/U | 463.6275 | 404.39 | Y | 463.6275 | 404.39 | 463.6275
HWI-LP916B1074U | 175890 | 6 | 133921 | TEMPERATURE 65 TO 85 F. REPLACEMENT MODE | HONEYWELL INTERNATIONAL ECC US (HOFS) | LP916B1074/U | 463.6275 | 372.6344 | Y | 463.6275 | 404.39 | 463.6275
HWI-LP920A1005U | 10510 | 1 | 133921 | Pneumatic Temp Controller DA; 8 D | HONEYWELL INTERNATIONAL ECC US (HOFS) | LP920A1005/U | 704.9963 | 432.4335 | N | 704.9963 | 432.4335 | 704.9963
HWI-LP920A1005U | 175888 | 2 | 133921 | Pneumatic Temp Controller DA; 8 D | HONEYWELL INTERNATIONAL ECC US (HOFS) | LP920A1005/U | 704.9963 | 267.3309 | N | 704.9963 | 432.4335 | 704.9963
HWI-LP920A1005U | 175891 | 2 | 133921 | Pneumatic Temp Controller DA; 8 D | HONEYWELL INTERNATIONAL ECC US (HOFS) | LP920A1005/U | 704.9963 | 271.66 | Y | 704.9963 | 432.4335 | 704.9963
HWI-LP920A1039U | 10510 | 1 | 133921 | Pneumatic Temp Controller DA; 5 Du | HONEYWELL INTERNATIONAL ECC US (HOFS) | LP920A1039/U | 829.3174 | 867.58 | N | 829.3174 | 867.58 | 867.58
HWI-M4185A1001U | 10006 | 1 | 133921 | HONEYWELL TWO-POSITION MODUTROL IV | HONEYWELL INTERNATIONAL ECC US (HOFS) | M4185A1001/U | 381.4114 | 326.92 | N | 381.4114 | 326.92 | 381.4114
HWI-M4185B1009U | 10510 | 3 | 133921 | FOOT MOUNTED ACTUATOR | HONEYWELL INTERNATIONAL ECC US (HOFS) | M4185B1009/U | 970.3104 | 880.31 | Y | 970.3104 | 880.31 | 970.3104
HWI-M4185B1009U | 175888 | 2 | 133921 | FOOT MOUNTED ACTUATOR | HONEYWELL INTERNATIONAL ECC US (HOFS) | M4185B1009/U | 970.3104 | 731.8296 | Y | 970.3104 | 880.31 | 970.3104
HWI-M4185B1009U | 175891 | 3 | 133921 | FOOT MOUNTED ACTUATOR | HONEYWELL INTERNATIONAL ECC US (HOFS) | M4185B1009/U | 970.3104 | 839.5371 | Y | 970.3104 | 880.31 | 970.3104
HWI-M4185B1058U | 10510 | 2 | 133921 | HONEYWELL MODUTROL IV MOTOR | HONEYWELL INTERNATIONAL ECC US (HOFS) | M4185B1058/U | 1030.9548 | 813.4344 | Y | 1030.9548 | 932.8205 | 1030.9548
HWI-M4185B1058U | 175888 | 4 | 133921 | HONEYWELL MODUTROL IV MOTOR | HONEYWELL INTERNATIONAL ECC US (HOFS) | M4185B1058/U | 1030.9548 | 932.8205 | Y | 1030.9548 | 932.8205 | 1030.9548
HWI-M4185B1058U | 175891 | 4 | 133921 | HONEYWELL MODUTROL IV MOTOR | HONEYWELL INTERNATIONAL ECC US (HOFS) | M4185B1058/U | 1030.9548 | 835.3481 | Y | 1030.9548 | 932.8205 | 1030.9548
HWI-M6184D1035U | 10510 | 3 | 133921 | 24 VOLT NON-SPRING RT MOD MOTOR | HONEYWELL INTERNATIONAL ECC US (HOFS) | M6184D1035/U | 773.2161 | 674.4508 | Y | 773.2161 | 742.05 | 773.2161
HWI-M6184D1035U | 173042 | 2 | 133921 | 24 VOLT NON-SPRING RT MOD MOTOR | HONEYWELL INTERNATIONAL ECC US (HOFS) | M6184D1035/U | 773.2161 | 742.05 | Y | 773.2161 | 742.05 | 773.2161
HWI-M6184D1035U | 175891 | 1 | 133921 | 24 VOLT NON-SPRING RT MOD MOTOR | HONEYWELL INTERNATIONAL ECC US (HOFS) | M6184D1035/U | 773.2161 | 742.05 | Y | 773.2161 | 742.05 | 773.2161
HWI-M6194D1017U | 10510 | 3 | 133921 | MODUTROL MOTOR | HONEYWELL INTERNATIONAL ECC US (HOFS) | M6194D1017/U | 1053.7017 | 444.5067 | Y | 1053.7017 | 959.1 | 1053.7017
HWI-M6194D1017U | 175888 | 2 | 133921 | MODUTROL MOTOR | HONEYWELL INTERNATIONAL ECC US (HOFS) | M6194D1017/U | 1053.7017 | 959.1 | Y | 1053.7017 | 959.1 | 1053.7017
HWI-M6194D1017U | 175890 | 3 | 133921 | MODUTROL MOTOR | HONEYWELL INTERNATIONAL ECC US (HOFS) | M6194D1017/U | 1053.7017 | 760.1364 | N | 1053.7017 | 959.1 | 1053.7017
HWI-M6284A1055SU | 175888 | 2 | 133921 | MODUTROL MOTOR NON-SPRING RETURN FOOT MO | HONEYWELL INTERNATIONAL ECC US (HOFS) | M6284A1055SU | 380.8308 | 380.8308 | N | 380.8308 | 380.8308 | 380.8308
HWI-M6284A1055SU | 175891 | 1 | 133921 | MODUTROL MOTOR NON-SPRING RETURN FOOT MO | HONEYWELL INTERNATIONAL ECC US (HOFS) | M6284A1055SU | 380.8308 | 336.68 | N | 380.8308 | 380.8308 | 380.8308
HWI-M6284F1078FU | 175888 | 2 | 133921 | HONEYWELL MODUTROL MOTOR WITH 10K FEEDBA | HONEYWELL INTERNATIONAL ECC US (HOFS) | M6284F1078-F/U | 993.0573 | 984.3725 | Y | 993.0573 | 984.3725 | 993.0573
HWI-M6285A1005SU | 10510 | 1 | 133921 | TRADELINE, 160 DEGREE ADJ STROKE, 30-60 | HONEYWELL INTERNATIONAL ECC US (HOFS) | M6285A1005-S/U | 1008.2184 | 1093.34 | Y | 1008.2184 | 1093.34 | 1093.34
HWI-M6285F1001FU | 175890 | 2 | 133921 | 1MODUTROL MOTOR | HONEYWELL INTERNATIONAL ECC US (HOFS) | M6285F1001-F/U | 1167.4047 | 1225.575 | N | 1167.4047 | 1225.575 | 1225.575
HWI-M6410A1029 | 10008 | 12 | 133921 | M6410A1029 UL94-5V PLENUM RATED | HONEYWELL INTERNATIONAL ECC US (HOFS) | M6410A1029 | 66.4275 | 63.75 | Y | 66.4275 | 63.75 | 66.4275
HWI-M6410A1029 | 10510 | 8 | 133921 | M6410A1029 UL94-5V PLENUM RATED | HONEYWELL INTERNATIONAL ECC US (HOFS) | M6410A1029 | 66.4275 | 63.6151 | Y | 66.4275 | 63.75 | 66.4275
HWI-M6410A1029 | 166559 | 2 | 133921 | M6410A1029 UL94-5V PLENUM RATED | HONEYWELL INTERNATIONAL ECC US (HOFS) | M6410A1029 | 66.4275 | 63.36 | Y | 66.4275 | 63.75 | 66.4275
HWI-M6410A1029 | 175888 | 4 | 133921 | M6410A1029 UL94-5V PLENUM RATED | HONEYWELL INTERNATIONAL ECC US (HOFS) | M6410A1029 | 66.4275 | 63.7491 | Y | 66.4275 | 63.75 | 66.4275
HWI-M6410A1029 | 175890 | 1 | 133921 | M6410A1029 UL94-5V PLENUM RATED | HONEYWELL INTERNATIONAL ECC US (HOFS) | M6410A1029 | 66.4275 | 63.36 | Y | 66.4275 | 63.75 | 66.4275
HWI-M6410A1029 | 175891 | 5 | 133921 | M6410A1029 UL94-5V PLENUM RATED | HONEYWELL INTERNATIONAL ECC US (HOFS) | M6410A1029 | 66.4275 | 63.62 | Y | 66.4275 | 63.75 | 66.4275
HWI-M6415A1016U | 10008 | 5 | 133921 | DAMPER ACTUATOR 24V 50/60HZ 25LB/IN TIMI | HONEYWELL INTERNATIONAL ECC US (HOFS) | M6415A1016/U | 454.833 | 176.11 | N | 454.833 | 176.11 | 454.833
HWI-M7284A1004U | 10510 | 1 | 133921 | Modtrol IV Actuator 150#, NSR, 4-20ma | HONEYWELL INTERNATIONAL ECC US (HOFS) | M7284A1004/U | 833.8605 | 843.7617 | Y | 833.8605 | 843.7617 | 843.7617
HWI-M7284A1012U | 175888 | 2 | 133921 | VALVE/DAMPER ACTUATOR PROPORTIONING | HONEYWELL INTERNATIONAL ECC US (HOFS) | M7284A1012/U | 841.4463 | 841.3415 | Y | 841.4463 | 841.3415 | 841.4463
HWI-M7284A1038U | 175891 | 1 | 133921 | HONEYWELL PROPORTIONAL MOTOR, 120VAC | HONEYWELL INTERNATIONAL ECC US (HOFS) | M7284A1038/U | 594.989 | 594.989 | Y | 594.989 | 594.989 | 594.989
HWI-M7284C1000U | 10510 | 2 | 133921 | Motor, Mod IV | HONEYWELL INTERNATIONAL ECC US (HOFS) | M7284C1000/U | 947.574 | 840.1997 | Y | 947.574 | 1054.9227 | 1054.9227
HWI-M7284C1000U | 166553 | 1 | 133921 | Motor, Mod IV | HONEYWELL INTERNATIONAL ECC US (HOFS) | M7284C1000/U | 947.574 | 909.38 | N | 947.574 | 1054.9227 | 1054.9227
HWI-M7284C1000U | 175888 | 4 | 133921 | Motor, Mod IV | HONEYWELL INTERNATIONAL ECC US (HOFS) | M7284C1000/U | 947.574 | 1054.9227 | Y | 947.574 | 1054.9227 | 1054.9227
HWI-M7284C1000U | 175891 | 6 | 133921 | Motor, Mod IV | HONEYWELL INTERNATIONAL ECC US (HOFS) | M7284C1000/U | 947.574 | 829.0453 | Y | 947.574 | 1054.9227 | 1054.9227
HWI-M7284C1083U | 175888 | 2 | 133921 | Honeywell 24V Non-Spring Return, Foot-Mo | HONEYWELL INTERNATIONAL ECC US (HOFS) | M7284C1083/U | 917.2518 | 861.9548 | Y | 917.2518 | 1043.59 | 1043.59
HWI-M7284C1083U | 175891 | 1 | 133921 | Honeywell 24V Non-Spring Return, Foot-Mo | HONEYWELL INTERNATIONAL ECC US (HOFS) | M7284C1083/U | 917.2518 | 1043.59 | Y | 917.2518 | 1043.59 | 1043.59
HWI-M7284Q1009U | 10510 | 2 | 133921 | HONEYWELL MODUTROL MOTOR | HONEYWELL INTERNATIONAL ECC US (HOFS) | M7284Q1009/U | 955.1493 | 945.605 | Y | 955.1493 | 1007.9107 | 1007.9107
HWI-M7284Q1009U | 175888 | 3 | 133921 | HONEYWELL MODUTROL MOTOR | HONEYWELL INTERNATIONAL ECC US (HOFS) | M7284Q1009/U | 955.1493 | 1007.9107 | Y | 955.1493 | 1007.9107 | 1007.9107
HWI-M7285A1045U | 175888 | 3 | 133921 | MOD MOTOR 0-10 | HONEYWELL INTERNATIONAL ECC US (HOFS) | M7285A1045/U | 854.6 | 623.9095 | N | 854.6 | 623.9095 | 854.6
HWI-M7285C1009U | 175888 | 4 | 133921 | VALVE/DAMPER ACTUATOR | HONEYWELL INTERNATIONAL ECC US (HOFS) | M7285C1009/U | 1068.8628 | 1213.6 | Y | 1068.8628 | 1213.6 | 1213.6
HWI-M7410F1000 | 10008 | 1 | 133921 | Honeywell Actuator, Modulating Low Volta | HONEYWELL INTERNATIONAL ECC US (HOFS) | M7410F1000 | 133.4177 | 128.04 | Y | 133.4177 | 128.04 | 133.4177
HWI-M7410F1000 | 10510 | 32 | 133921 | Honeywell Actuator, Modulating Low Volta | HONEYWELL INTERNATIONAL ECC US (HOFS) | M7410F1000 | 133.4177 | 127.4644 | Y | 133.4177 | 128.04 | 133.4177
HWI-M7410F1000 | 175883 | 11 | 133921 | Honeywell Actuator, Modulating Low Volta | HONEYWELL INTERNATIONAL ECC US (HOFS) | M7410F1000 | 133.4177 | 127.36 | Y | 133.4177 | 128.04 | 133.4177
HWI-M7410F1000 | 175891 | 4 | 133921 | Honeywell Actuator, Modulating Low Volta | HONEYWELL INTERNATIONAL ECC US (HOFS) | M7410F1000 | 133.4177 | 127.87 | Y | 133.4177 | 128.04 | 133.4177
HWI-M7415A1006U | 10510 | 2 | 133921 | ACTUATOR 24V | HONEYWELL INTERNATIONAL ECC US (HOFS) | M7415A1006/U | 324.4475 | 276.69 | Y | 324.4475 | 298.496 | 324.4475
HWI-M7415A1006U | 175888 | 2 | 133921 | ACTUATOR 24V | HONEYWELL INTERNATIONAL ECC US (HOFS) | M7415A1006/U | 324.4475 | 291.5 | Y | 324.4475 | 298.496 | 324.4475
HWI-M7415A1006U | 175890 | 1 | 133921 | ACTUATOR 24V | HONEYWELL INTERNATIONAL ECC US (HOFS) | M7415A1006/U | 324.4475 | 283.766 | N | 324.4475 | 298.496 | 324.4475
HWI-M7415A1006U | 175891 | 5 | 133921 | ACTUATOR 24V | HONEYWELL INTERNATIONAL ECC US (HOFS) | M7415A1006/U | 324.4475 | 298.496 | Y | 324.4475 | 298.496 | 324.4475
HWI-M7415B1004U | 10510 | 3 | 133921 | M7415B1004 STANDARD. | HONEYWELL INTERNATIONAL ECC US (HOFS) | M7415B1004/U | 339.6086 | 247.0154 | Y | 339.6086 | 282.7971 | 339.6086
HWI-M7415B1004U | 175891 | 7 | 133921 | M7415B1004 STANDARD. | HONEYWELL INTERNATIONAL ECC US (HOFS) | M7415B1004/U | 339.6086 | 282.7971 | Y | 339.6086 | 282.7971 | 339.6086
HWI-M7435F1001 | 175888 | 2 | 133921 | VALVE ACTUATOR, SR, MODULATING | HONEYWELL INTERNATIONAL ECC US (HOFS) | M7435F1001 | 203.1587 | 194.5233 | Y | 203.1587 | 194.5233 | 203.1587
HWI-M7435F1001 | 175890 | 2 | 133921 | VALVE ACTUATOR, SR, MODULATING | HONEYWELL INTERNATIONAL ECC US (HOFS) | M7435F1001 | 203.1587 | 174.0533 | Y | 203.1587 | 194.5233 | 203.1587
HWI-M8185D1006U | 10510 | 4 | 133921 | MOTOR; 24VAC; 90DEG 30SEC OR 160DEG | HONEYWELL INTERNATIONAL ECC US (HOFS) | M8185D1006/U | 879.3438 | 991.2825 | Y | 879.3438 | 991.2825 | 991.2825
HWI-M8185D1006U | 175888 | 4 | 133921 | MOTOR; 24VAC; 90DEG 30SEC OR 160DEG | HONEYWELL INTERNATIONAL ECC US (HOFS) | M8185D1006/U | 879.3438 | 801.5334 | Y | 879.3438 | 991.2825 | 991.2825
HWI-M8185D1006U | 175890 | 1 | 133921 | MOTOR; 24VAC; 90DEG 30SEC OR 160DEG | HONEYWELL INTERNATIONAL ECC US (HOFS) | M8185D1006/U | 879.3438 | 345.7971 | N | 879.3438 | 991.2825 | 991.2825
HWI-M8185D1006U | 175891 | 4 | 133921 | MOTOR; 24VAC; 90DEG 30SEC OR 160DEG | HONEYWELL INTERNATIONAL ECC US (HOFS) | M8185D1006/U | 879.3438 | 327.8134 | Y | 879.3438 | 991.2825 | 991.2825
HWI-M836A1042U | 10008 | 4 | 133921 | M836A1042 TRADELINE, 24V 60HZ 75 | HONEYWELL INTERNATIONAL ECC US (HOFS) | M836A1042/U | 472.44 | 349.83 | N | 472.44 | 349.83 | 472.44
HWI-M836A1042U | 10510 | 1 | 133921 | M836A1042 TRADELINE, 24V 60HZ 75 | HONEYWELL INTERNATIONAL ECC US (HOFS) | M836A1042/U | 472.44 | 287.8115 | N | 472.44 | 349.83 | 472.44
HWI-M836A1042U | 166561 | 3 | 133921 | M836A1042 TRADELINE, 24V 60HZ 75 | HONEYWELL INTERNATIONAL ECC US (HOFS) | M836A1042/U | 472.44 | 189.5267 | N | 472.44 | 349.83 | 472.44
HWI-M9174C1025U | 10008 | 1 | 175067 | Motors, Foot Mounted Actuator | CHAS.F.CONNOLLY DIST.CO | M9174C1025/U | 943 | 902.1 | Y | 943 | 908.8385 | 943
HWI-M9174C1025U | 10510 | 2 | 133921 | Motors, Foot Mounted Actuator | HONEYWELL INTERNATIONAL ECC US (HOFS) | M9174C1025/U | 943 | 888.4141 | Y | 943 | 908.8385 | 943
HWI-M9174C1025U | 173042 | 17 | 175067 | Motors, Foot Mounted Actuator | CHAS.F.CONNOLLY DIST.CO | M9174C1025/U | 943 | 908.8385 | Y | 943 | 908.8385 | 943
HWI-M9174C1025U | 175888 | 2 | 175067 | Motors, Foot Mounted Actuator | CHAS.F.CONNOLLY DIST.CO | M9174C1025/U | 943 | 902.1 | Y | 943 | 908.8385 | 943
HWI-M9174C1025U | 175891 | 4 | 175067 | Motors, Foot Mounted Actuator | CHAS.F.CONNOLLY DIST.CO | M9174C1025/U | 943 | 893.88 | Y | 943 | 908.8385 | 943
HWI-M9182A1011U | 175888 | 1 | 133921 | HONEYWELL Series 90 Modutrol™ IV Motor S | HONEYWELL INTERNATIONAL ECC US (HOFS) | M9182A1011/U | 871.7684 | 528.6559 | N | 871.7684 | 528.6559 | 871.7684
HWI-M9184A1019U | 175888 | 2 | 133921 | MOD MOTOR 24V, 150LB, PROP, NSR | HONEYWELL INTERNATIONAL ECC US (HOFS) | M9184A1019/U | 826.2852 | 799.47 | Y | 826.2852 | 799.47 | 826.2852
HWI-M9184D1021U | 10008 | 5 | 133921 | MOTOR; 24VAC; 90DEG 30SEC OR 160DEG | HONEYWELL INTERNATIONAL ECC US (HOFS) | M9184D1021/U | 932.4128 | 992.6061 | Y | 932.4128 | 992.6061 | 992.6061
HWI-M9184D1021U | 10510 | 3 | 133921 | MOTOR; 24VAC; 90DEG 30SEC OR 160DEG | HONEYWELL INTERNATIONAL ECC US (HOFS) | M9184D1021/U | 932.4128 | 894.8267 | Y | 932.4128 | 992.6061 | 992.6061
HWI-M9184D1021U | 175888 | 2 | 133921 | MOTOR; 24VAC; 90DEG 30SEC OR 160DEG | HONEYWELL INTERNATIONAL ECC US (HOFS) | M9184D1021/U | 932.4128 | 911.7028 | Y | 932.4128 | 992.6061 | 992.6061
HWI-M9184D1021U | 175891 | 5 | 133921 | MOTOR; 24VAC; 90DEG 30SEC OR 160DEG | HONEYWELL INTERNATIONAL ECC US (HOFS) | M9184D1021/U | 932.4128 | 901.7122 | Y | 932.4128 | 992.6061 | 992.6061
HWI-M9185A1018U | 10510 | 2 | 133921 | Modutrol IV Motor, 24V Spring Return | HONEYWELL INTERNATIONAL ECC US (HOFS) | M9185A1018/U | 909.666 | 828.025 | Y | 909.666 | 1035.03 | 1035.03
HWI-M9185A1018U | 175888 | 2 | 133921 | Modutrol IV Motor, 24V Spring Return | HONEYWELL INTERNATIONAL ECC US (HOFS) | M9185A1018/U | 909.666 | 1035.03 | Y | 909.666 | 1035.03 | 1035.03
HWI-M9185A1018U | 175891 | 1 | 133921 | Modutrol IV Motor, 24V Spring Return | HONEYWELL INTERNATIONAL ECC US (HOFS) | M9185A1018/U | 909.666 | 1035.03 | Y | 909.666 | 1035.03 | 1035.03
HWI-M9185D1004U | 10510 | 2 | 133921 | HONEYWELL MOD-IV MOTOR | HONEYWELL INTERNATIONAL ECC US (HOFS) | M9185D1004/U | 917.2518 | 875.925 | Y | 917.2518 | 875.925 | 917.2518
HWI-M9185D1004U | 175888 | 5 | 133921 | HONEYWELL MOD-IV MOTOR | HONEYWELL INTERNATIONAL ECC US (HOFS) | M9185D1004/U | 917.2518 | 874.6695 | Y | 917.2518 | 875.925 | 917.2518
HWI-M9185D1004U | 175890 | 2 | 133921 | HONEYWELL MOD-IV MOTOR | HONEYWELL INTERNATIONAL ECC US (HOFS) | M9185D1004/U | 917.2518 | 853.6498 | Y | 917.2518 | 875.925 | 917.2518
HWI-M9191F1001U | 175888 | 1 | 133921 | 24V NON-SPRING RETURN FOOT MOUNTED ACTUA | HONEYWELL INTERNATIONAL ECC US (HOFS) | M9191F1001/U | 1713.2043 | 1940.1 | N | 1713.2043 | 1940.1 | 1940.1
HWI-M9194D1003U | 10510 | 3 | 133921 | HONEYWELL MODUTROL MOTOR | HONEYWELL INTERNATIONAL ECC US (HOFS) | M9194D1003/U | 1591.9155 | 1407.08 | Y | 1591.9155 | 1407.08 | 1591.9155
HWI-MBP6U8SHU | 175888 | 1 | 133921 | BFLY ACT FLOATING 24-240VAC 1400LB-IN | HONEYWELL INTERNATIONAL ECC US (HOFS) | MBP6U8SH/U | 1531.2711 | 1426.42 | N | 1531.2711 | 1426.42 | 1531.2711
HWI-MCSPAU | 10008 | 28 | 133921 | Adjustable Mini Current Switch | HONEYWELL INTERNATIONAL ECC US (HOFS) | MCSP-A/U | 24.336 | 22.02 | Y | 24.336 | 24.336 | 24.336
HWI-MCSPAU | 10510 | 5 | 133921 | Adjustable Mini Current Switch | HONEYWELL INTERNATIONAL ECC US (HOFS) | MCSP-A/U | 24.336 | 24.336 | N | 24.336 | 24.336 | 24.336
HWI-MCSPFU | 166560 | 2 | 133921 | Mini Current Sensor Fixed, .55-150a | HONEYWELL INTERNATIONAL ECC US (HOFS) | MCSP-F/U | 17.28 | 17.28 | N | 17.28 | 17.28 | 17.28
HWI-ML6161A2009U | 10510 | 173 | 133921 | FLOATING. 24V 50/60HZ. 45 TO 90 DEG STRO | HONEYWELL INTERNATIONAL ECC US (HOFS) | ML6161A2009/U | 197.0943 | 56.6255 | Y | 197.0943 | 103.4167 | 197.0943
HWI-ML6161A2009U | 175888 | 2 | 133921 | FLOATING. 24V 50/60HZ. 45 TO 90 DEG STRO | HONEYWELL INTERNATIONAL ECC US (HOFS) | ML6161A2009/U | 197.0943 | 103.4167 | Y | 197.0943 | 103.4167 | 197.0943
HWI-ML6161A2009U | 175891 | 1 | 133921 | FLOATING. 24V 50/60HZ. 45 TO 90 DEG STRO | HONEYWELL INTERNATIONAL ECC US (HOFS) | ML6161A2009/U | 197.0943 | 46.77 | Y | 197.0943 | 103.4167 | 197.0943
HWI-ML6161A2025U | 175890 | 2 | 133921 | DAMPER ACTUATOR, NON-SPRING RETURN, 35 L | HONEYWELL INTERNATIONAL ECC US (HOFS) | ML6161A2025/U | 116.7457 | 49.1119 | N | 116.7457 | 49.1119 | 116.7457
HWI-ML6161B2024B | 10008 | 10 | 133921 | NSR Actuator 24V On Off SPDT | HONEYWELL INTERNATIONAL ECC US (HOFS) | ML6161B2024/B | 70.3558 | 61.25 | Y | 70.3558 | 61.25 | 70.3558
HWI-ML6161B2024B | 166559 | 21 | 133921 | NSR Actuator 24V On Off SPDT | HONEYWELL INTERNATIONAL ECC US (HOFS) | ML6161B2024/B | 70.3558 | 61.1455 | Y | 70.3558 | 61.25 | 70.3558
HWI-ML6161B2024U | 10006 | 1 | 133921 | 24V 50/60HZ. 45 TO 90 DEG STROKE. | HONEYWELL INTERNATIONAL ECC US (HOFS) | ML6161B2024/U | 115.2244 | 41.4524 | N | 115.2244 | 110.58 | 115.2244
HWI-ML6161B2024U | 10008 | 13 | 133921 | 24V 50/60HZ. 45 TO 90 DEG STROKE. | HONEYWELL INTERNATIONAL ECC US (HOFS) | ML6161B2024/U | 115.2244 | 73.0972 | Y | 115.2244 | 110.58 | 115.2244
HWI-ML6161B2024U | 10510 | 13 | 133921 | 24V 50/60HZ. 45 TO 90 DEG STROKE. | HONEYWELL INTERNATIONAL ECC US (HOFS) | ML6161B2024/U | 115.2244 | 110.58 | Y | 115.2244 | 110.58 | 115.2244
HWI-ML6161B2024U | 173042 | 4 | 133921 | 24V 50/60HZ. 45 TO 90 DEG STROKE. | HONEYWELL INTERNATIONAL ECC US (HOFS) | ML6161B2024/U | 115.2244 | 110.58 | Y | 115.2244 | 110.58 | 115.2244
HWI-ML6161B2024U | 175888 | 7 | 133921 | 24V 50/60HZ. 45 TO 90 DEG STROKE. | HONEYWELL INTERNATIONAL ECC US (HOFS) | ML6161B2024/U | 115.2244 | 49.1598 | Y | 115.2244 | 110.58 | 115.2244
HWI-ML6161B2024U | 175891 | 9 | 133921 | 24V 50/60HZ. 45 TO 90 DEG STROKE. | HONEYWELL INTERNATIONAL ECC US (HOFS) | ML6161B2024/U | 115.2244 | 107.1147 | Y | 115.2244 | 110.58 | 115.2244
HWI-ML6161B2032U | 175888 | 2 | 133921 | 24V 45-90 DEG STROKE, 7 MIN DRIVE TI | HONEYWELL INTERNATIONAL ECC US (HOFS) | ML6161B2032/U | 87.9344 | 79.37 | Y | 87.9344 | 79.37 | 87.9344
HWI-ML6174B2019U | 175888 | 1 | 133921 | FLOATING. 24V 50/60HZ. 45 TO 90 DEG STRO | HONEYWELL INTERNATIONAL ECC US (HOFS) | ML6174B2019/U | 127.3532 | 122.22 | Y | 127.3532 | 122.22 | 127.3532
HWI-ML6425A3022 | 166557 | 1 | 133921 | Honeywell Spring Return Direct Coupled G | HONEYWELL INTERNATIONAL ECC US (HOFS) | ML6425A3022 | 500.3163 | 330.288 | N | 500.3163 | 445.445 | 500.3163
HWI-ML6425A3022 | 173042 | 2 | 133921 | Honeywell Spring Return Direct Coupled G | HONEYWELL INTERNATIONAL ECC US (HOFS) | ML6425A3022 | 500.3163 | 372.52 | Y | 500.3163 | 445.445 | 500.3163
HWI-ML6425A3022 | 175890 | 2 | 133921 | Honeywell Spring Return Direct Coupled G | HONEYWELL INTERNATIONAL ECC US (HOFS) | ML6425A3022 | 500.3163 | 445.445 | Y | 500.3163 | 445.445 | 500.3163
HWI-ML6425B3013 | 173042 | 1 | 133921 | Honeywell Spring Return Direct Coupled G | HONEYWELL INTERNATIONAL ECC US (HOFS) | ML6425B3013 | 439.6719 | 419.82 | Y | 439.6719 | 419.82 | 439.6719
HWI-ML6425B3013 | 175888 | 2 | 133921 | Honeywell Spring Return Direct Coupled G | HONEYWELL INTERNATIONAL ECC US (HOFS) | ML6425B3013 | 439.6719 | 326.9375 | Y | 439.6719 | 419.82 | 439.6719
HWI-ML6984A4000U | 10006 | 1 | 133921 | HONEYWELL VALVE ACTUATOR | HONEYWELL INTERNATIONAL ECC US (HOFS) | ML6984A4000/U | 218.3198 | 208.48 | Y | 218.3198 | 209.52 | 218.3198
HWI-ML6984A4000U | 10008 | 11 | 133921 | HONEYWELL VALVE ACTUATOR | HONEYWELL INTERNATIONAL ECC US (HOFS) | ML6984A4000/U | 218.3198 | 206.3176 | Y | 218.3198 | 209.52 | 218.3198
HWI-ML6984A4000U | 10510 | 5 | 133921 | HONEYWELL VALVE ACTUATOR | HONEYWELL INTERNATIONAL ECC US (HOFS) | ML6984A4000/U | 218.3198 | 195.2636 | Y | 218.3198 | 209.52 | 218.3198
HWI-ML6984A4000U | 166561 | 8 | 133921 | HONEYWELL VALVE ACTUATOR | HONEYWELL INTERNATIONAL ECC US (HOFS) | ML6984A4000/U | 218.3198 | 205.6575 | Y | 218.3198 | 209.52 | 218.3198
HWI-ML6984A4000U | 173042 | 6 | 133921 | HONEYWELL VALVE ACTUATOR | HONEYWELL INTERNATIONAL ECC US (HOFS) | ML6984A4000/U | 218.3198 | 209.52 | Y | 218.3198 | 209.52 | 218.3198
HWI-ML6984A4000U | 175888 | 11 | 133921 | HONEYWELL VALVE ACTUATOR | HONEYWELL INTERNATIONAL ECC US (HOFS) | ML6984A4000/U | 218.3198 | 182.4867 | Y | 218.3198 | 209.52 | 218.3198
HWI-ML6984A4000U | 175890 | 3 | 133921 | HONEYWELL VALVE ACTUATOR | HONEYWELL INTERNATIONAL ECC US (HOFS) | ML6984A4000/U | 218.3198 | 168.97 | Y | 218.3198 | 209.52 | 218.3198
HWI-ML6984A4000U | 175891 | 5 | 133921 | HONEYWELL VALVE ACTUATOR | HONEYWELL INTERNATIONAL ECC US (HOFS) | ML6984A4000/U | 218.3198 | 174.2903 | Y | 218.3198 | 209.52 | 218.3198
HWI-ML7420A3055 | 166559 | 0 | 133921 | Elec Motor Actuator; 3/4 Stroke, 0-10vdc | HONEYWELL INTERNATIONAL ECC US (HOFS) | ML7420A3055 | 315.3509 | 302.64 | Y | 315.3509 | 302.64 | 315.3509
HWI-ML7421A1032 | 10008 | 1 | 133921 | Direct Coupled Actuator NSR; 24v;0-10vdc | HONEYWELL INTERNATIONAL ECC US (HOFS) | ML7421A1032 | 388.1241 | 372.48 | Y | 388.1241 | 372.48 | 388.1241
HWI-ML7421A1032 | 166559 | 3 | 133921 | Direct Coupled Actuator NSR; 24v;0-10vdc | HONEYWELL INTERNATIONAL ECC US (HOFS) | ML7421A1032 | 388.1241 | 372.48 | Y | 388.1241 | 372.48 | 388.1241
HWI-ML7421A1032 | 166561 | 1 | 133921 | Direct Coupled Actuator NSR; 24v;0-10vdc | HONEYWELL INTERNATIONAL ECC US (HOFS) | ML7421A1032 | 388.1241 | 333.248 | N | 388.1241 | 372.48 | 388.1241
HWI-ML7421B1023 | 10008 | 3 | 133921 | DM ACTUATOR W/1-1/2" STROKE | HONEYWELL INTERNATIONAL ECC US (HOFS) | ML7421B1023 | 418.4464 | 317.18 | Y | 418.4464 | 325.8839 | 418.4464
HWI-ML7421B1023 | 10510 | 2 | 133921 | DM ACTUATOR W/1-1/2" STROKE | HONEYWELL INTERNATIONAL ECC US (HOFS) | ML7421B1023 | 418.4464 | 325.8839 | Y | 418.4464 | 325.8839 | 418.4464
HWI-ML7425A3013 | 10008 | 3 | 133921 | Direct Coupled Actuator SR; 2-10vdc; 24v | HONEYWELL INTERNATIONAL ECC US (HOFS) | ML7425A3013 | 448.7686 | 346.8257 | Y | 448.7686 | 429.9095 | 448.7686
HWI-ML7425A3013 | 10510 | 7 | 133921 | Direct Coupled Actuator SR; 2-10vdc; 24v | HONEYWELL INTERNATIONAL ECC US (HOFS) | ML7425A3013 | 448.7686 | 429.9095 | Y | 448.7686 | 429.9095 | 448.7686
HWI-ML7425A3013 | 175888 | 2 | 133921 | Direct Coupled Actuator SR; 2-10vdc; 24v | HONEYWELL INTERNATIONAL ECC US (HOFS) | ML7425A3013 | 448.7686 | 423.4667 | Y | 448.7686 | 429.9095 | 448.7686
HWI-ML7425A3013 | 175890 | 2 | 133921 | Direct Coupled Actuator SR; 2-10vdc; 24v | HONEYWELL INTERNATIONAL ECC US (HOFS) | ML7425A3013 | 448.7686 | 423.4667 | Y | 448.7686 | 429.9095 | 448.7686
HWI-ML7425A3013 | 175891 | 5 | 133921 | Direct Coupled Actuator SR; 2-10vdc; 24v | HONEYWELL INTERNATIONAL ECC US (HOFS) | ML7425A3013 | 448.7686 | 410.9406 | Y | 448.7686 | 429.9095 | 448.7686
HWI-ML7425B3012 | 10510 | 4 | 133921 | Direct Coupled Actuator SR; 0-10vdc; 24v | HONEYWELL INTERNATIONAL ECC US (HOFS) | ML7425B3012 | 448.7686 | 430.68 | Y | 448.7686 | 430.68 | 448.7686
HWI-ML7425B3012 | 173042 | 4 | 133921 | Direct Coupled Actuator SR; 0-10vdc; 24v | HONEYWELL INTERNATIONAL ECC US (HOFS) | ML7425B3012 | 448.7686 | 430.68 | Y | 448.7686 | 430.68 | 448.7686
HWI-ML7425B3012 | 175888 | 1 | 133921 | Direct Coupled Actuator SR; 0-10vdc; 24v | HONEYWELL INTERNATIONAL ECC US (HOFS) | ML7425B3012 | 448.7686 | 409.175 | Y | 448.7686 | 430.68 | 448.7686
HWI-ML7425B3012 | 175890 | 1 | 133921 | Direct Coupled Actuator SR; 0-10vdc; 24v | HONEYWELL INTERNATIONAL ECC US (HOFS) | ML7425B3012 | 448.7686 | 423.5117 | Y | 448.7686 | 430.68 | 448.7686
HWI-ML7425B3012 | 175891 | 4 | 133921 | Direct Coupled Actuator SR; 0-10vdc; 24v | HONEYWELL INTERNATIONAL ECC US (HOFS) | ML7425B3012 | 448.7686 | 367.3725 | Y | 448.7686 | 430.68 | 448.7686
HWI-MN6105A1011U | 10008 | 25 | 133921 | DAMPER ACTUATOR, NON-SPRING RETURN, 44 L | HONEYWELL INTERNATIONAL ECC US (HOFS) | MN6105A1011/U | 95.5201 | 91.5594 | Y | 95.5201 | 91.5594 | 95.5201
HWI-MN6105A1011U | 10510 | 13 | 133921 | DAMPER ACTUATOR, NON-SPRING RETURN, 44 L | HONEYWELL INTERNATIONAL ECC US (HOFS) | MN6105A1011/U | 95.5201 | 90.764 | Y | 95.5201 | 91.5594 | 95.5201
HWI-MN6105A1011U | 175883 | -4 | 133921 | DAMPER ACTUATOR, NON-SPRING RETURN, 44 L | HONEYWELL INTERNATIONAL ECC US (HOFS) | MN6105A1011/U | 95.5201 | 86.0092 | N | 95.5201 | 91.5594 | 95.5201
HWI-MN6105A1011U | 175888 | 2 | 133921 | DAMPER ACTUATOR, NON-SPRING RETURN, 44 L | HONEYWELL INTERNATIONAL ECC US (HOFS) | MN6105A1011/U | 95.5201 | 74.4363 | Y | 95.5201 | 91.5594 | 95.5201
HWI-MN6105A1011U | 175891 | 6 | 133921 | DAMPER ACTUATOR, NON-SPRING RETURN, 44 L | HONEYWELL INTERNATIONAL ECC US (HOFS) | MN6105A1011/U | 95.5201 | 74.6121 | Y | 95.5201 | 91.5594 | 95.5201
HWI-MN6105A1201U | 10006 | 5 | 133921 | Damper Actuator, NSR, 44#, On/Off/ | HONEYWELL INTERNATIONAL ECC US (HOFS) | MN6105A1201/U | 142.5143 | 136.77 | Y | 142.5143 | 136.77 | 142.5143
HWI-MN6105A1201U | 10008 | 2 | 133921 | Damper Actuator, NSR, 44#, On/Off/ | HONEYWELL INTERNATIONAL ECC US (HOFS) | MN6105A1201/U | 142.5143 | 136.03 | N | 142.5143 | 136.77 | 142.5143
HWI-MN6105VAVU | 10008 | 2 | 133921 | Spyder/Stryker VAV Actuator, NSR, 2 | HONEYWELL INTERNATIONAL ECC US (HOFS) | MN6105VAV/U | 64.7 | 67.285 | Y | 64.7 | 69.87 | 69.87
HWI-MN6105VAVU | 10510 | 1 | 133921 | Spyder/Stryker VAV Actuator, NSR, 2 | HONEYWELL INTERNATIONAL ECC US (HOFS) | MN6105VAV/U | 64.7 | 69.87 | Y | 64.7 | 69.87 | 69.87
HWI-MN6105VAVU | 166559 | 4 | 133921 | Spyder/Stryker VAV Actuator, NSR, 2 | HONEYWELL INTERNATIONAL ECC US (HOFS) | MN6105VAV/U | 64.7 | 64.7 | Y | 64.7 | 69.87 | 69.87
HWI-MN6120A1200 | 175883 | 2 | 133921 | Two Position: Floating Actuator - 175 lb | HONEYWELL INTERNATIONAL ECC US (HOFS) | MN6120A1200 | 281.9965 | 86.3 | N | 281.9965 | 86.3 | 281.9965
HWI-MN7220A2007 | 10510 | 4 | 133921 | DIRECT MOUNT MOD MOTOR | HONEYWELL INTERNATIONAL ECC US (HOFS) | MN7220A2007 | 230.4487 | 175.34 | Y | 230.4487 | 188.68 | 230.4487
HWI-MN7220A2007 | 175888 | 3 | 133921 | DIRECT MOUNT MOD MOTOR | HONEYWELL INTERNATIONAL ECC US (HOFS) | MN7220A2007 | 230.4487 | 188.68 | Y | 230.4487 | 188.68 | 230.4487
HWI-MN7220A2007 | 175891 | 4 | 133921 | DIRECT MOUNT MOD MOTOR | HONEYWELL INTERNATIONAL ECC US (HOFS) | MN7220A2007 | 230.4487 | 175.81 | Y | 230.4487 | 188.68 | 230.4487
HWI-MN7220A2205 | 175888 | 2 | 133921 | DAMPER ACTUATOR,175 LB-IN, (0)2-10VDC | HONEYWELL INTERNATIONAL ECC US (HOFS) | MN7220A2205 | 306.2542 | 232.35 | Y | 306.2542 | 232.35 | 306.2542
HWI-MN7234A2008 | 10510 | 1 | 133921 | Direct Mount Damper Actuator, NSR, 24v | HONEYWELL INTERNATIONAL ECC US (HOFS) | MN7234A2008 | 363.8664 | 349.2 | Y | 363.8664 | 349.2 | 363.8664
HWI-MN7234A2008 | 175888 | 1 | 133921 | Direct Mount Damper Actuator, NSR, 24v | HONEYWELL INTERNATIONAL ECC US (HOFS) | MN7234A2008 | 363.8664 | 349.2 | Y | 363.8664 | 349.2 | 363.8664
HWI-MN7505A2001U | 10008 | 3 | 133921 | Damper Actuator, NSR, 44#, 2-10vdc | HONEYWELL INTERNATIONAL ECC US (HOFS) | MN7505A2001/U | 134.939 | 129.5 | Y | 134.939 | 129.5 | 134.939
HWI-MN7505A2001U | 10510 | 10 | 133921 | Damper Actuator, NSR, 44#, 2-10vdc | HONEYWELL INTERNATIONAL ECC US (HOFS) | MN7505A2001/U | 134.939 | 129.1346 | Y | 134.939 | 129.5 | 134.939
HWI-MN7505A2001U | 166559 | 9 | 133921 | Damper Actuator, NSR, 44#, 2-10vdc | HONEYWELL INTERNATIONAL ECC US (HOFS) | MN7505A2001/U | 134.939 | 128.1048 | Y | 134.939 | 129.5 | 134.939
HWI-MN7505A2001U | 166561 | 1 | 133921 | Damper Actuator, NSR, 44#, 2-10vdc | HONEYWELL INTERNATIONAL ECC US (HOFS) | MN7505A2001/U | 134.939 | 129.5 | Y | 134.939 | 129.5 | 134.939
HWI-MN7505A2001U | 175891 | 4 | 133921 | Damper Actuator, NSR, 44#, 2-10vdc | HONEYWELL INTERNATIONAL ECC US (HOFS) | MN7505A2001/U | 134.939 | 129.49 | Y | 134.939 | 129.5 | 134.939
HWI-MN7505W2001U | 10008 | 2 | 133921 | HONEYWELL Modulating, floating, two posi | HONEYWELL INTERNATIONAL ECC US (HOFS) | MN7505W2001/U | 63.03 | 63.03 | N | 63.03 | 63.03 | 63.03
HWI-MN7510A2001U | 10006 | 3 | 133921 | DAMPER ACTUATOR, NON-SPRING RETURN, 88 L | HONEYWELL INTERNATIONAL ECC US (HOFS) | MN7510A2001/U | 166.7721 | 159.4553 | Y | 166.7721 | 160.05 | 166.7721
HWI-MN7510A2001U | 10008 | 2 | 133921 | DAMPER ACTUATOR, NON-SPRING RETURN, 88 L | HONEYWELL INTERNATIONAL ECC US (HOFS) | MN7510A2001/U | 166.7721 | 159.8518 | Y | 166.7721 | 160.05 | 166.7721
HWI-MN7510A2001U | 10510 | 1 | 133921 | DAMPER ACTUATOR, NON-SPRING RETURN, 88 L | HONEYWELL INTERNATIONAL ECC US (HOFS) | MN7510A2001/U | 166.7721 | 159.4553 | N | 166.7721 | 160.05 | 166.7721
HWI-MN7510A2001U | 166559 | 3 | 133921 | DAMPER ACTUATOR, NON-SPRING RETURN, 88 L | HONEYWELL INTERNATIONAL ECC US (HOFS) | MN7510A2001/U | 166.7721 | 160.05 | Y | 166.7721 | 160.05 | 166.7721
HWI-MP516A1087U | 10510 | 2 | 133921 | UNIT VENT MOTOR | HONEYWELL INTERNATIONAL ECC US (HOFS) | MP516A1087/U | 974.2491 | 338.6 | N | 974.2491 | 786.81 | 974.2491
HWI-MP516A1087U | 175888 | 1 | 133921 | UNIT VENT MOTOR | HONEYWELL INTERNATIONAL ECC US (HOFS) | MP516A1087/U | 974.2491 | 786.81 | N | 974.2491 | 786.81 | 974.2491
HWI-MP516A1103U | 10510 | 3 | 133921 | MP516A1103/U HNY | HONEYWELL INTERNATIONAL ECC US (HOFS) | MP516A1103/U | 524.2719 | 205.663 | N | 524.2719 | 205.663 | 524.2719
HWI-MP909D1201U | 166559 | 8 | 133921 | Pneumatic Damper Actuator 3-8psi | HONEYWELL INTERNATIONAL ECC US (HOFS) | MP909D1201/U | 108.8577 | 104.47 | Y | 108.8577 | 104.47 | 108.8577
HWI-MP909D1201U | 175891 | 2 | 133921 | Pneumatic Damper Actuator 3-8psi | HONEYWELL INTERNATIONAL ECC US (HOFS) | MP909D1201/U | 108.8577 | 94.81 | Y | 108.8577 | 104.47 | 108.8577
HWI-MP909D1219U | 166559 | 5 | 133921 | MP909D1219 8-13 PSI SPRING RANGE, | HONEYWELL INTERNATIONAL ECC US (HOFS) | MP909D1219/U | 103.0955 | 113.237 | Y | 103.0955 | 113.237 | 113.237
HWI-MP909D1219U | 175883 | 1 | 133921 | MP909D1219 8-13 PSI SPRING RANGE, | HONEYWELL INTERNATIONAL ECC US (HOFS) | MP909D1219/U | 103.0955 | 21.53 | N | 103.0955 | 113.237 | 113.237
HWI-MP909D1227U | 10510 | 1 | 133921 | PNEUMATIC DAMPNER ACTUATOR | HONEYWELL INTERNATIONAL ECC US (HOFS) | MP909D1227/U | 87.6322 | 73.95 | Y | 87.6322 | 77.435 | 87.6322
HWI-MP909D1227U | 166559 | 6 | 133921 | PNEUMATIC DAMPNER ACTUATOR | HONEYWELL INTERNATIONAL ECC US (HOFS) | MP909D1227/U | 87.6322 | 77.435 | Y | 87.6322 | 77.435 | 87.6322
HWI-MP909D1474U | 166561 | 2 | 133921 | 5-10psi 2.4" stk shaft w/clevis | HONEYWELL INTERNATIONAL ECC US (HOFS) | MP909D1474/U | 53.46 | 27.2067 | N | 53.46 | 27.2067 | 53.46
HWI-MP909E1018U | 10510 | 1 | 133921 | HONEYWELL PNEUMATIC PISTON ACTUATOR, | HONEYWELL INTERNATIONAL ECC US (HOFS) | MP909E1018/U | 215.892 | 207.19 | Y | 215.892 | 207.19 | 215.892
HWI-MP909E1018U | 175888 | 1 | 133921 | HONEYWELL PNEUMATIC PISTON ACTUATOR, | HONEYWELL INTERNATIONAL ECC US (HOFS) | MP909E1018/U | 215.892 | 207.19 | Y | 215.892 | 207.19 | 215.892
HWI-MP909E1018U | 175891 | 1 | 133921 | HONEYWELL PNEUMATIC PISTON ACTUATOR, | HONEYWELL INTERNATIONAL ECC US (HOFS) | MP909E1018/U | 215.892 | 207.19 | Y | 215.892 | 207.19 | 215.892
HWI-MP909E1034U | 10510 | 1 | 133921 | 5-10 PSI SPRING RANGE, 4" STROKE. INCLU | HONEYWELL INTERNATIONAL ECC US (HOFS) | MP909E1034/U | 242.2754 | 232.51 | Y | 242.2754 | 232.51 | 242.2754
HWI-MP909E1034U | 175891 | 3 | 133921 | 5-10 PSI SPRING RANGE, 4" STROKE. INCLU | HONEYWELL INTERNATIONAL ECC US (HOFS) | MP909E1034/U | 242.2754 | 232.51 | Y | 242.2754 | 232.51 | 242.2754
HWI-MP909E1059U | 166553 | 1 | 133921 | 5-10 PSI 2.75" STROKE | HONEYWELL INTERNATIONAL ECC US (HOFS) | MP909E1059/U | 182.5376 | 137.675 | N | 182.5376 | 137.675 | 182.5376
HWI-MP909E1174U | 10510 | 7 | 133921 | MP909E1174 9-13 PSI SPRING RANGE, | HONEYWELL INTERNATIONAL ECC US (HOFS) | MP909E1174/U | 224.9886 | 189.9313 | Y | 224.9886 | 189.9313 | 224.9886
HWI-MP909E1174U | 175888 | 1 | 133921 | MP909E1174 9-13 PSI SPRING RANGE, | HONEYWELL INTERNATIONAL ECC US (HOFS) | MP909E1174/U | 224.9886 | 116.5458 | Y | 224.9886 | 189.9313 | 224.9886
HWI-MP909E1364U | 175888 | 11 | 133921 | MP909E1364/U HNY | HONEYWELL INTERNATIONAL ECC US (HOFS) | MP909E1364/U | 338.3999 | 114.6546 | N | 338.3999 | 114.6546 | 338.3999
HWI-MP909H1331U | 10008 | 4 | 133921 | 10 PSI SPAN. INCLUDES EXTERNAL MOUNTING | HONEYWELL INTERNATIONAL ECC US (HOFS) | MP909H1331/U | 762.6085 | 139.59 | N | 762.6085 | 139.59 | 762.6085
HWI-MP913A1037U | 175888 | 28 | 133921 | 5-10 PSI ROLL PIN END ON SHAFT, ANGLE BR | HONEYWELL INTERNATIONAL ECC US (HOFS) | MP913A1037/U | 48.82 | 26.1842 | N | 48.82 | 26.1842 | 48.82
HWI-MP918B1006U | 166561 | 0 | 133921 | 3-13psi Hwell damper actuator | HONEYWELL INTERNATIONAL ECC US (HOFS) | MP918B1006/U | 350.5288 | 287.8036 | N | 350.5288 | 336.4 | 350.5288
HWI-MP918B1006U | 175888 | 1 | 133921 | 3-13psi Hwell damper actuator | HONEYWELL INTERNATIONAL ECC US (HOFS) | MP918B1006/U | 350.5288 | 287.8036 | Y | 350.5288 | 336.4 | 350.5288
HWI-MP918B1006U | 175891 | 1 | 133921 | 3-13psi Hwell damper actuator | HONEYWELL INTERNATIONAL ECC US (HOFS) | MP918B1006/U | 350.5288 | 336.4 | Y | 350.5288 | 336.4 | 350.5288
HWI-MP918B1089U | 175888 | 4 | 133921 | 8-13 PSI SPRING RANGE. INCLUDES EXTERNAL | HONEYWELL INTERNATIONAL ECC US (HOFS) | MP918B1089/U | 393.8864 | 363.04 | Y | 393.8864 | 363.04 | 393.8864
HWI-MP918B1097U | 175888 | 2 | 133921 | 8-13 PSI SPRING RANGE. INCLUDES INTERNAL | HONEYWELL INTERNATIONAL ECC US (HOFS) | MP918B1097/U | 497.8884 | 418.195 | Y | 497.8884 | 418.195 | 497.8884
HWI-MP918B1113U | 166553 | 1 | 133921 | 8-13 SPRING RANGE, W/O BRACKET OR LINKAG | HONEYWELL INTERNATIONAL ECC US (HOFS) | MP918B1113/U | 225.9056 | 182.39 | N | 225.9056 | 182.39 | 225.9056
HWI-MP953C1000U | 10008 | 3 | 133921 | Pneumatic 5" Valve Actuator 2-7 psi | HONEYWELL INTERNATIONAL ECC US (HOFS) | MP953C1000/U | 142.2122 | 121.5193 | Y | 142.2122 | 136.48 | 142.2122
HWI-MP953C1000U | 10510 | 4 | 133921 | Pneumatic 5" Valve Actuator 2-7 psi | HONEYWELL INTERNATIONAL ECC US (HOFS) | MP953C1000/U | 142.2122 | 136.48 | Y | 142.2122 | 136.48 | 142.2122
HWI-MP953C1000U | 166553 | 2 | 133921 | Pneumatic 5" Valve Actuator 2-7 psi | HONEYWELL INTERNATIONAL ECC US (HOFS) | MP953C1000/U | 142.2122 | 136.48 | Y | 142.2122 | 136.48 | 142.2122
HWI-MP953C1000U | 166559 | 2 | 133921 | Pneumatic 5" Valve Actuator 2-7 psi | HONEYWELL INTERNATIONAL ECC US (HOFS) | MP953C1000/U | 142.2122 | 123.97 | Y | 142.2122 | 136.48 | 142.2122
HWI-MP953C1000U | 166560 | 5 | 133921 | Pneumatic 5" Valve Actuator 2-7 psi | HONEYWELL INTERNATIONAL ECC US (HOFS) | MP953C1000/U | 142.2122 | 133.978 | Y | 142.2122 | 136.48 | 142.2122
HWI-MP953C1000U | 166561 | 2 | 133921 | Pneumatic 5" Valve Actuator 2-7 psi | HONEYWELL INTERNATIONAL ECC US (HOFS) | MP953C1000/U | 142.2122 | 120.7433 | Y | 142.2122 | 136.48 | 142.2122
HWI-MP953C1000U | 175888 | 7 | 133921 | Pneumatic 5" Valve Actuator 2-7 psi | HONEYWELL INTERNATIONAL ECC US (HOFS) | MP953C1000/U | 142.2122 | 119.375 | Y | 142.2122 | 136.48 | 142.2122
HWI-MP953C1000U | 175890 | 8 | 133921 | Pneumatic 5" Valve Actuator 2-7 psi | HONEYWELL INTERNATIONAL ECC US (HOFS) | MP953C1000/U | 142.2122 | 120.294 | Y | 142.2122 | 136.48 | 142.2122
HWI-MP953C1000U | 175891 | 1 | 133921 | Pneumatic 5" Valve Actuator 2-7 psi | HONEYWELL INTERNATIONAL ECC US (HOFS) | MP953C1000/U | 142.2122 | 136.48 | Y | 142.2122 | 136.48 | 142.2122
HWI-MP953C1018U | 10510 | 2 | 133921 | Pneumatic 5" Valve Actuator 8-12 psi | HONEYWELL INTERNATIONAL ECC US (HOFS) | MP953C1018/U | 173.4409 | 166.45 | Y | 173.4409 | 166.45 | 173.4409
HWI-MP953C1018U | 166553 | 3 | 133921 | Pneumatic 5" Valve Actuator 8-12 psi | HONEYWELL INTERNATIONAL ECC US (HOFS) | MP953C1018/U | 173.4409 | 161.1599 | Y | 173.4409 | 166.45 | 173.4409
HWI-MP953C1018U | 166559 | 3 | 133921 | Pneumatic 5" Valve Actuator 8-12 psi | HONEYWELL INTERNATIONAL ECC US (HOFS) | MP953C1018/U | 173.4409 | 161.2314 | Y | 173.4409 | 166.45 | 173.4409
HWI-MP953C1018U | 166560 | 5 | 133921 | Pneumatic 5" Valve Actuator 8-12 psi | HONEYWELL INTERNATIONAL ECC US (HOFS) | MP953C1018/U | 173.4409 | 140.57 | Y | 173.4409 | 166.45 | 173.4409
HWI-MP953C1018U | 166561 | 1 | 133921 | Pneumatic 5" Valve Actuator 8-12 psi | HONEYWELL INTERNATIONAL ECC US (HOFS) | MP953C1018/U | 173.4409 | 166.45 | Y | 173.4409 | 166.45 | 173.4409
HWI-MP953C1018U | 175891 | 1 | 133921 | Pneumatic 5" Valve Actuator 8-12 psi | HONEYWELL INTERNATIONAL ECC US (HOFS) | MP953C1018/U | 173.4409 | 151.22 | Y | 173.4409 | 166.45 | 173.4409
HWI-MP953C1026U | 10510 | 3 | 133921 | Pneumatic 5" Valve Actuator 4-11 psi | HONEYWELL INTERNATIONAL ECC US (HOFS) | MP953C1026/U | 140.3887 | 119.908 | Y | 140.3887 | 134.73 | 140.3887
HWI-MP953C1026U | 166553 | 2 | 133921 | Pneumatic 5" Valve Actuator 4-11 psi | HONEYWELL INTERNATIONAL ECC US (HOFS) | MP953C1026/U | 140.3887 | 134.73 | Y | 140.3887 | 134.73 | 140.3887
HWI-MP953C1026U | 166560 | 5 | 133921 | Pneumatic 5" Valve Actuator 4-11 psi | HONEYWELL INTERNATIONAL ECC US (HOFS) | MP953C1026/U | 140.3887 | 134.73 | Y | 140.3887 | 134.73 | 140.3887
HWI-MP953C1026U | 166561 | 2 | 133921 | Pneumatic 5" Valve Actuator 4-11 psi | HONEYWELL INTERNATIONAL ECC US (HOFS) | MP953C1026/U | 140.3887 | 124.755 | Y | 140.3887 | 134.73 | 140.3887
HWI-MP953C1026U | 175888 | 2 | 133921 | Pneumatic 5" Valve Actuator 4-11 psi | HONEYWELL INTERNATIONAL ECC US (HOFS) | MP953C1026/U | 140.3887 | 128.485 | Y | 140.3887 | 134.73 | 140.3887
HWI-MP953C1026U | 175891 | 4 | 133921 | Pneumatic 5" Valve Actuator 4-11 psi | HONEYWELL INTERNATIONAL ECC US (HOFS) | MP953C1026/U | 140.3887 | 125.874 | Y | 140.3887 | 134.73 | 140.3887
HWI-MP953C1067U | 10510 | 4 | 133921 | Pneumatic 8" Valve Actuator 2-7 psi | HONEYWELL INTERNATIONAL ECC US (HOFS) | MP953C1067/U | 345.9753 | 300.5546 | Y | 345.9753 | 332.03 | 345.9753
HWI-MP953C1067U | 166553 | 2 | 133921 | Pneumatic 8" Valve Actuator 2-7 psi | HONEYWELL INTERNATIONAL ECC US (HOFS) | MP953C1067/U | 345.9753 | 332.03 | N | 345.9753 | 332.03 | 345.9753
HWI-MP953C1067U | 166557 | 1 | 133921 | Pneumatic 8" Valve Actuator 2-7 psi | HONEYWELL INTERNATIONAL ECC US (HOFS) | MP953C1067/U | 345.9753 | 162.777 | N | 345.9753 | 332.03 | 345.9753
HWI-MP953C1067U | 175888 | 4 | 133921 | Pneumatic 8" Valve Actuator 2-7 psi | HONEYWELL INTERNATIONAL ECC US (HOFS) | MP953C1067/U | 345.9753 | 254.8514 | Y | 345.9753 | 332.03 | 345.9753
HWI-MP953C1067U | 175891 | 3 | 133921 | Pneumatic 8" Valve Actuator 2-7 psi | HONEYWELL INTERNATIONAL ECC US (HOFS) | MP953C1067/U | 345.9753 | 321.3965 | Y | 345.9753 | 332.03 | 345.9753
HWI-MP953C1075U | 10510 | 2 | 133921 | Pneumatic 8" Valve Actuator 8-12 psi | HONEYWELL INTERNATIONAL ECC US (HOFS) | MP953C1075/U | 376.2975 | 278.965 | Y | 376.2975 | 329.7958 | 376.2975
HWI-MP953C1075U | 166553 | 2 | 133921 | Pneumatic 8" Valve Actuator 8-12 psi | HONEYWELL INTERNATIONAL ECC US (HOFS) | MP953C1075/U | 376.2975 | 246.349 | Y | 376.2975 | 329.7958 | 376.2975
HWI-MP953C1075U | 166557 | 1 | 133921 | Pneumatic 8" Valve Actuator 8-12 psi | HONEYWELL INTERNATIONAL ECC US (HOFS) | MP953C1075/U | 376.2975 | 162.777 | N | 376.2975 | 329.7958 | 376.2975
HWI-MP953C1075U | 166559 | 4 | 133921 | Pneumatic 8" Valve Actuator 8-12 psi | HONEYWELL INTERNATIONAL ECC US (HOFS) | MP953C1075/U | 376.2975 | 237.5793 | N | 376.2975 | 329.7958 | 376.2975
HWI-MP953C1075U | 166560 | 4 | 133921 | Pneumatic 8" Valve Actuator 8-12 psi | HONEYWELL INTERNATIONAL ECC US (HOFS) | MP953C1075/U | 376.2975 | 329.7958 | Y | 376.2975 | 329.7958 | 376.2975
HWI-MP953C1075U | 175888 | 2 | 133921 | Pneumatic 8" Valve Actuator 8-12 psi | HONEYWELL INTERNATIONAL ECC US (HOFS) | MP953C1075/U | 376.2975 | 209.0645 | Y | 376.2975 | 329.7958 | 376.2975
HWI-MP953C1083U | 10510 | 2 | 133921 | Pneumatic 8" Valve Actuator 4-11 psi | HONEYWELL INTERNATIONAL ECC US (HOFS) | MP953C1083/U | 364.1686 | 278.288 | Y | 364.1686 | 337.8673 | 364.1686
HWI-MP953C1083U | 166553 | 2 | 133921 | Pneumatic 8" Valve Actuator 4-11 psi | HONEYWELL INTERNATIONAL ECC US (HOFS) | MP953C1083/U | 364.1686 | 259.2567 | Y | 364.1686 | 337.8673 | 364.1686
HWI-MP953C1083U | 166559 | 2 | 133921 | Pneumatic 8" Valve Actuator 4-11 psi | HONEYWELL INTERNATIONAL ECC US (HOFS) | MP953C1083/U | 364.1686 | 337.8673 | Y | 364.1686 | 337.8673 | 364.1686
HWI-MP953C1083U | 166560 | 3 | 133921 | Pneumatic 8" Valve Actuator 4-11 psi | HONEYWELL INTERNATIONAL ECC US (HOFS) | MP953C1083/U | 364.1686 | 307.5166 | Y | 364.1686 | 337.8673 | 364.1686
HWI-MP953C1083U | 166561 | 2 | 133921 | Pneumatic 8" Valve Actuator 4-11 psi | HONEYWELL INTERNATIONAL ECC US (HOFS) | MP953C1083/U | 364.1686 | 302.9992 | N | 364.1686 | 337.8673 | 364.1686
HWI-MP953C1083U | 175888 | 2 | 133921 | Pneumatic 8" Valve Actuator 4-11 psi | HONEYWELL INTERNATIONAL ECC US (HOFS) | MP953C1083/U | 364.1686 | 290.5825 | Y | 364.1686 | 337.8673 | 364.1686
HWI-MP953C1083U | 175890 | 1 | 133921 | Pneumatic 8" Valve Actuator 4-11 psi | HONEYWELL INTERNATIONAL ECC US (HOFS) | MP953C1083/U | 364.1686 | 317.58 | Y | 364.1686 | 337.8673 | 364.1686
HWI-MP953C1083U | 175891 | 3 | 133921 | Pneumatic 8" Valve Actuator 4-11 psi | HONEYWELL INTERNATIONAL ECC US (HOFS) | MP953C1083/U | 364.1686 | 311.1307 | Y | 364.1686 | 337.8673 | 364.1686
HWI-MP953C1471U | 175888 | 2 | 133921 | Pneumatic 13" Valve Actuator 2-7 psi | HONEYWELL INTERNATIONAL ECC US (HOFS) | MP953C1471/U | 1244.7316 | 804.41 | Y | 1244.7316 | 804.41 | 1244.7316
HWI-MP953C1489U | 10510 | 1 | 133921 | Pneumatic 13" Valve Actuator 4-11 psi | HONEYWELL INTERNATIONAL ECC US (HOFS) | MP953C1489/U | 1259.5801 | 1208.81 | Y | 1259.5801 | 1208.81 | 1259.5801
HWI-MP953C1489U | 175888 | 3 | 133921 | Pneumatic 13" Valve Actuator 4-11 psi | HONEYWELL INTERNATIONAL ECC US (HOFS) | MP953C1489/U | 1259.5801 | 747.46 | Y | 1259.5801 | 1208.81 | 1259.5801
HWI-MP953C1547U | 166559 | 1 | 133921 | VALVE ACTUATOR 2-7 SPRING | HONEYWELL INTERNATIONAL ECC US (HOFS) | MP953C1547/U | 918.95 | 312.71 | N | 918.95 | 312.71 | 918.95
HWI-MP953D1107U | 10510 | 1 | 133921 | PNEUMATIC VALVE ACTUATOR | HONEYWELL INTERNATIONAL ECC US (HOFS) | MP953D1107/U | 380.5488 | 365.21 | Y | 380.5488 | 365.21 | 380.5488
HWI-MP953D1107U | 166559 | 2 | 133921 | PNEUMATIC VALVE ACTUATOR | HONEYWELL INTERNATIONAL ECC US (HOFS) | MP953D1107/U | 380.5488 | 348.54 | Y | 380.5488 | 365.21 | 380.5488
HWI-MP953D1107U | 175888 | -1 | 133921 | PNEUMATIC VALVE ACTUATOR | HONEYWELL INTERNATIONAL ECC US (HOFS) | MP953D1107/U | 380.5488 | 331.88 | Y | 380.5488 | 365.21 | 380.5488
HWI-MP953D1107U | 175891 | 1 | 133921 | PNEUMATIC VALVE ACTUATOR | HONEYWELL INTERNATIONAL ECC US (HOFS) | MP953D1107/U | 380.5488 | 320.1555 | Y | 380.5488 | 365.21 | 380.5488
HWI-MP953D1131U | 10510 | 2 | 133921 | PNEUMATIC VALVE ACTUATOR | HONEYWELL INTERNATIONAL ECC US (HOFS) | MP953D1131/U | 443.9128 | 331.175 | Y | 443.9128 | 387.04 | 443.9128
HWI-MP953D1131U | 166559 | 2 | 133921 | PNEUMATIC VALVE ACTUATOR | HONEYWELL INTERNATIONAL ECC US (HOFS) | MP953D1131/U | 443.9128 | 221.1925 | N | 443.9128 | 387.04 | 443.9128
HWI-MP953D1131U | 175883 | 2 | 133921 | PNEUMATIC VALVE ACTUATOR | HONEYWELL INTERNATIONAL ECC US (HOFS) | MP953D1131/U | 443.9128 | 358.37 | N | 443.9128 | 387.04 | 443.9128
HWI-MP953D1131U | 175890 | 2 | 133921 | PNEUMATIC VALVE ACTUATOR | HONEYWELL INTERNATIONAL ECC US (HOFS) | MP953D1131/U | 443.9128 | 387.04 | Y | 443.9128 | 387.04 | 443.9128
HWI-MP953D1131U | 175891 | 3 | 133921 | PNEUMATIC VALVE ACTUATOR | HONEYWELL INTERNATIONAL ECC US (HOFS) | MP953D1131/U | 443.9128 | 284.4656 | Y | 443.9128 | 387.04 | 443.9128
HWI-MP953D1172U | 10510 | 1 | 133921 | PNEUMATIC VALVE ACTUATOR | HONEYWELL INTERNATIONAL ECC US (HOFS) | MP953D1172/U | 552.4684 | 253.77 | Y | 552.4684 | 253.77 | 552.4684
HWI-MP953D1172U | 166553 | 2 | 133921 | PNEUMATIC VALVE ACTUATOR | HONEYWELL INTERNATIONAL ECC US (HOFS) | MP953D1172/U | 552.4684 | 144.37 | N | 552.4684 | 253.77 | 552.4684
HWI-MP953D1172U | 166559 | 1 | 133921 | PNEUMATIC VALVE ACTUATOR | HONEYWELL INTERNATIONAL ECC US (HOFS) | MP953D1172/U | 552.4684 | 214.05 | N | 552.4684 | 253.77 | 552.4684
HWI-MP953F1101U | 175888 | 2 | 133921 | HONEYWELL VALVE ACTUATOR, FORCE: MED, 4- | HONEYWELL INTERNATIONAL ECC US (HOFS) | MP953F1101/U | 812.0306 | 779.3 | Y | 812.0306 | 779.3 | 812.0306
HWI-MP953F1119U | 175888 | 1 | 133921 | Pneu. Actuator Rev. w/pos | HONEYWELL INTERNATIONAL ECC US (HOFS) | MP953F1119/U | 946.657 | 509.4515 | N | 946.657 | 509.4515 | 946.657
HWI-MQP800U | 175891 | 2 | 133921 | PNEUMATIC CALIBRATION KIT | HONEYWELL INTERNATIONAL ECC US (HOFS) | MQP800/U | 410.2562 | 393.72 | Y | 410.2562 | 393.72 | 410.2562
HWI-MS3103J1021U | 166553 | 3 | 133921 | 24V,3NM ,SYLK,NOFB, NOSW,SCSA,360CONDUIT | HONEYWELL INTERNATIONAL ECC US (HOFS) | MS3103J1021/U | 200.1265 | 94.97 | N | 200.1265 | 94.97 | 200.1265
HWI-MS3103J1022U | 10008 | 4 | 133921 | 24 V , 3Nm , sylkbus, no FB, no Switches | HONEYWELL INTERNATIONAL ECC US (HOFS) | MS3103J1022/U | 184.9654 | 145.735 | Y | 184.9654 | 176.835 | 184.9654
HWI-MS3103J1022U | 175891 | 4 | 133921 | 24 V , 3Nm , sylkbus, no FB, no Switches | HONEYWELL INTERNATIONAL ECC US (HOFS) | MS3103J1022/U | 184.9654 | 176.835 | Y | 184.9654 | 176.835 | 184.9654
HWI-MS3103J1023U | 166553 | 3 | 133921 | DCA SR 27 LB-IN 3Nm, 24 Vac, Low Volt, S | HONEYWELL INTERNATIONAL ECC US (HOFS) | MS3103J1023/U | 181.9332 | 92.75 | N | 181.9332 | 92.75 | 181.9332
HWI-MS3105J3030U | 10008 | 8 | 133921 | Sylk-enabled Spring Return 44 lb-in., 5 | HONEYWELL INTERNATIONAL ECC US (HOFS) | MS3105J3030/U | 224.3843 | 117.21 | N | 224.3843 | 117.21 | 224.3843
HWI-MS3105J3130U | 10008 | 2 | 133921 | Sylk-enabled Spring Return 44 lb-in. | HONEYWELL INTERNATIONAL ECC US (HOFS) | MS3105J3130//U | 132.2 | 132.2 | N | 132.2 | 132.2 | 132.2
HWI-MS3110J1206U | 10008 | 1 | 133921 | Honeywell Sylk-enabled Actuator - 88 lb- | HONEYWELL INTERNATIONAL ECC US (HOFS) | MS3110J1206/U | 155.32 | 155.32 | N | 155.32 | 155.32 | 155.32
HWI-MS3120J1007U | 10008 | 12 | 133921 | DAMPER ACTUATOR, SPRING RETURN, SYLK-ENA | HONEYWELL INTERNATIONAL ECC US (HOFS) | MS3120J1007/U | 343.86 | 167.92 | N | 343.86 | 167.92 | 343.86
HWI-MS3120J1205U | 10008 | 2 | 133921 | Honeywell Sylk-enabled Actuator - 175 | HONEYWELL INTERNATIONAL ECC US (HOFS) | MS3120J1205/U | 185.14 | 185.14 | N | 185.14 | 185.14 | 185.14
HWI-MS4103A1030U | 175883 | 5 | 133921 | 27 IN-LB, 45 SEC DRIVE, 120V, ON/OFF | HONEYWELL INTERNATIONAL ECC US (HOFS) | MS4103A1030/U | 194.0621 | 71.85 | N | 194.0621 | 71.85 | 194.0621
HWI-MS4104F1010U | 10008 | 8 | 133921 | FIRE/SMOKE ACTUATOR, 2-POSITION, 120V, | HONEYWELL INTERNATIONAL ECC US (HOFS) | MS4104F1010/U | 200.1265 | 192.06 | Y | 200.1265 | 192.06 | 200.1265
HWI-MS4104F1010U | 10510 | 5 | 133921 | FIRE/SMOKE ACTUATOR, 2-POSITION, 120V, | HONEYWELL INTERNATIONAL ECC US (HOFS) | MS4104F1010/U | 200.1265 | 192.06 | Y | 200.1265 | 192.06 | 200.1265
HWI-MS4104F1010U | 166553 | 8 | 133921 | FIRE/SMOKE ACTUATOR, 2-POSITION, 120V, | HONEYWELL INTERNATIONAL ECC US (HOFS) | MS4104F1010/U | 200.1265 | 191.9899 | Y | 200.1265 | 192.06 | 200.1265
HWI-MS4104F1010U | 166559 | 13 | 133921 | FIRE/SMOKE ACTUATOR, 2-POSITION, 120V, | HONEYWELL INTERNATIONAL ECC US (HOFS) | MS4104F1010/U | 200.1265 | 191.8673 | Y | 200.1265 | 192.06 | 200.1265
HWI-MS4104F1010U | 166561 | 11 | 133921 | FIRE/SMOKE ACTUATOR, 2-POSITION, 120V, | HONEYWELL INTERNATIONAL ECC US (HOFS) | MS4104F1010/U | 200.1265 | 191.9053 | Y | 200.1265 | 192.06 | 200.1265
HWI-MS4104F1010U | 175883 | 3 | 133921 | FIRE/SMOKE ACTUATOR, 2-POSITION, 120V, | HONEYWELL INTERNATIONAL ECC US (HOFS) | MS4104F1010/U | 200.1265 | 192.06 | Y | 200.1265 | 192.06 | 200.1265
HWI-MS4104F1010U | 175888 | 4 | 133921 | FIRE/SMOKE ACTUATOR, 2-POSITION, 120V, | HONEYWELL INTERNATIONAL ECC US (HOFS) | MS4104F1010/U | 200.1265 | 192.06 | Y | 200.1265 | 192.06 | 200.1265
HWI-MS4104F1010U | 175890 | 4 | 133921 | FIRE/SMOKE ACTUATOR, 2-POSITION, 120V, | HONEYWELL INTERNATIONAL ECC US (HOFS) | MS4104F1010/U | 200.1265 | 192.06 | Y | 200.1265 | 192.06 | 200.1265
HWI-MS4104F1210U | 10510 | 2 | 133921 | Fast Acting, 2-position actuator, 35 lb- | HONEYWELL INTERNATIONAL ECC US (HOFS) | MS4104F1210/U | 242.5776 | 231.9147 | Y | 242.5776 | 231.9147 | 242.5776
HWI-MS4104F1210U | 166559 | 2 | 133921 | Fast Acting, 2-position actuator, 35 lb- | HONEYWELL INTERNATIONAL ECC US (HOFS) | MS4104F1210/U | 242.5776 | 231.7363 | Y | 242.5776 | 231.9147 | 242.5776
HWI-MS4105A1030U | 10008 | 0 | 133921 | TWO POSITION SPRING RETURN 44-LB IN 120/ | HONEYWELL INTERNATIONAL ECC US (HOFS) | MS4105A1030/U | 215.2876 | 206.61 | N | 215.2876 | 206.61 | 215.2876
HWI-MS4105A1030U | 10510 | -5 | 133921 | TWO POSITION SPRING RETURN 44-LB IN 120/ | HONEYWELL INTERNATIONAL ECC US (HOFS) | MS4105A1030/U | 215.2876 | 206.61 | Y | 215.2876 | 206.61 | 215.2876
HWI-MS4105A1130U | 10008 | 0 | 133921 | Two position or SPST Spring Return 44 lb | HONEYWELL INTERNATIONAL ECC US (HOFS) | MS4105A1130/U | 230.4487 | 244.8358 | N | 230.4487 | 244.8358 | 244.8358
HWI-MS4105A1130U | 166557 | 1 | 133921 | Two position or SPST Spring Return 44 lb | HONEYWELL INTERNATIONAL ECC US (HOFS) | MS4105A1130/U | 230.4487 | 145.96 | N | 230.4487 | 244.8358 | 244.8358
HWI-MS4105A1130U | 175891 | 2 | 133921 | Two position or SPST Spring Return 44 lb | HONEYWELL INTERNATIONAL ECC US (HOFS) | MS4105A1130/U | 230.4487 | 221.16 | Y | 230.4487 | 244.8358 | 244.8358
HWI-MS4109F1010U | 10510 | 1 | 133921 | FIRE/SMOKE ACTUATOR, 120V, 80 LB-IN TORQ | HONEYWELL INTERNATIONAL ECC US (HOFS) | MS4109F1010/U | 266.8354 | 256.08 | Y | 266.8354 | 256.08 | 266.8354
HWI-MS4109F1010U | 166559 | 4 | 133921 | FIRE/SMOKE ACTUATOR, 120V, 80 LB-IN TORQ | HONEYWELL INTERNATIONAL ECC US (HOFS) | MS4109F1010/U | 266.8354 | 256.08 | Y | 266.8354 | 256.08 | 266.8354
HWI-MS4109F1010U | 175888 | 5 | 133921 | FIRE/SMOKE ACTUATOR, 120V, 80 LB-IN TORQ | HONEYWELL INTERNATIONAL ECC US (HOFS) | MS4109F1010/U | 266.8354 | 256.08 | Y | 266.8354 | 256.08 | 266.8354
HWI-MS4109F1010U | 175890 | 2 | 133921 | FIRE/SMOKE ACTUATOR, 120V, 80 LB-IN TORQ | HONEYWELL INTERNATIONAL ECC US (HOFS) | MS4109F1010/U | 266.8354 | 256.08 | Y | 266.8354 | 256.08 | 266.8354
HWI-MS4109F1010U | 175891 | 7 | 133921 | FIRE/SMOKE ACTUATOR, 120V, 80 LB-IN TORQ | HONEYWELL INTERNATIONAL ECC US (HOFS) | MS4109F1010/U | 266.8354 | 242.6465 | N | 266.8354 | 256.08 | 266.8354
HWI-MS4109F1210U | 175888 | 2 | 133921 | FIRE/SMOKE ACTUATOR, 120V, 80 LB-IN TORQ | HONEYWELL INTERNATIONAL ECC US (HOFS) | MS4109F1210/U | 309.2864 | 296.82 | Y | 309.2864 | 296.82 | 309.2864
HWI-MS4110A1002U | 10008 | 1 | 133921 | HONEYWELL ACTUATOR | HONEYWELL INTERNATIONAL ECC US (HOFS) | MS4110A1002/U | 248.642 | 176.57 | Y | 248.642 | 236.35 | 248.642
HWI-MS4110A1002U | 175888 | 2 | 133921 | HONEYWELL ACTUATOR | HONEYWELL INTERNATIONAL ECC US (HOFS) | MS4110A1002/U | 248.642 | 236.35 | Y | 248.642 | 236.35 | 248.642
HWI-MS4110A1200U | 10510 | 2 | 133921 | DAMPER ACTUATOR, SPRING RETURN, 88 LB-IN | HONEYWELL INTERNATIONAL ECC US (HOFS) | MS4110A1200/U | 278.9642 | 214.91 | Y | 278.9642 | 214.91 | 278.9642
HWI-MS4110A1200U | 175888 | 1 | 133921 | DAMPER ACTUATOR, SPRING RETURN, 88 LB-IN | HONEYWELL INTERNATIONAL ECC US (HOFS) | MS4110A1200/U | 278.9642 | 214.34 | Y | 278.9642 | 214.91 | 278.9642
HWI-MS4120A1001U | 10510 | -5 | 133921 | 2 POSITION DIRECT COUPLES DAMPER ACTUATO | HONEYWELL INTERNATIONAL ECC US (HOFS) | MS4120A1001/U | 306.2542 | 213.51 | Y | 306.2542 | 213.51 | 306.2542
HWI-MS4120F1006U | 10510 | 6 | 133921 | FAST-ACTING, TWO-POSITION ACTUATOR - 175 | HONEYWELL INTERNATIONAL ECC US (HOFS) | MS4120F1006/U | 348.7053 | 334.65 | Y | 348.7053 | 334.65 | 348.7053
HWI-MS4120F1006U | 166559 | 1 | 133921 | FAST-ACTING, TWO-POSITION ACTUATOR - 175 | HONEYWELL INTERNATIONAL ECC US (HOFS) | MS4120F1006/U | 348.7053 | 334.65 | Y | 348.7053 | 334.65 | 348.7053
HWI-MS4120F1006U | 166560 | 2 | 133921 | FAST-ACTING, TWO-POSITION ACTUATOR - 175 | HONEYWELL INTERNATIONAL ECC US (HOFS) | MS4120F1006/U | 348.7053 | 333.33 | N | 348.7053 | 334.65 | 348.7053
HWI-MS4120F1006U | 166561 | 2 | 133921 | FAST-ACTING, TWO-POSITION ACTUATOR - 175 | HONEYWELL INTERNATIONAL ECC US (HOFS) | MS4120F1006/U | 348.7053 | 334.65 | Y | 348.7053 | 334.65 | 348.7053
HWI-MS4120F1006U | 175888 | 4 | 133921 | FAST-ACTING, TWO-POSITION ACTUATOR - 175 | HONEYWELL INTERNATIONAL ECC US (HOFS) | MS4120F1006/U | 348.7053 | 334.65 | Y | 348.7053 | 334.65 | 348.7053
HWI-MS4120F1204B | 10008 | 2 | 133921 | 20 Nm 120V 2-position Actuator 2 Aux sw | HONEYWELL INTERNATIONAL ECC US (HOFS) | MS4120F1204/B | 248.642 | 238.62 | N | 248.642 | 238.62 | 248.642
HWI-MS4120F1204U | 10510 | 4 | 133921 | FAST-ACTING, TWO-POSITION ACTUATOR - 175 | HONEYWELL INTERNATIONAL ECC US (HOFS) | MS4120F1204/U | 394.1886 | 378.2632 | Y | 394.1886 | 378.2632 | 394.1886
HWI-MS4120F1204U | 175890 | 0 | 133921 | FAST-ACTING, TWO-POSITION ACTUATOR - 175 | HONEYWELL INTERNATIONAL ECC US (HOFS) | MS4120F1204/U | 394.1886 | 378.2632 | N | 394.1886 | 378.2632 | 394.1886
HWI-MS4604F1210U | 175891 | 2 | 133921 | FAST-ACTING, 2-POSITION ACTUATOR, 35 LB- | HONEYWELL INTERNATIONAL ECC US (HOFS) | MS4604F1210/U | 300.1898 | 116.02 | N | 300.1898 | 116.02 | 300.1898
HWI-MS7103A1021U | 10006 | 1 | 133921 | Honeywell Economizer compact-style Direc | HONEYWELL INTERNATIONAL ECC US (HOFS) | MS7103A1021/U | 148.5788 | 88.47 | N | 148.5788 | 142.59 | 148.5788
HWI-MS7103A1021U | 10008 | 6 | 133921 | Honeywell Economizer compact-style Direc | HONEYWELL INTERNATIONAL ECC US (HOFS) | MS7103A1021/U | 148.5788 | 132.1887 | Y | 148.5788 | 142.59 | 148.5788
HWI-MS7103A1021U | 10510 | 1 | 133921 | Honeywell Economizer compact-style Direc | HONEYWELL INTERNATIONAL ECC US (HOFS) | MS7103A1021/U | 148.5788 | 142.59 | Y | 148.5788 | 142.59 | 148.5788
HWI-MS7103A2021U | 10008 | 3 | 133921 | 2-10vdc, 27 lb-in, Spring Return, direct | HONEYWELL INTERNATIONAL ECC US (HOFS) | MS7103A2021/U | 157.6754 | 89.45 | N | 157.6754 | 109.3 | 157.6754
HWI-MS7103A2021U | 10510 | 2 | 133921 | 2-10vdc, 27 lb-in, Spring Return, direct | HONEYWELL INTERNATIONAL ECC US (HOFS) | MS7103A2021/U | 157.6754 | 109.3 | Y | 157.6754 | 109.3 | 157.6754
HWI-MS7103A2021U | 175883 | 35 | 133921 | 2-10vdc, 27 lb-in, Spring Return, direct | HONEYWELL INTERNATIONAL ECC US (HOFS) | MS7103A2021/U | 157.6754 | 86.6322 | N | 157.6754 | 109.3 | 157.6754
HWI-MS7103A2021U | 175891 | 1 | 133921 | 2-10vdc, 27 lb-in, Spring Return, direct | HONEYWELL INTERNATIONAL ECC US (HOFS) | MS7103A2021/U | 157.6754 | 88.19 | Y | 157.6754 | 109.3 | 157.6754
HWI-MS7103A2221U | 166553 | 5 | 133921 | LOW VOLT, 2-10VMOD ONLY, FB, SW, SCSA, 1 | HONEYWELL INTERNATIONAL ECC US (HOFS) | MS7103A2221/U | 191.0299 | 88.15 | N | 191.0299 | 88.15 | 191.0299
HWI-MS7103A2224U | 166553 | 5 | 133921 | DCA SR 27LB-IN 3NM, LOW VOLT, FB, SW | HONEYWELL INTERNATIONAL ECC US (HOFS) | MS7103A2224/U | 160.7077 | 80.29 | N | 160.7077 | 80.29 | 160.7077
HWI-MS7503A2030U | 10510 | 13 | 133921 | 27 IN-LBS, 90 SEC DRIVE, 24VAC, 0/2-10VD | HONEYWELL INTERNATIONAL ECC US (HOFS) | MS7503A2030/U | 206.191 | 154.2221 | Y | 206.191 | 172.1288 | 206.191
HWI-MS7503A2030U | 166553 | 1 | 133921 | 27 IN-LBS, 90 SEC DRIVE, 24VAC, 0/2-10VD | HONEYWELL INTERNATIONAL ECC US (HOFS) | MS7503A2030/U | 206.191 | 121.89 | N | 206.191 | 172.1288 | 206.191
HWI-MS7503A2030U | 166557 | 1 | 133921 | 27 IN-LBS, 90 SEC DRIVE, 24VAC, 0/2-10VD | HONEYWELL INTERNATIONAL ECC US (HOFS) | MS7503A2030/U | 206.191 | 148.7952 | N | 206.191 | 172.1288 | 206.191
HWI-MS7503A2030U | 175883 | 1 | 133921 | 27 IN-LBS, 90 SEC DRIVE, 24VAC, 0/2-10VD | HONEYWELL INTERNATIONAL ECC US (HOFS) | MS7503A2030/U | 206.191 | 157.7995 | Y | 206.191 | 172.1288 | 206.191
HWI-MS7503A2030U | 175888 | 20 | 133921 | 27 IN-LBS, 90 SEC DRIVE, 24VAC, 0/2-10VD | HONEYWELL INTERNATIONAL ECC US (HOFS) | MS7503A2030/U | 206.191 | 172.1288 | Y | 206.191 | 172.1288 | 206.191
HWI-MS7503A2030U | 175891 | 4 | 133921 | 27 IN-LBS, 90 SEC DRIVE, 24VAC, 0/2-10VD | HONEYWELL INTERNATIONAL ECC US (HOFS) | MS7503A2030/U | 206.191 | 127.752 | Y | 206.191 | 172.1288 | 206.191
HWI-MS7503A2221U | 166553 | 5 | 133921 | LOW VOLT, FLOAT/MOD/2-POS, FB, SW, SCSA, | HONEYWELL INTERNATIONAL ECC US (HOFS) | MS7503A2221/U | 203.1587 | 92.58 | N | 203.1587 | 92.58 | 203.1587
HWI-MS7503A2223U | 166553 | 5 | 133921 | DCA 3 NM 27LB/IN SR,24 VAC, UNIVERSAL FL | HONEYWELL INTERNATIONAL ECC US (HOFS) | MS7503A2223/U | 187.9976 | 91.08 | N | 187.9976 | 91.08 | 187.9976
HWI-MS7505A2030U | 10006 | 2 | 133921 | Damper Actuator, SR, 44#, Floating/2-10 | HONEYWELL INTERNATIONAL ECC US (HOFS) | MS7505A2030/U | 218.3198 | 168.1 | Y | 218.3198 | 209.52 | 218.3198
HWI-MS7505A2030U | 10008 | 15 | 133921 | Damper Actuator, SR, 44#, Floating/2-10 | HONEYWELL INTERNATIONAL ECC US (HOFS) | MS7505A2030/U | 218.3198 | 209.52 | Y | 218.3198 | 209.52 | 218.3198
HWI-MS7505A2030U | 10510 | 15 | 133921 | Damper Actuator, SR, 44#, Floating/2-10 | HONEYWELL INTERNATIONAL ECC US (HOFS) | MS7505A2030/U | 218.3198 | 209.3423 | Y | 218.3198 | 209.52 | 218.3198
HWI-MS7505A2030U | 175883 | 6 | 133921 | Damper Actuator, SR, 44#, Floating/2-10 | HONEYWELL INTERNATIONAL ECC US (HOFS) | MS7505A2030/U | 218.3198 | 168.1 | Y | 218.3198 | 209.52 | 218.3198
HWI-MS7505A2030U | 175888 | 4 | 133921 | Damper Actuator, SR, 44#, Floating/2-10 | HONEYWELL INTERNATIONAL ECC US (HOFS) | MS7505A2030/U | 218.3198 | 196.759 | Y | 218.3198 | 209.52 | 218.3198
HWI-MS7505A2030U | 175890 | 3 | 133921 | Damper Actuator, SR, 44#, Floating/2-10 | HONEYWELL INTERNATIONAL ECC US (HOFS) | MS7505A2030/U | 218.3198 | 193.5688 | Y | 218.3198 | 209.52 | 218.3198
HWI-MS7505A2030U | 175891 | 4 | 133921 | Damper Actuator, SR, 44#, Floating/2-10 | HONEYWELL INTERNATIONAL ECC US (HOFS) | MS7505A2030/U | 218.3198 | 209.52 | Y | 218.3198 | 209.52 | 218.3198
HWI-MS7505A2130U | 10510 | 2 | 133921 | Damper Actuator, SR, 44#, Floating/2-10 | HONEYWELL INTERNATIONAL ECC US (HOFS) | MS7505A2130/U | 294.1253 | 236.4333 | Y | 294.1253 | 236.4333 | 294.1253
HWI-MS7505A2130U | 175891 | 2 | 133921 | Damper Actuator, SR, 44#, Floating/2-10 | HONEYWELL INTERNATIONAL ECC US (HOFS) | MS7505A2130/U | 294.1253 | 195.04 | Y | 294.1253 | 236.4333 | 294.1253
HWI-MS7505W2030U | 10008 | 4 | 133921 | DAMPER ACTUATOR, SPRING RETURN, 44 LB-IN | HONEYWELL INTERNATIONAL ECC US (HOFS) | MS7505W2030/U | 221.425 | 106.83 | N | 221.425 | 106.83 | 221.425
HWI-MS7510A2008U | 10008 | 3 | 133921 | Damper Actuator,SR, 88#,Floating/2-10vdc | HONEYWELL INTERNATIONAL ECC US (HOFS) | MS7510A2008/U | 239.5454 | 229.89 | Y | 239.5454 | 229.89 | 239.5454
HWI-MS7510A2008U | 10510 | 29 | 133921 | Damper Actuator,SR, 88#,Floating/2-10vdc | HONEYWELL INTERNATIONAL ECC US (HOFS) | MS7510A2008/U | 239.5454 | 229.89 | Y | 239.5454 | 229.89 | 239.5454
HWI-MS7510A2008U | 175883 | 10 | 133921 | Damper Actuator,SR, 88#,Floating/2-10vdc | HONEYWELL INTERNATIONAL ECC US (HOFS) | MS7510A2008/U | 239.5454 | 229.89 | Y | 239.5454 | 229.89 | 239.5454
HWI-MS7510A2008U | 175888 | 1 | 133921 | Damper Actuator,SR, 88#,Floating/2-10vdc | HONEYWELL INTERNATIONAL ECC US (HOFS) | MS7510A2008/U | 239.5454 | 229.89 | Y | 239.5454 | 229.89 | 239.5454
HWI-MS7510A2008U | 175890 | 1 | 133921 | Damper Actuator,SR, 88#,Floating/2-10vdc | HONEYWELL INTERNATIONAL ECC US (HOFS) | MS7510A2008/U | 239.5454 | 229.89 | Y | 239.5454 | 229.89 | 239.5454
HWI-MS7510A2008U | 175891 | 4 | 133921 | Damper Actuator,SR, 88#,Floating/2-10vdc | HONEYWELL INTERNATIONAL ECC US (HOFS) | MS7510A2008/U | 239.5454 | 229.89 | Y | 239.5454 | 229.89 | 239.5454
HWI-MS7510W2008 | 166560 | 3 | 133921 | Damper Actuator,SR, 88#,Floating/2-1 | HONEYWELL INTERNATIONAL ECC US (HOFS) | MS7510W2008 | 146.0554 | 146.0554 | N | 146.0554 | 146.0554 | 146.0554
HWI-MS7520A2007U | 10008 | 24 | 133921 | SPRING RETURN MODULATING MOTOR | HONEYWELL INTERNATIONAL ECC US (HOFS) | MS7520A2007/U | 309.2864 | 296.82 | Y | 309.2864 | 296.82 | 309.2864
HWI-MS7520A2007U | 10510 | 20 | 133921 | SPRING RETURN MODULATING MOTOR | HONEYWELL INTERNATIONAL ECC US (HOFS) | MS7520A2007/U | 309.2864 | 296.82 | Y | 309.2864 | 296.82 | 309.2864
HWI-MS7520A2007U | 175883 | 8 | 133921 | SPRING RETURN MODULATING MOTOR | HONEYWELL INTERNATIONAL ECC US (HOFS) | MS7520A2007/U | 309.2864 | 296.82 | Y | 309.2864 | 296.82 | 309.2864
HWI-MS7520A2007U | 175888 | 2 | 133921 | SPRING RETURN MODULATING MOTOR | HONEYWELL INTERNATIONAL ECC US (HOFS) | MS7520A2007/U | 309.2864 | 296.82 | Y | 309.2864 | 296.82 | 309.2864
HWI-MS7520A2007U | 175890 | 7 | 133921 | SPRING RETURN MODULATING MOTOR | HONEYWELL INTERNATIONAL ECC US (HOFS) | MS7520A2007/U | 309.2864 | 296.82 | Y | 309.2864 | 296.82 | 309.2864
HWI-MS7520A2007U | 175891 | 1 | 133921 | SPRING RETURN MODULATING MOTOR | HONEYWELL INTERNATIONAL ECC US (HOFS) | MS7520A2007/U | 309.2864 | 296.82 | Y | 309.2864 | 296.82 | 309.2864
HWI-MS7520A2205U | 10510 | 2 | 133921 | HONEYWELL DAMPER ACTUATOR, | HONEYWELL INTERNATIONAL ECC US (HOFS) | MS7520A2205/U | 391.1564 | 301.96 | Y | 391.1564 | 375.39 | 391.1564
HWI-MS7520A2205U | 175888 | 2 | 133921 | HONEYWELL DAMPER ACTUATOR, | HONEYWELL INTERNATIONAL ECC US (HOFS) | MS7520A2205/U | 391.1564 | 375.39 | Y | 391.1564 | 375.39 | 391.1564
HWI-MS7520A2205U | 175891 | 1 | 133921 | HONEYWELL DAMPER ACTUATOR, | HONEYWELL INTERNATIONAL ECC US (HOFS) | MS7520A2205/U | 391.1564 | 301.96 | Y | 391.1564 | 375.39 | 391.1564
HWI-MS8103A1030U | 10510 | 2 | 133921 | Honeywell Damper Actuator, Spring Return | HONEYWELL INTERNATIONAL ECC US (HOFS) | MS8103A1030/U | 157.6754 | 150.15 | Y | 157.6754 | 150.15 | 157.6754
HWI-MS8103A1030U | 166553 | 2 | 133921 | Honeywell Damper Actuator, Spring Return | HONEYWELL INTERNATIONAL ECC US (HOFS) | MS8103A1030/U | 157.6754 | 77.03 | N | 157.6754 | 150.15 | 157.6754
HWI-MS8103A1130U | 10510 | 2 | 133921 | Damper Actuator, Spring Return, 27 LB-IN | HONEYWELL INTERNATIONAL ECC US (HOFS) | MS8103A1130/U | 212.2554 | 150.194 | Y | 212.2554 | 181.7195 | 212.2554
HWI-MS8103A1130U | 175888 | 1 | 133921 | Damper Actuator, Spring Return, 27 LB-IN | HONEYWELL INTERNATIONAL ECC US (HOFS) | MS8103A1130/U | 212.2554 | 181.7195 | Y | 212.2554 | 181.7195 | 212.2554
HWI-MS8104F1010U | 10008 | 2 | 133921 | 24V FIRE/SMOKE ACTUATOR, 30 LB-IN TORQUE | HONEYWELL INTERNATIONAL ECC US (HOFS) | MS8104F1010/U | 197.0943 | 189.15 | Y | 197.0943 | 189.15 | 197.0943
HWI-MS8104F1010U | 10510 | 6 | 133921 | 24V FIRE/SMOKE ACTUATOR, 30 LB-IN TORQUE | HONEYWELL INTERNATIONAL ECC US (HOFS) | MS8104F1010/U | 197.0943 | 189.15 | Y | 197.0943 | 189.15 | 197.0943
HWI-MS8104F1010U | 166559 | 1 | 133921 | 24V FIRE/SMOKE ACTUATOR, 30 LB-IN TORQUE | HONEYWELL INTERNATIONAL ECC US (HOFS) | MS8104F1010/U | 197.0943 | 189.15 | Y | 197.0943 | 189.15 | 197.0943
HWI-MS8104F1010U | 175888 | 3 | 133921 | 24V FIRE/SMOKE ACTUATOR, 30 LB-IN TORQUE | HONEYWELL INTERNATIONAL ECC US (HOFS) | MS8104F1010/U | 197.0943 | 175.0075 | Y | 197.0943 | 189.15 | 197.0943
HWI-MS8104F1010U | 175891 | 3 | 133921 | 24V FIRE/SMOKE ACTUATOR, 30 LB-IN TORQUE | HONEYWELL INTERNATIONAL ECC US (HOFS) | MS8104F1010/U | 197.0943 | 188.2342 | Y | 197.0943 | 189.15 | 197.0943
HWI-MS8105A1030U | 10006 | 6 | 133921 | DAMPER ACTUATOR, SPRING RETURN 44LB-IN T | HONEYWELL INTERNATIONAL ECC US (HOFS) | MS8105A1030/U | 150.1001 | 142.76 | Y | 150.1001 | 144.05 | 150.1001
HWI-MS8105A1030U | 10008 | 26 | 133921 | DAMPER ACTUATOR, SPRING RETURN 44LB-IN T | HONEYWELL INTERNATIONAL ECC US (HOFS) | MS8105A1030/U | 150.1001 | 143.9297 | Y | 150.1001 | 144.05 | 150.1001
HWI-MS8105A1030U | 10510 | 5 | 133921 | DAMPER ACTUATOR, SPRING RETURN 44LB-IN T | HONEYWELL INTERNATIONAL ECC US (HOFS) | MS8105A1030/U | 150.1001 | 138.7665 | Y | 150.1001 | 144.05 | 150.1001
HWI-MS8105A1030U | 175888 | 3 | 133921 | DAMPER ACTUATOR, SPRING RETURN 44LB-IN T | HONEYWELL INTERNATIONAL ECC US (HOFS) | MS8105A1030/U | 150.1001 | 141.5229 | Y | 150.1001 | 144.05 | 150.1001
HWI-MS8105A1030U | 175890 | 1 | 133921 | DAMPER ACTUATOR, SPRING RETURN 44LB-IN T | HONEYWELL INTERNATIONAL ECC US (HOFS) | MS8105A1030/U | 150.1001 | 144.05 | Y | 150.1001 | 144.05 | 150.1001
HWI-MS8105A1030U | 175891 | 5 | 133921 | DAMPER ACTUATOR, SPRING RETURN 44LB-IN T | HONEYWELL INTERNATIONAL ECC US (HOFS) | MS8105A1030/U | 150.1001 | 140.552 | Y | 150.1001 | 144.05 | 150.1001
HWI-MS8105A1130U | 10006 | 10 | 133921 | DAMPER ACTUATOR SPRING RETURN 44LB-IN TW | HONEYWELL INTERNATIONAL ECC US (HOFS) | MS8105A1130/U | 181.9332 | 170.5598 | Y | 181.9332 | 173.33 | 181.9332
HWI-MS8105A1130U | 10008 | 31 | 133921 | DAMPER ACTUATOR SPRING RETURN 44LB-IN TW | HONEYWELL INTERNATIONAL ECC US (HOFS) | MS8105A1130/U | 181.9332 | 169.6202 | Y | 181.9332 | 173.33 | 181.9332
HWI-MS8105A1130U | 10510 | 6 | 133921 | DAMPER ACTUATOR SPRING RETURN 44LB-IN TW | HONEYWELL INTERNATIONAL ECC US (HOFS) | MS8105A1130/U | 181.9332 | 167.391 | Y | 181.9332 | 173.33 | 181.9332
HWI-MS8105A1130U | 175890 | 4 | 133921 | DAMPER ACTUATOR SPRING RETURN 44LB-IN TW | HONEYWELL INTERNATIONAL ECC US (HOFS) | MS8105A1130/U | 181.9332 | 173.33 | Y | 181.9332 | 173.33 | 181.9332
HWI-MS8105A1130U | 175891 | 5 | 133921 | DAMPER ACTUATOR SPRING RETURN 44LB-IN TW | HONEYWELL INTERNATIONAL ECC US (HOFS) | MS8105A1130/U | 181.9332 | 108.3437 | Y | 181.9332 | 173.33 | 181.9332
HWI-MS8109F1210U | 166557 | 2 | 133921 | 80in-lb Fire Smoke 24v 2 Internal Sw | HONEYWELL INTERNATIONAL ECC US (HOFS) | MS8109F1210/U | 342.6409 | 167.5 | N | 342.6409 | 285.5 | 342.6409
HWI-MS8109F1210U | 166561 | 1 | 133921 | 80in-lb Fire Smoke 24v 2 Internal Sw | HONEYWELL INTERNATIONAL ECC US (HOFS) | MS8109F1210/U | 342.6409 | 259.54 | N | 342.6409 | 285.5 | 342.6409
HWI-MS8109F1210U | 175888 | 4 | 133921 | 80in-lb Fire Smoke 24v 2 Internal Sw | HONEYWELL INTERNATIONAL ECC US (HOFS) | MS8109F1210/U | 342.6409 | 285.5 | Y | 342.6409 | 285.5 | 342.6409
HWI-MS8110A1008U | 10006 | 5 | 133921 | HONEYWELL DAMPER ACTUATOR, SPRING RETURN | HONEYWELL INTERNATIONAL ECC US (HOFS) | MS8110A1008/U | 212.2554 | 105.67 | N | 212.2554 | 196.1262 | 212.2554
HWI-MS8110A1008U | 10510 | 2 | 133921 | HONEYWELL DAMPER ACTUATOR, SPRING RETURN | HONEYWELL INTERNATIONAL ECC US (HOFS) | MS8110A1008/U | 212.2554 | 105.67 | Y | 212.2554 | 196.1262 | 212.2554
HWI-MS8110A1008U | 175888 | 1 | 133921 | HONEYWELL DAMPER ACTUATOR, SPRING RETURN | HONEYWELL INTERNATIONAL ECC US (HOFS) | MS8110A1008/U | 212.2554 | 196.1262 | Y | 212.2554 | 196.1262 | 212.2554
HWI-MS8110A1206U | 10510 | 1 | 133921 | 88# Damper Motor Spring Ret 24V 2-En | HONEYWELL INTERNATIONAL ECC US (HOFS) | MS8110A1206/U | 251.6743 | 241.53 | Y | 251.6743 | 241.53 | 251.6743
HWI-MS8120A1007U | 10006 | 1 | 133921 | 2 POSITION DIRECT COUPLED DAMPER ACTUAT | HONEYWELL INTERNATIONAL ECC US (HOFS) | MS8120A1007/U | 263.8031 | 116.838 | Y | 263.8031 | 252.52 | 263.8031
HWI-MS8120A1007U | 10510 | 1 | 133921 | 2 POSITION DIRECT COUPLED DAMPER ACTUAT | HONEYWELL INTERNATIONAL ECC US (HOFS) | MS8120A1007/U | 263.8031 | 150.6067 | Y | 263.8031 | 252.52 | 263.8031
HWI-MS8120A1007U | 175883 | 13 | 133921 | 2 POSITION DIRECT COUPLED DAMPER ACTUAT | HONEYWELL INTERNATIONAL ECC US (HOFS) | MS8120A1007/U | 263.8031 | 146.36 | N | 263.8031 | 252.52 | 263.8031
HWI-MS8120A1007U | 175888 | 12 | 133921 | 2 POSITION DIRECT COUPLED DAMPER ACTUAT | HONEYWELL INTERNATIONAL ECC US (HOFS) | MS8120A1007/U | 263.8031 | 161.6282 | N | 263.8031 | 252.52 | 263.8031
HWI-MS8120A1007U | 175890 | 2 | 133921 | 2 POSITION DIRECT COUPLED DAMPER ACTUAT | HONEYWELL INTERNATIONAL ECC US (HOFS) | MS8120A1007/U | 263.8031 | 252.52 | Y | 263.8031 | 252.52 | 263.8031
HWI-MS8120A1007U | 175891 | 3 | 133921 | 2 POSITION DIRECT COUPLED DAMPER ACTUAT | HONEYWELL INTERNATIONAL ECC US (HOFS) | MS8120A1007/U | 263.8031 | 167.98 | N | 263.8031 | 252.52 | 263.8031
HWI-MS8120A1205U | 10510 | 3 | 133921 | SPRING RETURN DAMPER ACTUATOR | HONEYWELL INTERNATIONAL ECC US (HOFS) | MS8120A1205/U | 315.3509 | 302.64 | Y | 315.3509 | 302.64 | 315.3509
HWI-MS8120F1002B | 10008 | 2 | 133921 | Fast-acting, two-position actuator with | HONEYWELL INTERNATIONAL ECC US (HOFS) | MS8120F1002/B | 236.5132 | 226.98 | N | 236.5132 | 226.98 | 236.5132
HWI-MS8120F1002B | 166559 | 1 | 133921 | Fast-acting, two-position actuator with | HONEYWELL INTERNATIONAL ECC US (HOFS) | MS8120F1002/B | 236.5132 | 132.59 | N | 236.5132 | 226.98 | 236.5132
HWI-MS8120F1002B | 175883 | 0 | 133921 | Fast-acting, two-position actuator with | HONEYWELL INTERNATIONAL ECC US (HOFS) | MS8120F1002/B | 236.5132 | 226.98 | N | 236.5132 | 226.98 | 236.5132
HWI-MS8120F1002U | 175888 | 2 | 133921 | FAST-ACTING, TWO-POSITION ACTUATOR - 175 | HONEYWELL INTERNATIONAL ECC US (HOFS) | MS8120F1002/U | 369.9308 | 352.59 | Y | 369.9308 | 352.59 | 369.9308
HWI-MS8120F1002U | 175890 | 3 | 133921 | FAST-ACTING, TWO-POSITION ACTUATOR - 175 | HONEYWELL INTERNATIONAL ECC US (HOFS) | MS8120F1002/U | 369.9308 | 328.21 | Y | 369.9308 | 352.59 | 369.9308
HWI-MS8120F1002U | 175891 | 8 | 133921 | FAST-ACTING, TWO-POSITION ACTUATOR - 175 | HONEYWELL INTERNATIONAL ECC US (HOFS) | MS8120F1002/U | 369.9308 | 349.8024 | Y | 369.9308 | 352.59 | 369.9308
HWI-MS8120F1200B | 10008 | 2 | 133921 | 20 Nm 24V 2-position Actuator 2 Aux sw | HONEYWELL INTERNATIONAL ECC US (HOFS) | MS8120F1200/B | 218.3198 | 209.52 | N | 218.3198 | 209.52 | 218.3198
HWI-MS8120F1200U | 173042 | 4 | 133921 | Damper Actuator | HONEYWELL INTERNATIONAL ECC US (HOFS) | MS8120F1200/U | 354.7697 | 340.47 | N | 354.7697 | 340.47 | 354.7697
HWI-MS8209F1003U | 166559 | 1 | 133921 | SMOKE DAMPER ACTUATOR | HONEYWELL INTERNATIONAL ECC US (HOFS) | MS8209F1003//U | 130.76 | 130.76 | N | 130.76 | 130.76 | 130.76
HWI-MVN613A0000 | 10008 | 9 | 133921 | Electric Actuator - Floating On/Off, | HONEYWELL INTERNATIONAL ECC US (HOFS) | MVN613A0000 | 49.7347 | 47.7206 | Y | 49.7347 | 47.7206 | 49.7347
HWI-MVN613A0000 | 10510 | 5 | 133921 | Electric Actuator - Floating On/Off, | HONEYWELL INTERNATIONAL ECC US (HOFS) | MVN613A0000 | 49.7347 | 47.72 | Y | 49.7347 | 47.7206 | 49.7347
HWI-MVN613A0000 | 175883 | 8 | 133921 | Electric Actuator - Floating On/Off, | HONEYWELL INTERNATIONAL ECC US (HOFS) | MVN613A0000 | 49.7347 | 47.72 | Y | 49.7347 | 47.7206 | 49.7347
HWI-MVN613A0000C1 | 175883 | 5 | 133921 | Actuator, Electric | HONEYWELL INTERNATIONAL ECC US (HOFS) | MVN613A0000+C1 | 55.2677 | 35.4162 | N | 55.2677 | 35.4162 | 55.2677
HWI-MVN613L0000 | 10006 | 6 | 133921 | Actuator, Electric | HONEYWELL INTERNATIONAL ECC US (HOFS) | MVN613L0000 | 57.185 | 42.51 | Y | 57.185 | 42.51 | 57.185
HWI-MVN613L0000 | 10008 | 31 | 133921 | Actuator, Electric | HONEYWELL INTERNATIONAL ECC US (HOFS) | MVN613L0000 | 57.185 | 42.51 | N | 57.185 | 42.51 | 57.185
HWI-MVN613L0000C1 | 10006 | 3 | 133921 | Actuator, Electric | HONEYWELL INTERNATIONAL ECC US (HOFS) | MVN613L0000+C1 | 62.7284 | 46.63 | Y | 62.7284 | 46.63 | 62.7284
HWI-MVN613L0000C1 | 10008 | 7 | 133921 | Actuator, Electric | HONEYWELL INTERNATIONAL ECC US (HOFS) | MVN613L0000+C1 | 62.7284 | 46.63 | N | 62.7284 | 46.63 | 62.7284
HWI-MVN613L0000C1 | 175883 | 5 | 133921 | Actuator, Electric | HONEYWELL INTERNATIONAL ECC US (HOFS) | MVN613L0000+C1 | 62.7284 | 40.1843 | N | 62.7284 | 46.63 | 62.7284
HWI-MVN643A0000 | 10008 | 3 | 133921 | ELECTRIC ACTUATOR - FAST ACTING SPDT FLO | HONEYWELL INTERNATIONAL ECC US (HOFS) | MVN643A0000 | 60.9778 | 54.9869 | N | 60.9778 | 54.9869 | 60.9778
HWI-MVN643A0000 | 175883 | 7 | 133921 | ELECTRIC ACTUATOR - FAST ACTING SPDT FLO | HONEYWELL INTERNATIONAL ECC US (HOFS) | MVN643A0000 | 60.9778 | 40.8547 | N | 60.9778 | 54.9869 | 60.9778
HWI-MVN643A0000C1 | 175883 | 10 | 133921 | ELECTRIC ACTUATOR - FAST ACTING SPDT FLO | HONEYWELL INTERNATIONAL ECC US (HOFS) | MVN643A0000+C1 | 66.5109 | 42.6191 | N | 66.5109 | 42.6191 | 66.5109
HWI-MVN643L0000 | 175883 | 10 | 133921 | ELECTRIC ACTUATOR - FAST ACTING SPDT FLO | HONEYWELL INTERNATIONAL ECC US (HOFS) | MVN643L0000 | 67.084 | 42.9742 | N | 67.084 | 42.9742 | 67.084
HWI-MVN643L0000C1 | 175883 | 10 | 133921 | ELECTRIC ACTUATOR - FAST ACTING SPDT FLO | HONEYWELL INTERNATIONAL ECC US (HOFS) | MVN643L0000+C1 | 72.617 | 46.525 | N | 72.617 | 46.525 | 72.617
HWI-MVN713A0000 | 10008 | 2 | 133921 | Electric Actuator - Modulating | HONEYWELL INTERNATIONAL ECC US (HOFS) | MVN713A0000 | 86.3818 | 82.9 | Y | 86.3818 | 82.9 | 86.3818
HWI-MVN713A0000 | 10510 | 7 | 133921 | Electric Actuator - Modulating | HONEYWELL INTERNATIONAL ECC US (HOFS) | MVN713A0000 | 86.3818 | 82.9 | Y | 86.3818 | 82.9 | 86.3818
HWI-MVN713A0000C1 | 10008 | 11 | 133921 | Actuator, Electric | HONEYWELL INTERNATIONAL ECC US (HOFS) | MVN713A0000+C1 | 91.9252 | 98.01 | N | 91.9252 | 98.01 | 98.01
HWI-MVN713L0000 | 10006 | 7 | 133921 | Actuator, Electric | HONEYWELL INTERNATIONAL ECC US (HOFS) | MVN713L0000 | 99.3443 | 73.85 | Y | 99.3443 | 73.85 | 99.3443
HWI-MVN713L0000 | 10008 | 9 | 133921 | Actuator, Electric | HONEYWELL INTERNATIONAL ECC US (HOFS) | MVN713L0000 | 99.3443 | 73.85 | N | 99.3443 | 73.85 | 99.3443
HWI-MVN713L0000 | 175883 | 9 | 133921 | Actuator, Electric | HONEYWELL INTERNATIONAL ECC US (HOFS) | MVN713L0000 | 99.3443 | 63.6396 | N | 99.3443 | 73.85 | 99.3443
HWI-MVN713L0000C1 | 175883 | 10 | 133921 | Actuator, Electric | HONEYWELL INTERNATIONAL ECC US (HOFS) | MVN713L0000+C1 | 104.8877 | 67.2005 | N | 104.8877 | 67.2005 | 104.8877
HWI-MVNAAAU | 10008 | 29 | 133921 | REPLACEMENT VALVE ADAPTOR, STANDARD PROF | HONEYWELL INTERNATIONAL ECC US (HOFS) | MVNAAA/U | 9.701 | 5.08 | N | 9.701 | 5.08 | 9.701
HWI-MVNAAAU | 175883 | 10 | 133921 | REPLACEMENT VALVE ADAPTOR, STANDARD PROF | HONEYWELL INTERNATIONAL ECC US (HOFS) | MVNAAA/U | 9.701 | 4.66 | N | 9.701 | 5.08 | 9.701
HWI-MVNAALU | 10006 | 7 | 133921 | Adaptor, Valve | HONEYWELL INTERNATIONAL ECC US (HOFS) | MVNAAL/U | 10.3054 | 5.08 | N | 10.3054 | 5.08 | 10.3054
HWI-MVNAALU | 10008 | 41 | 133921 | Adaptor, Valve | HONEYWELL INTERNATIONAL ECC US (HOFS) | MVNAAL/U | 10.3054 | 5.08 | N | 10.3054 | 5.08 | 10.3054
HWI-NADV00050100PCA | 10510 | 1 | 133921 | Optimizer Advanced Core License for 3 | HONEYWELL INTERNATIONAL ECC US (HOFS) | N-ADV-00050-100PCA | 232.5 | 232.5 | N | 232.5 | 232.5 | 232.5
HWI-NADV00050100PCA | 166559 | 0 | 133921 | Optimizer Advanced Core License for 3 | HONEYWELL INTERNATIONAL ECC US (HOFS) | N-ADV-00050-100PCA | 232.5 | 0 | N | 232.5 | 232.5 | 232.5
HWI-NADV00050100PCA | 175883 | 0 | 133921 | Optimizer Advanced Core License for 3 | HONEYWELL INTERNATIONAL ECC US (HOFS) | N-ADV-00050-100PCA | 232.5 | 0 | N | 232.5 | 232.5 | 232.5
HWI-NADV00050100PCA | 175891 | 0 | 133921 | Optimizer Advanced Core License for 3 | HONEYWELL INTERNATIONAL ECC US (HOFS) | N-ADV-00050-100PCA | 232.5 | 0 | N | 232.5 | 232.5 | 232.5
HWI-NADV00500100PCA | 10510 | 1 | 133921 | Optimizer Adv plant controller License | HONEYWELL INTERNATIONAL ECC US (HOFS) | N-ADV-00500-100PCA | 590.25 | 590.25 | N | 590.25 | 590.25 | 590.25
HWI-NADV00500100PCA | 166559 | 0 | 133921 | Optimizer Adv plant controller License | HONEYWELL INTERNATIONAL ECC US (HOFS) | N-ADV-00500-100PCA | 590.25 | 0 | N | 590.25 | 590.25 | 590.25
HWI-NADV01250255PCA | 175888 | 0 | 133921 | Optimizer Advanced plant controller | HONEYWELL INTERNATIONAL ECC US (HOFS) | N-ADV-01250-255PCA | 975 | 971 | N | 975 | 971 | 975
HWI-NADV05000255PCA | 166560 | 1 | 133921 | Optimizer Advanced plant controller | HONEYWELL INTERNATIONAL ECC US (HOFS) | N-ADV-05000-255PCA | 2500 | 2244.59 | N | 2500 | 2244.59 | 2500
HWI-NADV112HC | 10008 | 11 | 133921 | Optimizer Advanced plant controller, | HONEYWELL INTERNATIONAL ECC US (HOFS) | N-ADV-112-H-C | 553.5625 | 526 | Y | 553.5625 | 530.8489 | 553.5625
HWI-NADV112HC | 10510 | 21 | 133921 | Optimizer Advanced plant controller, | HONEYWELL INTERNATIONAL ECC US (HOFS) | N-ADV-112-H-C | 553.5625 | 530.4272 | N | 553.5625 | 530.8489 | 553.5625
HWI-NADV112HC | 166559 | 3 | 133921 | Optimizer Advanced plant controller, | HONEYWELL INTERNATIONAL ECC US (HOFS) | N-ADV-112-H-C | 553.5625 | 529.6989 | N | 553.5625 | 530.8489 | 553.5625
HWI-NADV112HC | 166560 | 1 | 133921 | Optimizer Advanced plant controller, | HONEYWELL INTERNATIONAL ECC US (HOFS) | N-ADV-112-H-C | 553.5625 | 528.1477 | N | 553.5625 | 530.8489 | 553.5625
HWI-NADV112HC | 175883 | 21 | 133921 | Optimizer Advanced plant controller, | HONEYWELL INTERNATIONAL ECC US (HOFS) | N-ADV-112-H-C | 553.5625 | 530.8489 | Y | 553.5625 | 530.8489 | 553.5625
HWI-NADV112HC | 175891 | 15 | 133921 | Optimizer Advanced plant controller, | HONEYWELL INTERNATIONAL ECC US (HOFS) | N-ADV-112-H-C | 553.5625 | 513.9709 | Y | 553.5625 | 530.8489 | 553.5625
HWI-NADV133HC | 10008 | 10 | 133921 | Optimizer Advanced plant controller, | HONEYWELL INTERNATIONAL ECC US (HOFS) | N-ADV-133-H-C | 612.175 | 582 | Y | 612.175 | 582 | 612.175
HWI-NADV133HC | 175883 | 22 | 133921 | Optimizer Advanced plant controller, | HONEYWELL INTERNATIONAL ECC US (HOFS) | N-ADV-133-H-C | 612.175 | 582 | Y | 612.175 | 582 | 612.175
HWI-NADV134HC | 10008 | 8 | 133921 | Optimizer Advanced plant | HONEYWELL INTERNATIONAL ECC US (HOFS) | N-ADV-134-H-C | 646.1859 | 620.14 | N | 646.1859 | 620.14 | 646.1859
HWI-NADV134HC | 175883 | 19 | 133921 | Optimizer Advanced plant | HONEYWELL INTERNATIONAL ECC US (HOFS) | N-ADV-134-H-C | 646.1859 | 620.14 | Y | 646.1859 | 620.14 | 646.1859
HWI-NPB2XREDLINK | 10008 | 4 | 133921 | OPTION CARD TO ALLOW WEBS ACCESS TO UP T | HONEYWELL INTERNATIONAL ECC US (HOFS) | NPB-2X-REDLINK | 199.77 | 199.77 | N | 199.77 | 199.77 | 199.77
HWI-NXS1000A1002 | 10008 | 1 | 133921 | 100 HP VFD W/DISPLAY, 460V, 3 PHASE, NEM | HONEYWELL INTERNATIONAL ECC US (HOFS) | NXS1000A1002 | 4930.8 | 4930.8 | N | 4930.8 | 4930.8 | 4930.8
HWI-P658A1013U | 10510 | 9 | 133921 | SET AT 10 PSI. DIFFERENTIAL. | HONEYWELL INTERNATIONAL ECC US (HOFS) | P658A1013/U | 142.8165 | 56.2217 | Y | 142.8165 | 92.789 | 142.8165
HWI-P658A1013U | 175888 | 2 | 133921 | SET AT 10 PSI. DIFFERENTIAL. | HONEYWELL INTERNATIONAL ECC US (HOFS) | P658A1013/U | 142.8165 | 58.0295 | N | 142.8165 | 92.789 | 142.8165
HWI-P658A1013U | 175890 | 17 | 133921 | SET AT 10 PSI. DIFFERENTIAL. | HONEYWELL INTERNATIONAL ECC US (HOFS) | P658A1013/U | 142.8165 | 48.8482 | N | 142.8165 | 92.789 | 142.8165
HWI-P658A1013U | 175891 | 1 | 133921 | SET AT 10 PSI. DIFFERENTIAL. | HONEYWELL INTERNATIONAL ECC US (HOFS) | P658A1013/U | 142.8165 | 92.789 | N | 142.8165 | 92.789 | 142.8165
HWI-P658B1012U | 166559 | 4 | 133921 | PNEUMATIC-ELECTRIC SW | HONEYWELL INTERNATIONAL ECC US (HOFS) | P658B1012/U | 87.9344 | 82.455 | Y | 87.9344 | 82.455 | 87.9344
HWI-P658E1001U | 166553 | 5 | 133921 | Switch, pneumatic/electric, panel mounti | HONEYWELL INTERNATIONAL ECC US (HOFS) | P658E1001/U | 63.9788 | 61.4 | Y | 63.9788 | 61.4 | 63.9788
HWI-P658E1001U | 166557 | 2 | 133921 | Switch, pneumatic/electric, panel mounti | HONEYWELL INTERNATIONAL ECC US (HOFS) | P658E1001/U | 63.9788 | 61.4 | Y | 63.9788 | 61.4 | 63.9788
HWI-P658E1001U | 166559 | 2 | 133921 | Switch, pneumatic/electric, panel mounti | HONEYWELL INTERNATIONAL ECC US (HOFS) | P658E1001/U | 63.9788 | 61.4 | Y | 63.9788 | 61.4 | 63.9788
HWI-P7640A1000U | 10006 | 1 | 133921 | RANGES (in W.C.): 0-0.1, 0-.25, 0-.5, 0- | HONEYWELL INTERNATIONAL ECC US (HOFS) | P7640A1000/U | 134.1327 | 134.1327 | N | 134.1327 | 134.1327 | 134.1327
HWI-P7640A1000U | 175883 | 2 | 133921 | RANGES (in W.C.): 0-0.1, 0-.25, 0-.5, 0- | HONEYWELL INTERNATIONAL ECC US (HOFS) | P7640A1000/U | 134.1327 | 133.42 | N | 134.1327 | 134.1327 | 134.1327
HWI-P7640A1018U | 10006 | 1 | 133921 | 0-0.1, 0-.25, 0-.5, 0-1 or /-0.1, /-0. | HONEYWELL INTERNATIONAL ECC US (HOFS) | P7640A1018/U | 119.0325 | 119.0325 | N | 119.0325 | 119.0325 | 119.0325
HWI-P7640A1034U | 10006 | 2 | 133921 | Sensor, Differential Pressure | HONEYWELL INTERNATIONAL ECC US (HOFS) | P7640A1034/U | 127.4417 | 127.4417 | N | 127.4417 | 127.4417 | 127.4417
HWI-P7640B1008U | 10006 | 1 | 133921 | RANGES (in W.C.): 0-0.1, 0-.25, 0-.5, 0- | HONEYWELL INTERNATIONAL ECC US (HOFS) | P7640B1008/U | 127.9 | 127.9 | N | 127.9 | 127.9 | 127.9
HWI-P7640B1024U | 175883 | 2 | 133921 | RANGES (in W.C.): 0-1, 0-2.5, 0-5, 0-10 | HONEYWELL INTERNATIONAL ECC US (HOFS) | P7640B1024U | 141.72 | 141.72 | N | 141.72 | 141.72 | 141.72
HWI-P7640U1040U | 10008 | 1 | 133921 | Differential Pressure Transmitter | HONEYWELL INTERNATIONAL ECC US (HOFS) | P7640U1040/U | 120.64 | 120.64 | N | 120.64 | 120.64 | 120.64
HWI-P7640U1052U | 175891 | 1 | 133921 | Differential Pressure Transmitter,0-.1, | HONEYWELL INTERNATIONAL ECC US (HOFS) | P7640U1052/U | 151.5765 | 151.5765 | N | 151.5765 | 151.5765 | 151.5765
HWI-P7650A1000 | 10008 | 1 | 133921 | /- 0-.1,0-.25, 0-.5,0-1 PRESSURE SENSOR | HONEYWELL INTERNATIONAL ECC US (HOFS) | P7650A1000 | 123.33 | 123.33 | N | 123.33 | 123.33 | 123.33
HWI-P7650A1018 | 10008 | 2 | 133921 | Honeywell Pressure,0-.1,.25,.5,1,Panel, | HONEYWELL INTERNATIONAL ECC US (HOFS) | P7650A1018 | 111.43 | 111.43 | N | 111.43 | 111.43 | 111.43
HWI-P7650B1032 | 175891 | 1 | 133921 | Sensor, Pressure | HONEYWELL INTERNATIONAL ECC US (HOFS) | P7650B1032 | 114.0721 | 114.0721 | N | 114.0721 | 114.0721 | 114.0721
HWI-P7650L10 | 10008 | 6 | 133921 | Honeywell Pressure Velocity Pick-Up, 10 | HONEYWELL INTERNATIONAL ECC US (HOFS) | P7650L10 | 114.62 | 76.26 | N | 114.62 | 76.26 | 114.62
HWI-P7650L12 | 10008 | 1 | 133921 | Honeywell Pressure Velocity Pick-Up, 12 | HONEYWELL INTERNATIONAL ECC US (HOFS) | P7650L12 | 89.24 | 89.24 | N | 89.24 | 89.24 | 89.24
HWI-P7650L14 | 10008 | 1 | 133921 | Honeywell Pressure Velocity Pick-Up, 14 | HONEYWELL INTERNATIONAL ECC US (HOFS) | P7650L14 | 116.81 | 116.81 | N | 116.81 | 116.81 | 116.81
HWI-P7650L6 | 10008 | 1 | 133921 | Honeywell Pressure Velocity Pick-Up, 6 | HONEYWELL INTERNATIONAL ECC US (HOFS) | P7650L6 | 73.01 | 73.01 | N | 73.01 | 73.01 | 73.01
HWI-P7650L8 | 10008 | 1 | 133921 | Honeywell Pressure Velocity Pick-Up, 8 | HONEYWELL INTERNATIONAL ECC US (HOFS) | P7650L8 | 74.63 | 74.63 | N | 74.63 | 74.63 | 74.63
HWI-P7650U1040 | 10008 | 2 | 133921 | Honeywell Pressure, 0-10ADJ, Universal, | HONEYWELL INTERNATIONAL ECC US (HOFS) | P7650U1040 | 126.59 | 126.59 | N | 126.59 | 126.59 | 126.59
HWI-P7660D0500D | 10510 | 4 | 133921 | PRESSURE 5.0in ADJ UNIVER DISPLAY/PROBE | HONEYWELL INTERNATIONAL ECC US (HOFS) | P7660D0500D | 195.375 | 187.1275 | Y | 195.375 | 187.1275 | 195.375
HWI-P7660D1000D | 10510 | 5 | 133921 | PRESSURE 10.0in ADJ UNIVER DISPLAY/PROBE | HONEYWELL INTERNATIONAL ECC US (HOFS) | P7660D1000D | 195.375 | 187.5 | Y | 195.375 | 187.5 | 195.375
HWI-P7660P0500D | 10008 | 2 | 133921 | PRESSURE 5.0in ADJ UNIVER DISPL/NO PROBE | HONEYWELL INTERNATIONAL ECC US (HOFS) | P7660P0500D | 177.14 | 169.745 | Y | 177.14 | 170 | 177.14
HWI-P7660P0500D | 175883 | 23 | 133921 | PRESSURE 5.0in ADJ UNIVER DISPL/NO PROBE | HONEYWELL INTERNATIONAL ECC US (HOFS) | P7660P0500D | 177.14 | 170 | Y | 177.14 | 170 | 177.14
HWI-P7660P1000D | 175891 | 0 | 133921 | PRESS. 10.0in ADJ UNIVER DISPLAY/NO PROB | HONEYWELL INTERNATIONAL ECC US (HOFS) | P7660P1000D | 177.14 | 170 | N | 177.14 | 170 | 177.14
HWI-P7660P1000X | 10008 | 3 | 133921 | PRESS 10.0in ADJ UNIVER NO DISPL/NO PROB | HONEYWELL INTERNATIONAL ECC US (HOFS) | P7660P1000X | 161.51 | 153.15 | N | 161.51 | 153.15 | 161.51
HWI-P7660P1000X | 175888 | 4 | 133921 | PRESS 10.0in ADJ UNIVER NO DISPL/NO PROB | HONEYWELL INTERNATIONAL ECC US (HOFS) | P7660P1000X | 161.51 | 153.14 | Y | 161.51 | 153.15 | 161.51
HWI-PCD3A465 | 10008 | -180 | 133921 | 16 DIGITAL OUTPUT I/O MODULE SOLID STATE | HONEYWELL INTERNATIONAL ECC US (HOFS) | PCD3.A465 | 202.148 | 194 | N | 202.148 | 194 | 202.148
HWI-PINDEV10 | 166559 | 0 | 133921 | ADD 10 DEV & 500 POINT | HONEYWELL INTERNATIONAL ECC US (HOFS) | PIN-DEV-10 | 603 | 573 | N | 603 | 573 | 603
HWI-PINDEVUP1 | 166559 | 1 | 133921 | CIPer10 Device, 50 Pts Expansion Lic | HONEYWELL INTERNATIONAL ECC US (HOFS) | PIN-DEV-UP-1 | 96 | 96 | N | 96 | 96 | 96
HWI-PP901A1004U | 10510 | 3 | 133921 | HIGH PRESS REDUCING VALVE | HONEYWELL INTERNATIONAL ECC US (HOFS) | PP901A1004/U | 577.3305 | 503.54 | Y | 577.3305 | 503.54 | 577.3305
HWI-PP901B1002U | 10510 | 1 | 133921 | STANDARD. | HONEYWELL INTERNATIONAL ECC US (HOFS) | PP901B1002/U | 923.3162 | 223.82 | N | 923.3162 | 745.7 | 923.3162
HWI-PP901B1002U | 175888 | 1 | 133921 | STANDARD. | HONEYWELL INTERNATIONAL ECC US (HOFS) | PP901B1002/U | 923.3162 | 192.5217 | N | 923.3162 | 745.7 | 923.3162
HWI-PP901B1002U | 175891 | 4 | 133921 | STANDARD. | HONEYWELL INTERNATIONAL ECC US (HOFS) | PP901B1002/U | 923.3162 | 745.7 | Y | 923.3162 | 745.7 | 923.3162
HWI-PUB1012SILCU | 10008 | 1 | 133921 | SPYDER BACNET ILC PROGRAMMABLE CONTROLLE | HONEYWELL INTERNATIONAL ECC US (HOFS) | PUB1012S-ILC/U | 250.08 | 137.6372 | N | 250.08 | 229.86 | 250.08
HWI-PUB1012SILCU | 166560 | 1 | 133921 | SPYDER BACNET ILC PROGRAMMABLE CONTROLLE | HONEYWELL INTERNATIONAL ECC US (HOFS) | PUB1012S-ILC/U | 250.08 | 229.86 | N | 250.08 | 229.86 | 250.08
HWI-PUB1012SU | 10510 | 1 | 133921 | Spyder Micro Bacnet | HONEYWELL INTERNATIONAL ECC US (HOFS) | PUB1012S/U | 179.745 | 76.7188 | N | 179.745 | 163.37 | 179.745
HWI-PUB1012SU | 175883 | 5 | 133921 | Spyder Micro Bacnet | HONEYWELL INTERNATIONAL ECC US (HOFS) | PUB1012S/U | 179.745 | 163.37 | Y | 179.745 | 163.37 | 179.745
HWI-PUB4024SILCU | 10008 | 3 | 133921 | Spyder BACnet, ILC 4UI, 2AO, 4DO | HONEYWELL INTERNATIONAL ECC US (HOFS) | PUB4024S-ILC/U | 304.785 | 193.589 | N | 304.785 | 229.6055 | 304.785
HWI-PUB4024SILCU | 175891 | 10 | 133921 | Spyder BACnet, ILC 4UI, 2AO, 4DO | HONEYWELL INTERNATIONAL ECC US (HOFS) | PUB4024S-ILC/U | 304.785 | 229.6055 | Y | 304.785 | 229.6055 | 304.785
HWI-PUB4024SU | 10006 | 3 | 133921 | Honeywell Spyder BACnet Programmable Uni | HONEYWELL INTERNATIONAL ECC US (HOFS) | PUB4024S/U | 247.475 | 218.7663 | N | 247.475 | 237.5 | 247.475
HWI-PUB4024SU | 10008 | 5 | 133921 | Honeywell Spyder BACnet Programmable Uni | HONEYWELL INTERNATIONAL ECC US (HOFS) | PUB4024S/U | 247.475 | 218.7663 | Y | 247.475 | 237.5 | 247.475
HWI-PUB4024SU | 10510 | 30 | 133921 | Honeywell Spyder BACnet Programmable Uni | HONEYWELL INTERNATIONAL ECC US (HOFS) | PUB4024S/U | 247.475 | 235.6081 | Y | 247.475 | 237.5 | 247.475
HWI-PUB4024SU | 166559 | 3 | 133921 | Honeywell Spyder BACnet Programmable Uni | HONEYWELL INTERNATIONAL ECC US (HOFS) | PUB4024S/U | 247.475 | 237.5 | Y | 247.475 | 237.5 | 247.475
HWI-PUB4024SU | 175883 | 20 | 133921 | Honeywell Spyder BACnet Programmable Uni | HONEYWELL INTERNATIONAL ECC US (HOFS) | PUB4024S/U | 247.475 | 236.9776 | Y | 247.475 | 237.5 | 247.475
HWI-PUB4024SU | 175888 | 20 | 133921 | Honeywell Spyder BACnet Programmable Uni | HONEYWELL INTERNATIONAL ECC US (HOFS) | PUB4024S/U | 247.475 | 235.5762 | Y | 247.475 | 237.5 | 247.475
HWI-PUB4024SU | 175891 | 4 | 133921 | Honeywell Spyder BACnet Programmable Uni | HONEYWELL INTERNATIONAL ECC US (HOFS) | PUB4024S/U | 247.475 | 215.7535 | Y | 247.475 | 237.5 | 247.475
HWI-PUB6438SILCU | 10008 | 5 | 133921 | Honeywell Spyder BACnet ILC Programmable | HONEYWELL INTERNATIONAL ECC US (HOFS) | PUB6438S-ILC/U | 494.95 | 390.4203 | N | 494.95 | 422.4646 | 494.95
HWI-PUB6438SILCU | 166559 | 3 | 133921 | Honeywell Spyder BACnet ILC Programmable | HONEYWELL INTERNATIONAL ECC US (HOFS) | PUB6438S-ILC/U | 494.95 | 422.4646 | Y | 494.95 | 422.4646 | 494.95
HWI-PUB6438SILCU | 166560 | 5 | 133921 | Honeywell Spyder BACnet ILC Programmable | HONEYWELL INTERNATIONAL ECC US (HOFS) | PUB6438S-ILC/U | 494.95 | 410.5904 | Y | 494.95 | 422.4646 | 494.95
HWI-PUB6438SILCU | 166561 | 3 | 133921 | Honeywell Spyder BACnet ILC Programmable | HONEYWELL INTERNATIONAL ECC US (HOFS) | PUB6438S-ILC/U | 494.95 | 410.51 | N | 494.95 | 422.4646 | 494.95
HWI-PUB6438SILCU | 175891 | 1 | 133921 | Honeywell Spyder BACnet ILC Programmable | HONEYWELL INTERNATIONAL ECC US (HOFS) | PUB6438S-ILC/U | 494.95 | 390.42 | N | 494.95 | 422.4646 | 494.95
HWI-PUB6438SRILCU | 175888 | 1 | 133921 | Spyder BACnet,ILC 6UI,4DI,3AO,Relay Out | HONEYWELL INTERNATIONAL ECC US (HOFS) | PUB6438SR-ILC/U | 534.025 | 442.96 | N | 534.025 | 512.5 | 534.025
HWI-PUB6438SRILCU | 175891 | 2 | 133921 | Spyder BACnet,ILC 6UI,4DI,3AO,Relay Out | HONEYWELL INTERNATIONAL ECC US (HOFS) | PUB6438SR-ILC/U | 534.025 | 512.5 | Y | 534.025 | 512.5 | 534.025
HWI-PUB6438SRU | 10006 | 4 | 133921 | Bacnet Unitary Spyder Control with Relay | HONEYWELL INTERNATIONAL ECC US (HOFS) | PUB6438SR/U | 441.7038 | 405.0474 | Y | 441.7038 | 423.9 | 441.7038
HWI-PUB6438SRU | 10008 | 30 | 133921 | Bacnet Unitary Spyder Control with Relay | HONEYWELL INTERNATIONAL ECC US (HOFS) | PUB6438SR/U | 441.7038 | 410.1427 | Y | 441.7038 | 423.9 | 441.7038
HWI-PUB6438SRU | 10510 | 19 | 133921 | Bacnet Unitary Spyder Control with Relay | HONEYWELL INTERNATIONAL ECC US (HOFS) | PUB6438SR/U | 441.7038 | 408.0152 | Y | 441.7038 | 423.9 | 441.7038
HWI-PUB6438SRU | 166553 | 5 | 133921 | Bacnet Unitary Spyder Control with Relay | HONEYWELL INTERNATIONAL ECC US (HOFS) | PUB6438SR/U | 441.7038 | 365.945 | Y | 441.7038 | 423.9 | 441.7038
HWI-PUB6438SRU | 166557 | 6 | 133921 | Bacnet Unitary Spyder Control with Relay | HONEYWELL INTERNATIONAL ECC US (HOFS) | PUB6438SR/U | 441.7038 | 402.5581 | Y | 441.7038 | 423.9 | 441.7038
HWI-PUB6438SRU | 166559 | 3 | 133921 | Bacnet Unitary Spyder Control with Relay | HONEYWELL INTERNATIONAL ECC US (HOFS) | PUB6438SR/U | 441.7038 | 380.02 | Y | 441.7038 | 423.9 | 441.7038
HWI-PUB6438SRU | 166560 | 5 | 133921 | Bacnet Unitary Spyder Control with Relay | HONEYWELL INTERNATIONAL ECC US (HOFS) | PUB6438SR/U | 441.7038 | 380.02 | Y | 441.7038 | 423.9 | 441.7038
HWI-PUB6438SRU | 166561 | 4 | 133921 | Bacnet Unitary Spyder Control with Relay | HONEYWELL INTERNATIONAL ECC US (HOFS) | PUB6438SR/U | 441.7038 | 380.02 | Y | 441.7038 | 423.9 | 441.7038
HWI-PUB6438SRU | 175883 | 60 | 133921 | Bacnet Unitary Spyder Control with Relay | HONEYWELL INTERNATIONAL ECC US (HOFS) | PUB6438SR/U | 441.7038 | 405.1007 | Y | 441.7038 | 423.9 | 441.7038
HWI-PUB6438SRU | 175888 | 19 | 133921 | Bacnet Unitary Spyder Control with Relay | HONEYWELL INTERNATIONAL ECC US (HOFS) | PUB6438SR/U | 441.7038 | 423.9 | Y | 441.7038 | 423.9 | 441.7038
HWI-PUB6438SRU | 175891 | 37 | 133921 | Bacnet Unitary Spyder Control with Relay | HONEYWELL INTERNATIONAL ECC US (HOFS) | PUB6438SR/U | 441.7038 | 408.1644 | Y | 441.7038 | 423.9 | 441.7038
HWI-PUB6438SU | 10006 | 2 | 133921 | Honeywell Spyder BACnet Programmable | HONEYWELL INTERNATIONAL ECC US (HOFS) | PUB6438S/U | 449.8835 | 325.41 | Y | 449.8835 | 431.75 | 449.8835
HWI-PUB6438SU | 10008 | 14 | 133921 | Honeywell Spyder BACnet Programmable | HONEYWELL INTERNATIONAL ECC US (HOFS) | PUB6438S/U | 449.8835 | 341.028 | Y | 449.8835 | 431.75 | 449.8835
HWI-PUB6438SU | 10510 | 28 | 133921 | Honeywell Spyder BACnet Programmable | HONEYWELL INTERNATIONAL ECC US (HOFS) | PUB6438S/U | 449.8835 | 344.1327 | Y | 449.8835 | 431.75 | 449.8835
HWI-PUB6438SU | 166553 | 2 | 133921 | Honeywell Spyder BACnet Programmable | HONEYWELL INTERNATIONAL ECC US (HOFS) | PUB6438S/U | 449.8835 | 431.75 | Y | 449.8835 | 431.75 | 449.8835
HWI-PUB6438SU | 166557 | 2 | 133921 | Honeywell Spyder BACnet Programmable | HONEYWELL INTERNATIONAL ECC US (HOFS) | PUB6438S/U | 449.8835 | 391.595 | Y | 449.8835 | 431.75 | 449.8835
HWI-PUB6438SU | 166559 | 12 | 133921 | Honeywell Spyder BACnet Programmable | HONEYWELL INTERNATIONAL ECC US (HOFS) | PUB6438S/U | 449.8835 | 348.6241 | Y | 449.8835 | 431.75 | 449.8835
HWI-PUB6438SU | 166560 | 3 | 133921 | Honeywell Spyder BACnet Programmable | HONEYWELL INTERNATIONAL ECC US (HOFS) | PUB6438S/U | 449.8835 | 337.7535 | Y | 449.8835 | 431.75 | 449.8835
HWI-PUB6438SU | 166561 | 6 | 133921 | Honeywell Spyder BACnet Programmable | HONEYWELL INTERNATIONAL ECC US (HOFS) | PUB6438S/U | 449.8835 | 358.7866 | Y | 449.8835 | 431.75 | 449.8835
HWI-PUB6438SU | 175883 | 3 | 133921 | Honeywell Spyder BACnet Programmable | HONEYWELL INTERNATIONAL ECC US (HOFS) | PUB6438S/U | 449.8835 | 378.21 | Y | 449.8835 | 431.75 | 449.8835
HWI-PUB6438SU | 175888 | 3 | 133921 | Honeywell Spyder BACnet Programmable | HONEYWELL INTERNATIONAL ECC US (HOFS) | PUB6438S/U | 449.8835 | 329.2687 | Y | 449.8835 | 431.75 | 449.8835
HWI-PUB6438SU | 175891 | 2 | 133921 | Honeywell Spyder BACnet Programmable | HONEYWELL INTERNATIONAL ECC US (HOFS) | PUB6438S/U | 449.8835 | 325.41 | Y | 449.8835 | 431.75 | 449.8835
HWI-PUL1012SU | 10006 | 2 | 133921 | Honeywell Spyder (Lon) with Sensor Bus - | HONEYWELL INTERNATIONAL ECC US (HOFS) | PUL1012S/U | 203.19 | 108.85 | N | 203.19 | 179.545 | 203.19
HWI-PUL1012SU | 10008 | 4 | 133921 | Honeywell Spyder (Lon) with Sensor Bus - | HONEYWELL INTERNATIONAL ECC US (HOFS) | PUL1012S/U | 203.19 | 101.9856 | N | 203.19 | 179.545 | 203.19
HWI-PUL1012SU | 10510 | 3 | 133921 | Honeywell Spyder (Lon) with Sensor Bus - | HONEYWELL INTERNATIONAL ECC US (HOFS) | PUL1012S/U | 203.19 | 172.91 | Y | 203.19 | 179.545 | 203.19
HWI-PUL1012SU | 175891 | 5 | 133921 | Honeywell Spyder (Lon) with Sensor Bus - | HONEYWELL INTERNATIONAL ECC US (HOFS) | PUL1012S/U | 203.19 | 179.545 | N | 203.19 | 179.545 | 203.19
HWI-PUL4024SU | 10008 | 2 | 133921 | Honeywell Spyder Lon Programmable Contro | HONEYWELL INTERNATIONAL ECC US (HOFS) | PUL4024S/U | 268.315 | 233.1635 | Y | 268.315 | 257.5 | 268.315
HWI-PUL4024SU | 10510 | 6 | 133921 | Honeywell Spyder Lon Programmable Contro | HONEYWELL INTERNATIONAL ECC US (HOFS) | PUL4024S/U | 268.315 | 257.5 | Y | 268.315 | 257.5 | 268.315
HWI-PUL4024SU | 175883 | 2 | 133921 | Honeywell Spyder Lon Programmable Contro | HONEYWELL INTERNATIONAL ECC US (HOFS) | PUL4024S/U | 268.315 | 223.76 | Y | 268.315 | 257.5 | 268.315
HWI-PUL6438SILCU | 175891 | 1 | 133921 | Spyder Programmable Unitary Lon | HONEYWELL INTERNATIONAL ECC US (HOFS) | PUL6438S-ILC/U | 527.5125 | 355.2192 | N | 527.5125 | 355.2192 | 527.5125
HWI-PUL6438SRILCU | 175883 | 5 | 133921 | Spyder Lon 6UI,4DI,3AO,8RO Open Lic | HONEYWELL INTERNATIONAL ECC US (HOFS) | PUL6438SR-ILC/U | 592.6375 | 558.622 | Y | 592.6375 | 558.622 | 592.6375
HWI-PUL6438SRILCU | 176046 | 1 | 133921 | Spyder Lon 6UI,4DI,3AO,8RO Open Lic | HONEYWELL INTERNATIONAL ECC US (HOFS) | PUL6438SR-ILC/U | 592.6375 | 464.25 | N | 592.6375 | 558.622 | 592.6375
HWI-PUL6438SRU | 10008 | 19 | 133921 | Honeywell Spyder Programmable Unitary Co | HONEYWELL INTERNATIONAL ECC US (HOFS) | PUL6438SR/U | 448.06 | 430 | Y | 448.06 | 430 | 448.06
HWI-PUL6438SRU | 10510 | 18 | 133921 | Honeywell Spyder Programmable Unitary Co | HONEYWELL INTERNATIONAL ECC US (HOFS) | PUL6438SR/U | 448.06 | 428.9111 | Y | 448.06 | 430 | 448.06
HWI-PUL6438SRU | 175888 | 1 | 133921 | Honeywell Spyder Programmable Unitary Co | HONEYWELL INTERNATIONAL ECC US (HOFS) | PUL6438SR/U | 448.06 | 430 | Y | 448.06 | 430 | 448.06
HWI-PUL6438SRU | 175891 | 12 | 133921 | Honeywell Spyder Programmable Unitary Co | HONEYWELL INTERNATIONAL ECC US (HOFS) | PUL6438SR/U | 448.06 | 430 | Y | 448.06 | 430 | 448.06
HWI-PUL6438SU | 10510 | 11 | 133921 | Spyder Lon Programmable Controller, 6 Un | HONEYWELL INTERNATIONAL ECC US (HOFS) | PUL6438S/U | 406.38 | 390 | Y | 406.38 | 390 | 406.38
HWI-PUL6438SU | 166553 | 4 | 133921 | Spyder Lon Programmable Controller, 6 Un | HONEYWELL INTERNATIONAL ECC US (HOFS) | PUL6438S/U | 406.38 | 350.32 | Y | 406.38 | 390 | 406.38
HWI-PUL6438SU | 166560 | 5 | 133921 | Spyder Lon Programmable Controller, 6 Un | HONEYWELL INTERNATIONAL ECC US (HOFS) | PUL6438S/U | 406.38 | 389.1545 | Y | 406.38 | 390 | 406.38
HWI-PUL6438SU | 166561 | 4 | 133921 | Spyder Lon Programmable Controller, 6 Un | HONEYWELL INTERNATIONAL ECC US (HOFS) | PUL6438S/U | 406.38 | 370.2437 | Y | 406.38 | 390 | 406.38
HWI-PUL6438SU | 175883 | 1 | 133921 | Spyder Lon Programmable Controller, 6 Un | HONEYWELL INTERNATIONAL ECC US (HOFS) | PUL6438S/U | 406.38 | 275.5669 | Y | 406.38 | 390 | 406.38
HWI-PUL6438SU | 175888 | 1 | 133921 | Spyder Lon Programmable Controller, 6 Un | HONEYWELL INTERNATIONAL ECC US (HOFS) | PUL6438S/U | 406.38 | 390 | Y | 406.38 | 390 | 406.38
HWI-PUL6438SU | 175891 | 4 | 133921 | Spyder Lon Programmable Controller, 6 Un | HONEYWELL INTERNATIONAL ECC US (HOFS) | PUL6438S/U | 406.38 | 331.78 | Y | 406.38 | 390 | 406.38
HWI-PVB0000ASILCU | 175883 | 1 | 133921 | SPYDER BACNET ILC PROGRAMMABLE VAV CONTR | HONEYWELL INTERNATIONAL ECC US (HOFS) | PVB0000AS-ILC/U | 273.525 | 211.39 | N | 273.525 | 211.39 | 273.525
HWI-PVB0000ASU | 10510 | 25 | 133921 | Spyder VAV 0/0/0/0, Int Actuator | HONEYWELL INTERNATIONAL ECC US (HOFS) | PVB0000AS/U | 205.795 | 170.8 | Y | 205.795 | 170.8 | 205.795
HWI-PVB0000ASU | 175888 | 1 | 133921 | Spyder VAV 0/0/0/0, Int Actuator | HONEYWELL INTERNATIONAL ECC US (HOFS) | PVB0000AS/U | 205.795 | 170.8 | N | 205.795 | 170.8 | 205.795
HWI-PVB0000ASU | 175891 | 3 | 133921 | Spyder VAV 0/0/0/0, Int Actuator | HONEYWELL INTERNATIONAL ECC US (HOFS) | PVB0000AS/U | 205.795 | 125.5574 | N | 205.795 | 170.8 | 205.795
HWI-PVB4022ASILCU | 166559 | 6 | 133921 | Honeywell BACnet Spyder ILC Controller | HONEYWELL INTERNATIONAL ECC US (HOFS) | PVB4022AS-ILC/U | 359.49 | 324.8113 | Y | 359.49 | 324.8113 | 359.49
HWI-PVB4022ASILCU | 175891 | 4 | 133921 | Honeywell BACnet Spyder ILC Controller | HONEYWELL INTERNATIONAL ECC US (HOFS) | PVB4022AS-ILC/U | 359.49 | 304.8414 | Y | 359.49 | 324.8113 | 359.49
HWI-PVB4022ASU | 10008 | 54 | 133921 | Honeywell Spyder Bacnet Programmable | HONEYWELL INTERNATIONAL ECC US (HOFS) | PVB4022AS/U | 281.34 | 268.4314 | Y | 281.34 | 270 | 281.34
HWI-PVB4022ASU | 10510 | 20 | 133921 | Honeywell Spyder Bacnet Programmable | HONEYWELL INTERNATIONAL ECC US (HOFS) | PVB4022AS/U | 281.34 | 269.9116 | Y | 281.34 | 270 | 281.34
HWI-PVB4022ASU | 166553 | 4 | 133921 | Honeywell Spyder Bacnet Programmable | HONEYWELL INTERNATIONAL ECC US (HOFS) | PVB4022AS/U | 281.34 | 268.9438 | Y | 281.34 | 270 | 281.34
HWI-PVB4022ASU | 166557 | 1 | 133921 | Honeywell Spyder Bacnet Programmable | HONEYWELL INTERNATIONAL ECC US (HOFS) | PVB4022AS/U | 281.34 | 268.7429 | Y | 281.34 | 270 | 281.34
HWI-PVB4022ASU | 166559 | 8 | 133921 | Honeywell Spyder Bacnet Programmable | HONEYWELL INTERNATIONAL ECC US (HOFS) | PVB4022AS/U | 281.34 | 270 | Y | 281.34 | 270 | 281.34
HWI-PVB4022ASU | 166560 | 1 | 133921 | Honeywell Spyder Bacnet Programmable | HONEYWELL INTERNATIONAL ECC US (HOFS) | PVB4022AS/U | 281.34 | 270 | Y | 281.34 | 270 | 281.34
HWI-PVB4022ASU | 166561 | 8 | 133921 | Honeywell Spyder Bacnet Programmable | HONEYWELL INTERNATIONAL ECC US (HOFS) | PVB4022AS/U | 281.34 | 269.5598 | Y | 281.34 | 270 | 281.34
HWI-PVB4022ASU | 175883 | 18 | 133921 | Honeywell Spyder Bacnet Programmable | HONEYWELL INTERNATIONAL ECC US (HOFS) | PVB4022AS/U | 281.34 | 269.9417 | Y | 281.34 | 270 | 281.34
HWI-PVB4022ASU | 175888 | 33 | 133921 | Honeywell Spyder Bacnet Programmable | HONEYWELL INTERNATIONAL ECC US (HOFS) | PVB4022AS/U | 281.34 | 269.4672 | Y | 281.34 | 270 | 281.34
HWI-PVB4022ASU | 175890 | 2 | 133921 | Honeywell Spyder Bacnet Programmable | HONEYWELL INTERNATIONAL ECC US (HOFS) | PVB4022AS/U | 281.34 | 259.3742 | Y | 281.34 | 270 | 281.34
HWI-PVB4022ASU | 175891 | 8 | 133921 | Honeywell Spyder Bacnet Programmable | HONEYWELL INTERNATIONAL ECC US (HOFS) | PVB4022AS/U | 281.34 | 258.1728 | Y | 281.34 | 270 | 281.34
HWI-PVB4024NSILCU | 10008 | 26 | 133921 | VAV Controller without actuator, BACnet | HONEYWELL INTERNATIONAL ECC US (HOFS) | PVB4024NS-ILC/U | 354.28 | 197.5612 | N | 354.28 | 201.49 | 354.28
HWI-PVB4024NSILCU | 166559 | 5 | 133921 | VAV Controller without actuator, BACnet | HONEYWELL INTERNATIONAL ECC US (HOFS) | PVB4024NS-ILC/U | 354.28 | 201.49 | N | 354.28 | 201.49 | 354.28
HWI-PVB4024NSU | 166559 | 10 | 133921 | MICRO BACNET SPYDER PROGRAMMABLE CONTROL | HONEYWELL INTERNATIONAL ECC US (HOFS) | PVB4024NS/U | 244.87 | 235 | Y | 244.87 | 235 | 244.87
HWI-PVB4024NSU | 175883 | 1 | 133921 | MICRO BACNET SPYDER PROGRAMMABLE CONTROL | HONEYWELL INTERNATIONAL ECC US (HOFS) | PVB4024NS/U | 244.87 | 235 | Y | 244.87 | 235 | 244.87
HWI-PVB6436ASILCU | 10008 | 44 | 133921 | VAV CONTROLLER | HONEYWELL INTERNATIONAL ECC US (HOFS) | PVB6436AS-ILC/U | 500.16 | 348.3847 | Y | 500.16 | 348.3847 | 500.16
HWI-PVB6436ASU | 10510 | 16 | 133921 | Honeywll Programmable BACnet VAV | HONEYWELL INTERNATIONAL ECC US (HOFS) | PVB6436AS/U | 390.75 | 364.1828 | Y | 390.75 | 375 | 390.75
HWI-PVB6436ASU | 166557 | 1 | 133921 | Honeywll Programmable BACnet VAV | HONEYWELL INTERNATIONAL ECC US (HOFS) | PVB6436AS/U | 390.75 | 375 | Y | 390.75 | 375 | 390.75
HWI-PVB6436ASU | 166559 | 6 | 133921 | Honeywll Programmable BACnet VAV | HONEYWELL INTERNATIONAL ECC US (HOFS) | PVB6436AS/U | 390.75 | 373.1084 | Y | 390.75 | 375 | 390.75
HWI-PVB6436ASU | 175883 | 1 | 133921 | Honeywll Programmable BACnet VAV | HONEYWELL INTERNATIONAL ECC US (HOFS) | PVB6436AS/U | 390.75 | 325.0071 | Y | 390.75 | 375 | 390.75
HWI-PVB6436ASU | 175888 | 4 | 133921 | Honeywll Programmable BACnet VAV | HONEYWELL INTERNATIONAL ECC US (HOFS) | PVB6436AS/U | 390.75 | 329.5738 | Y | 390.75 | 375 | 390.75
HWI-PVB6436ASU | 175890 | 1 | 133921 | Honeywll Programmable BACnet VAV | HONEYWELL INTERNATIONAL ECC US (HOFS) | PVB6436AS/U | 390.75 | 310.74 | N | 390.75 | 375 | 390.75
HWI-PVB6436ASU | 175891 | 11 | 133921 | Honeywll Programmable BACnet VAV | HONEYWELL INTERNATIONAL ECC US (HOFS) | PVB6436AS/U | 390.75 | 340.0851 | Y | 390.75 | 375 | 390.75
HWI-PVB6438NSILCU | 10008 | 40 | 133921 | SPYDER BACNET ILC PROGRAMMABLE VAV CONTR | HONEYWELL INTERNATIONAL ECC US (HOFS) | PVB6438NS-ILC/U | 497.555 | 273.915 | N | 497.555 | 392.32 | 497.555
HWI-PVB6438NSILCU | 175883 | 1 | 133921 | SPYDER BACNET ILC PROGRAMMABLE VAV CONTR | HONEYWELL INTERNATIONAL ECC US (HOFS) | PVB6438NS-ILC/U | 497.555 | 392.32 | N | 497.555 | 392.32 | 497.555
HWI-PVB6438NSU | 10008 | 21 | 133921 | Honeywell Spyder BACnet Programmable VAV | HONEYWELL INTERNATIONAL ECC US (HOFS) | PVB6438NS/U | 369.91 | 219.04 | N | 369.91 | 355 | 369.91
HWI-PVB6438NSU | 10510 | 10 | 133921 | Honeywell Spyder BACnet Programmable VAV | HONEYWELL INTERNATIONAL ECC US (HOFS) | PVB6438NS/U | 369.91 | 229.59 | N | 369.91 | 355 | 369.91
HWI-PVB6438NSU | 166553 | 1 | 133921 | Honeywell Spyder BACnet Programmable VAV | HONEYWELL INTERNATIONAL ECC US (HOFS) | PVB6438NS/U | 369.91 | 208.03 | N | 369.91 | 355 | 369.91
HWI-PVB6438NSU | 166559 | 4 | 133921 | Honeywell Spyder BACnet Programmable VAV | HONEYWELL INTERNATIONAL ECC US (HOFS) | PVB6438NS/U | 369.91 | 332.4825 | Y | 369.91 | 355 | 369.91
HWI-PVB6438NSU | 175883 | 1 | 133921 | Honeywell Spyder BACnet Programmable VAV | HONEYWELL INTERNATIONAL ECC US (HOFS) | PVB6438NS/U | 369.91 | 355 | Y | 369.91 | 355 | 369.91
HWI-PVB6438NSU | 175888 | 2 | 133921 | Honeywell Spyder BACnet Programmable VAV | HONEYWELL INTERNATIONAL ECC US (HOFS) | PVB6438NS/U | 369.91 | 219.2639 | N | 369.91 | 355 | 369.91
HWI-PVB6438NSU | 175891 | 13 | 133921 | Honeywell Spyder BACnet Programmable VAV | HONEYWELL INTERNATIONAL ECC US (HOFS) | PVB6438NS/U | 369.91 | 290.638 | Y | 369.91 | 355 | 369.91
HWI-PVL0000ASILCU | 175883 | 3 | 133921 | SPYDER LON ILC PROGRAMMABLE VAV CONTROLL | HONEYWELL INTERNATIONAL ECC US (HOFS) | PVL0000AS-ILC/U | 289.155 | 119.3 | N | 289.155 | 119.3 | 289.155
HWI-PVL0000ASU | 175891 | 3 | 133921 | Honwyewll Spyder Controller, LON, VAV | HONEYWELL INTERNATIONAL ECC US (HOFS) | PVL0000AS/U | 239.66 | 190.8364 | N | 239.66 | 190.8364 | 239.66
HWI-PVL4022ASILCU | 10510 | 3 | 133921 | Programmable Lon VAV Micro Spyder Contro | HONEYWELL INTERNATIONAL ECC US (HOFS) | PVL4022AS-ILC/U | 406.38 | 390 | Y | 406.38 | 390 | 406.38
HWI-PVL4022ASU | 10008 | 4 | 133921 | Honeywell Spyder (Lon) With Sensor Bus - | HONEYWELL INTERNATIONAL ECC US (HOFS) | PVL4022AS/U | 307.39 | 295 | Y | 307.39 | 295 | 307.39
HWI-PVL4022ASU | 10510 | 18 | 133921 | Honeywell Spyder (Lon) With Sensor Bus - | HONEYWELL INTERNATIONAL ECC US (HOFS) | PVL4022AS/U | 307.39 | 294.343 | Y | 307.39 | 295 | 307.39
HWI-PVL4022ASU | 166553 | 3 | 133921 | Honeywell Spyder (Lon) With Sensor Bus - | HONEYWELL INTERNATIONAL ECC US (HOFS) | PVL4022AS/U | 307.39 | 295 | N | 307.39 | 295 | 307.39
HWI-PVL4022ASU | 166557 | 5 | 133921 | Honeywell Spyder (Lon) With Sensor Bus - | HONEYWELL INTERNATIONAL ECC US (HOFS) | PVL4022AS/U | 307.39 | 295 | Y | 307.39 | 295 | 307.39
HWI-PVL4022ASU | 166561 | 1 | 133921 | Honeywell Spyder (Lon) With Sensor Bus - | HONEYWELL INTERNATIONAL ECC US (HOFS) | PVL4022AS/U | 307.39 | 295 | Y | 307.39 | 295 | 307.39
HWI-PVL4022ASU | 175883 | 10 | 133921 | Honeywell Spyder (Lon) With Sensor Bus - | HONEYWELL INTERNATIONAL ECC US (HOFS) | PVL4022AS/U | 307.39 | 294.5081 | Y | 307.39 | 295 | 307.39
HWI-PVL4022ASU | 175888 | 5 | 133921 | Honeywell Spyder (Lon) With Sensor Bus - | HONEYWELL INTERNATIONAL ECC US (HOFS) | PVL4022AS/U | 307.39 | 295 | Y | 307.39 | 295 | 307.39
HWI-PVL4022ASU | 175890 | 4 | 133921 | Honeywell Spyder (Lon) With Sensor Bus - | HONEYWELL INTERNATIONAL ECC US (HOFS) | PVL4022AS/U | 307.39 | 294.524 | Y | 307.39 | 295 | 307.39
HWI-PVL4022ASU | 175891 | 4 | 133921 | Honeywell Spyder (Lon) With Sensor Bus - | HONEYWELL INTERNATIONAL ECC US (HOFS) | PVL4022AS/U | 307.39 | 295 | Y | 307.39 | 295 | 307.39
HWI-PVL4024NSU | 10510 | 2 | 133921 | Spyder Programmable VAV Controller | HONEYWELL INTERNATIONAL ECC US (HOFS) | PVL4024NS/U | 286.55 | 193.641 | Y | 286.55 | 267.23 | 286.55
HWI-PVL4024NSU | 166559 | 1 | 133921 | Spyder Programmable VAV Controller | HONEYWELL INTERNATIONAL ECC US (HOFS) | PVL4024NS/U | 286.55 | 126.63 | N | 286.55 | 267.23 | 286.55
HWI-PVL4024NSU | 175883 | 1 | 133921 | Spyder Programmable VAV Controller | HONEYWELL INTERNATIONAL ECC US (HOFS) | PVL4024NS/U | 286.55 | 226.015 | N | 286.55 | 267.23 | 286.55
HWI-PVL4024NSU | 175888 | 3 | 133921 | Spyder Programmable VAV Controller | HONEYWELL INTERNATIONAL ECC US (HOFS) | PVL4024NS/U | 286.55 | 240.32 | N | 286.55 | 267.23 | 286.55
HWI-PVL4024NSU | 175891 | 10 | 133921 | Spyder Programmable VAV Controller | HONEYWELL INTERNATIONAL ECC US (HOFS) | PVL4024NS/U | 286.55 | 267.23 | Y | 286.55 | 267.23 | 286.55
HWI-PVL6436ASU | 10510 | 13 | 133921 | PROGRAMMABLE VAV CONTROLLER WITH ACTUATO | HONEYWELL INTERNATIONAL ECC US (HOFS) | PVL6436AS/U | 497.5654 | 415 | Y | 497.5654 | 415 | 497.5654
HWI-PVL6436ASU | 166559 | 3 | 133921 | PROGRAMMABLE VAV CONTROLLER WITH ACTUATO | HONEYWELL INTERNATIONAL ECC US (HOFS) | PVL6436AS/U | 497.5654 | 401.8485 | Y | 497.5654 | 415 | 497.5654
HWI-PVL6436ASU | 175883 | 1 | 133921 | PROGRAMMABLE VAV CONTROLLER WITH ACTUATO | HONEYWELL INTERNATIONAL ECC US (HOFS) | PVL6436AS/U | 497.5654 | 415 | Y | 497.5654 | 415 | 497.5654
HWI-PVL6436ASU | 175891 | 1 | 133921 | PROGRAMMABLE VAV CONTROLLER WITH ACTUATO | HONEYWELL INTERNATIONAL ECC US (HOFS) | PVL6436AS/U | 497.5654 | 273.2581 | Y | 497.5654 | 415 | 497.5654
HWI-PVL6438NSILCU | 175883 | 2 | 133921 | VAV Spyder LON, 6UI,4DI,3AO,8DO | HONEYWELL INTERNATIONAL ECC US (HOFS) | PVL6438NS-ILC/U | 534.025 | 231.9006 | N | 534.025 | 333.8092 | 534.025
HWI-PVL6438NSILCU | 175891 | 2 | 133921 | VAV Spyder LON, 6UI,4DI,3AO,8DO | HONEYWELL INTERNATIONAL ECC US (HOFS) | PVL6438NS-ILC/U | 534.025 | 333.8092 | Y | 534.025 | 333.8092 | 534.025
HWI-PVL6438NSU | 10008 | 18 | 133921 | SPYDER - VAV CONTROLLER WITH SYLK BUS | HONEYWELL INTERNATIONAL ECC US (HOFS) | PVL6438NS/U | 492.345 | 255.9584 | N | 492.345 | 446.9 | 492.345
HWI-PVL6438NSU | 10510 | 10 | 133921 | SPYDER - VAV CONTROLLER WITH SYLK BUS | HONEYWELL INTERNATIONAL ECC US (HOFS) | PVL6438NS/U | 492.345 | 446.9 | N | 492.345 | 446.9 | 492.345
HWI-PVL6438NSU | 166559 | 2 | 133921 | SPYDER - VAV CONTROLLER WITH SYLK BUS | HONEYWELL INTERNATIONAL ECC US (HOFS) | PVL6438NS/U | 492.345 | 255.9584 | N | 492.345 | 446.9 | 492.345
HWI-PWT100U | 166561 | 1 | 133921 | Wet Differential Pressure Sensor | HONEYWELL INTERNATIONAL ECC US (HOFS) | PWT100/U | 81.27 | 81.27 | N | 81.27 | 81.27 | 81.27
HWI-PWT250U | 166561 | 3 | 133921 | Wet Differential Pressure Sensor | HONEYWELL INTERNATIONAL ECC US (HOFS) | PWT250/U | 81.27 | 81.27 | N | 81.27 | 81.27 | 81.27
HWI-PWTBVU | 10008 | 1 | 133921 | BYPASS VALVE MANIFOLD | HONEYWELL INTERNATIONAL ECC US (HOFS) | PWT-BV/U | 332.69 | 269.28 | N | 332.69 | 269.28 | 332.69
HWI-Q179C1041U | 173042 | 1 | 133921 | PILOT ASSY D TIP | HONEYWELL INTERNATIONAL ECC US (HOFS) | Q179C1041/U | 63.82 | 63.82 | N | 63.82 | 63.82 | 63.82
HWI-Q209E1002U | 10510 | 2 | 133921 | 150 OHM POTENTIOMETER. | HONEYWELL INTERNATIONAL ECC US (HOFS) | Q209E1002/U | 262.1 | 150.72 | Y | 262.1 | 150.72 | 262.1
HWI-Q5001D1000U | 10510 | 2 | 133921 | Valve Linkage - Mod III, Mod IV motors | HONEYWELL INTERNATIONAL ECC US (HOFS) | Q5001D1000/U | 720.1575 | 645.437 | Y | 720.1575 | 691.13 | 720.1575
HWI-Q5001D1000U | 173042 | 2 | 133921 | Valve Linkage - Mod III, Mod IV motors | HONEYWELL INTERNATIONAL ECC US (HOFS) | Q5001D1000/U | 720.1575 | 691.13 | Y | 720.1575 | 691.13 | 720.1575
HWI-Q5001D1000U | 175888 | 9 | 133921 | Valve Linkage - Mod III, Mod IV motors | HONEYWELL INTERNATIONAL ECC US (HOFS) | Q5001D1000/U | 720.1575 | 425.2655 | Y | 720.1575 | 691.13 | 720.1575
HWI-Q5001D1000U | 175890 | 2 | 133921 | Valve Linkage - Mod III, Mod IV motors | HONEYWELL INTERNATIONAL ECC US (HOFS) | Q5001D1000/U | 720.1575 | 436.2479 | Y | 720.1575 | 691.13 | 720.1575
HWI-Q5001D1000U | 175891 | 2 | 133921 | Valve Linkage - Mod III, Mod IV motors | HONEYWELL INTERNATIONAL ECC US (HOFS) | Q5001D1000/U | 720.1575 | 297.8425 | Y | 720.1575 | 691.13 | 720.1575
HWI-Q5001D1018U | 175888 | 2 | 133921 | VALVE LINKAGE FOR MODUTROL IV | HONEYWELL INTERNATIONAL ECC US (HOFS) | Q5001D1018/U | 818.6994 | 317.7396 | Y | 818.6994 | 317.7396 | 818.6994
HWI-Q5001D1026U | 10510 | 1 | 133921 | VALVE LINKAGE 1 1/2" STROKE | HONEYWELL INTERNATIONAL ECC US (HOFS) | Q5001D1026/U | 962.735 | 141.91 | N | 962.735 | 563.8615 | 962.735
HWI-Q5001D1026U | 166561 | 2 | 133921 | VALVE LINKAGE 1 1/2" STROKE | HONEYWELL INTERNATIONAL ECC US (HOFS) | Q5001D1026/U | 962.735 | 131.95 | N | 962.735 | 563.8615 | 962.735
HWI-Q5001D1026U | 173042 | 2 | 133921 | VALVE LINKAGE 1 1/2" STROKE | HONEYWELL INTERNATIONAL ECC US (HOFS) | Q5001D1026/U | 962.735 | 131.95 | N | 962.735 | 563.8615 | 962.735
HWI-Q5001D1026U | 175888 | 2 | 133921 | VALVE LINKAGE 1 1/2" STROKE | HONEYWELL INTERNATIONAL ECC US (HOFS) | Q5001D1026/U | 962.735 | 563.8615 | Y | 962.735 | 563.8615 | 962.735
HWI-Q5001D1026U | 175890 | 1 | 133921 | VALVE LINKAGE 1 1/2" STROKE | HONEYWELL INTERNATIONAL ECC US (HOFS) | Q5001D1026/U | 962.735 | 96.0587 | N | 962.735 | 563.8615 | 962.735
HWI-Q5020A1003U | 10008 | 3 | 133921 | HONEYWELL VALVE LINKAGE | HONEYWELL INTERNATIONAL ECC US (HOFS) | Q5020A1003/U | 174.535 | 167.5 | Y | 174.535 | 167.5 | 174.535
HWI-Q5020A1003U | 10510 | 1 | 133921 | HONEYWELL VALVE LINKAGE | HONEYWELL INTERNATIONAL ECC US (HOFS) | Q5020A1003/U | 174.535 | 167.5 | Y | 174.535 | 167.5 | 174.535
HWI-Q5020A1003U | 175888 | -4 | 133921 | HONEYWELL VALVE LINKAGE | HONEYWELL INTERNATIONAL ECC US (HOFS) | Q5020A1003/U | 174.535 | 167.5 | Y | 174.535 | 167.5 | 174.535
HWI-Q5020A1003U | 175891 | 1 | 133921 | HONEYWELL VALVE LINKAGE | HONEYWELL INTERNATIONAL ECC US (HOFS) | Q5020A1003/U | 174.535 | 167.5 | Y | 174.535 | 167.5 | 174.535
HWI-Q605D1024 | 10008 | 1 | 133921 | HONEYWELL LINKAGE KIT | HONEYWELL INTERNATIONAL ECC US (HOFS) | Q605D1024 | 72.79 | 72.79 | N | 72.79 | 72.79 | 72.79
HWI-Q605D1069U | 175890 | 2 | 133921 | LINKAGE USE WITH MOD IV MOTOR AND DAMPER | HONEYWELL INTERNATIONAL ECC US (HOFS) | Q605D1069/U | 485.1552 | 581.85 | N | 485.1552 | 581.85 | 581.85
HWI-Q605G1009U | 10008 | 2 | 133921 | ***LINKAGE USE WITH MOD IV MOTOR AND | HONEYWELL INTERNATIONAL ECC US (HOFS) | Q605G1009/U | 48.51 | 48.51 | N | 48.51 | 48.51 | 48.51
HWI-Q605H1024U | 10008 | 1 | 133921 | ***HONEYWELL LINKAGE KIT | HONEYWELL INTERNATIONAL ECC US (HOFS) | Q605H1024/U | 72.79 | 72.79 | N | 72.79 | 72.79 | 72.79
HWI-Q651A1009U | 10510 | 9 | 133921 | Q651A1009 STANDARD | HONEYWELL INTERNATIONAL ECC US (HOFS) | Q651A1009/U | 76.19 | 58.708 | Y | 76.19 | 58.708 | 76.19
HWI-Q667B1004U | 175888 | 1 | 133921 | SUBBASE system and fan switches | HONEYWELL INTERNATIONAL ECC US (HOFS) | Q667B1004/U | 396.26 | 86.6 | N | 396.26 | 86.6 | 396.26
HWI-Q7002B1009U | 175888 | 1 | 133921 | UNIVERSAL ANALOG INTERFACE MODULE WITH E | HONEYWELL INTERNATIONAL ECC US (HOFS) | Q7002B1009/U | 309.995 | 102.05 | N | 309.995 | 102.05 | 309.995
HWI-Q709A1005U | 10008 | 1 | 133921 | POTENTIOMETER FOR M7415 | HONEYWELL INTERNATIONAL ECC US (HOFS) | Q709A1005/U | 64.1 | 41.28 | N | 64.1 | 41.28 | 64.1
HWI-Q709A1005U | 10510 | 4 | 133921 | POTENTIOMETER FOR M7415 | HONEYWELL INTERNATIONAL ECC US (HOFS) | Q709A1005/U | 64.1 | 24.951 | Y | 64.1 | 41.28 | 64.1
HWI-Q709A1005U | 175891 | 3 | 133921 | POTENTIOMETER FOR M7415 | HONEYWELL INTERNATIONAL ECC US (HOFS) | Q709A1005/U | 64.1 | 36.1466 | Y | 64.1 | 41.28 | 64.1
HWI-Q7130A1006U | 173042 | 2 | 133921 | ELECTRONIC MODULE | HONEYWELL INTERNATIONAL ECC US (HOFS) | Q7130A1006/U | 170.19 | 57.44 | N | 170.19 | 57.44 | 170.19
HWI-Q7230A1005U | 10510 | 1 | 133921 | Mod Motor Interface Volt/Amp to Ohm | HONEYWELL INTERNATIONAL ECC US (HOFS) | Q7230A1005/U | 160.7077 | 136.61 | Y | 160.7077 | 154.23 | 160.7077
HWI-Q7230A1005U | 166553 | 1 | 133921 | Mod Motor Interface Volt/Amp to Ohm | HONEYWELL INTERNATIONAL ECC US (HOFS) | Q7230A1005/U | 160.7077 | 143.27 | N | 160.7077 | 154.23 | 160.7077
HWI-Q7230A1005U | 166559 | 2 | 133921 | Mod Motor Interface Volt/Amp to Ohm | HONEYWELL INTERNATIONAL ECC US (HOFS) | Q7230A1005/U | 160.7077 | 143.27 | Y | 160.7077 | 154.23 | 160.7077
HWI-Q7230A1005U | 173042 | 2 | 133921 | Mod Motor Interface Volt/Amp to Ohm | HONEYWELL INTERNATIONAL ECC US (HOFS) | Q7230A1005/U | 160.7077 | 154.23 | Y | 160.7077 | 154.23 | 160.7077
HWI-Q7230A1005U | 175888 | 4 | 133921 | Mod Motor Interface Volt/Amp to Ohm | HONEYWELL INTERNATIONAL ECC US (HOFS) | Q7230A1005/U | 160.7077 | 146.308 | Y | 160.7077 | 154.23 | 160.7077
HWI-Q7230A1005U | 175890 | 1 | 133921 | Mod Motor Interface Volt/Amp to Ohm | HONEYWELL INTERNATIONAL ECC US (HOFS) | Q7230A1005/U | 160.7077 | 138.386 | Y | 160.7077 | 154.23 | 160.7077
HWI-Q7230A1005U | 175891 | 1 | 133921 | Mod Motor Interface Volt/Amp to Ohm | HONEYWELL INTERNATIONAL ECC US (HOFS) | Q7230A1005/U | 160.7077 | 154.23 | Y | 160.7077 | 154.23 | 160.7077
HWI-Q7330A1004U | 173042 | 4 | 133921 | ADAPTS SERIES 90 MOD IV MOTORS FOR W | HONEYWELL INTERNATIONAL ECC US (HOFS) | Q7330A1004/U | 137.9712 | 56.32 | N | 137.9712 | 56.32 | 137.9712
HWI-Q769C1007U | 10510 | 2 | 133921 | 0 2 - 10 VDC Adapter M74** actuator | HONEYWELL INTERNATIONAL ECC US (HOFS) | Q769C1007/U | 74.2946 | 35.3333 | Y | 74.2946 | 35.3333 | 74.2946
HWI-Q769C1007U | 175891 | 1 | 133921 | 0 2 - 10 VDC Adapter M74** actuator | HONEYWELL INTERNATIONAL ECC US (HOFS) | Q769C1007/U | 74.2946 | 28.81 | N | 74.2946 | 35.3333 | 74.2946
HWI-Q7740A1008U | 10008 | 1 | 133921 | FTT REPEATER 2 NETWORK SEGMENTS LON WORK | HONEYWELL INTERNATIONAL ECC US (HOFS) | Q7740A1008/U | 503.93 | 503.93 | N | 503.93 | 503.93 | 503.93
HWI-Q7752B2009U | 10008 | 3 | 133921 | PCC 10 SLTA SERIAL LON TALK ADAPTER FOR | HONEYWELL INTERNATIONAL ECC US (HOFS) | Q7752B2009/U | 393.7933 | 393.7933 | N | 393.7933 | 393.7933 | 393.7933
HWI-Q7752B2009U | 175883 | 1 | 133921 | PCC 10 SLTA SERIAL LON TALK ADAPTER FOR | HONEYWELL INTERNATIONAL ECC US (HOFS) | Q7752B2009/U | 393.7933 | 335.49 | N | 393.7933 | 393.7933 | 393.7933
HWI-Q795A1004U | 10510 | 1 | 133921 | Q795A1004/UHNY | HONEYWELL INTERNATIONAL ECC US (HOFS) | Q795A1004U | 64.33 | 64.33 | N | 64.33 | 64.33 | 64.33
HWI-RP418A1073 | 166559 | 3 | 133921 | Electric/Pneumatic Relay 277V | HONEYWELL INTERNATIONAL ECC US (HOFS) | RP418A1073/U | 29.19 | 29.19 | N | 29.19 | 29.19 | 29.19
HWI-RP418A1081 | 166557 | 2 | 133921 | Selector Relay 208V | HONEYWELL INTERNATIONAL ECC US (HOFS) | RP418A1081/U | 49.1028 | 44.31 | Y | 49.1028 | 49.1028 | 49.1028
HWI-RP418A1081 | 166561 | 1 | 133921 | Selector Relay 208V | HONEYWELL INTERNATIONAL ECC US (HOFS) | RP418A1081/U | 49.1028 | 39.99 | N | 49.1028 | 49.1028 | 49.1028
HWI-RP418A1081 | 175891 | 3 | 133921 | Selector Relay 208V | HONEYWELL INTERNATIONAL ECC US (HOFS) | RP418A1081/U | 49.1028 | 49.1028 | Y | 49.1028 | 49.1028 | 49.1028
HWI-RP418A1099U | 166561 | 1 | 133921 | SURFACE MOUNTED ELECTRIC/PNEUMATIC RELAY | HONEYWELL INTERNATIONAL ECC US (HOFS) | RP418A1099/U | 49.99 | 49.99 | N | 49.99 | 49.99 | 49.99
HWI-RP418B1055 | 166560 | 9 | 133921 | 208v Panel Mount Electric / Pneumat | HONEYWELL INTERNATIONAL ECC US (HOFS) | RP418B1055/U | 66.9935 | 66.9935 | N | 66.9935 | 66.9935 | 66.9935
HWI-RP470A1003U | 10510 | 12 | 133921 | HIGH PRESSURE SELECTOR. TRANSMITS HIGHER | HONEYWELL INTERNATIONAL ECC US (HOFS) | RP470A1003/U | 59.4357 | 50.7409 | Y | 59.4357 | 50.7409 | 59.4357
HWI-RP470A1003U | 166553 | 2 | 133921 | HIGH PRESSURE SELECTOR. TRANSMITS HIGHER | HONEYWELL INTERNATIONAL ECC US (HOFS) | RP470A1003/U | 59.4357 | 19.0419 | N | 59.4357 | 50.7409 | 59.4357
HWI-RP470A1003U | 175891 | 3 | 133921 | HIGH PRESSURE SELECTOR. TRANSMITS HIGHER | HONEYWELL INTERNATIONAL ECC US (HOFS) | RP470A1003/U | 59.4357 | 33.7604 | Y | 59.4357 | 50.7409 | 59.4357
HWI-RP470B1001U | 10510 | 20 | 133921 | PNEUMATIC RELAY | HONEYWELL INTERNATIONAL ECC US (HOFS) | RP470B1001/U | 44.15 | 38.528 | Y | 44.15 | 38.528 | 44.15
HWI-RP470B1001U | 166553 | 3 | 133921 | PNEUMATIC RELAY | HONEYWELL INTERNATIONAL ECC US (HOFS) | RP470B1001/U | 44.15 | 20.2548 | N | 44.15 | 38.528 | 44.15
HWI-RP470B1001U | 166559 | 5 | 133921 | PNEUMATIC RELAY | HONEYWELL INTERNATIONAL ECC US (HOFS) | RP470B1001/U | 44.15 | 19.89 | N | 44.15 | 38.528 | 44.15
HWI-RP470B1001U | 166561 | 2 | 133921 | PNEUMATIC RELAY | HONEYWELL INTERNATIONAL ECC US (HOFS) | RP470B1001/U | 44.15 | 19.832 | N | 44.15 | 38.528 | 44.15
HWI-RP470B1001U | 175891 | 1 | 133921 | PNEUMATIC RELAY | HONEYWELL INTERNATIONAL ECC US (HOFS) | RP470B1001/U | 44.15 | 22.12 | N | 44.15 | 38.528 | 44.15
HWI-RP471A1002U | 10008 | 2 | 133921 | SWITCHING RELAY/SINGLE POLE DOUBLE THROW | HONEYWELL INTERNATIONAL ECC US (HOFS) | RP471A1002/U | 153.4345 | 95.19 | N | 153.4345 | 147.25 | 153.4345
HWI-RP471A1002U | 10510 | 9 | 133921 | SWITCHING RELAY/SINGLE POLE DOUBLE THROW | HONEYWELL INTERNATIONAL ECC US (HOFS) | RP471A1002/U | 153.4345 | 117.5044 | Y | 153.4345 | 147.25 | 153.4345
HWI-RP471A1002U | 166559 | 1 | 133921 | SWITCHING RELAY/SINGLE POLE DOUBLE THROW | HONEYWELL INTERNATIONAL ECC US (HOFS) | RP471A1002/U | 153.4345 | 38.27 | N | 153.4345 | 147.25 | 153.4345
HWI-RP471A1002U | 166561 | 1 | 133921 | SWITCHING RELAY/SINGLE POLE DOUBLE THROW | HONEYWELL INTERNATIONAL ECC US (HOFS) | RP471A1002/U | 153.4345 | 42.21 | N | 153.4345 | 147.25 | 153.4345
HWI-RP471A1002U | 175888 | 4 | 133921 | SWITCHING RELAY/SINGLE POLE DOUBLE THROW | HONEYWELL INTERNATIONAL ECC US (HOFS) | RP471A1002/U | 153.4345 | 147.25 | Y | 153.4345 | 147.25 | 153.4345
HWI-RP670A1001U | 10008 | 2 | 133921 | PILOT SIGNAL 3-7 PSI SWITCHPOINT. | HONEYWELL INTERNATIONAL ECC US (HOFS) | RP670A1001/U | 109.1599 | 24.35 | N | 109.1599 | 88.67 | 109.1599
HWI-RP670A1001U | 10510 | 1 | 133921 | PILOT SIGNAL 3-7 PSI SWITCHPOINT. | HONEYWELL INTERNATIONAL ECC US (HOFS) | RP670A1001/U | 109.1599 | 76.33 | Y | 109.1599 | 88.67 | 109.1599
HWI-RP670A1001U | 166561 | 5 | 133921 | PILOT SIGNAL 3-7 PSI SWITCHPOINT. | HONEYWELL INTERNATIONAL ECC US (HOFS) | RP670A1001/U | 109.1599 | 41.39 | N | 109.1599 | 88.67 | 109.1599
HWI-RP670A1001U | 175888 | 1 | 133921 | PILOT SIGNAL 3-7 PSI SWITCHPOINT. | HONEYWELL INTERNATIONAL ECC US (HOFS) | RP670A1001/U | 109.1599 | 88.67 | Y | 109.1599 | 88.67 | 109.1599
HWI-RP670A1001U | 175890 | 1 | 133921 | PILOT SIGNAL 3-7 PSI SWITCHPOINT. | HONEYWELL INTERNATIONAL ECC US (HOFS) | RP670A1001/U | 109.1599 | 41.9901 | N | 109.1599 | 88.67 | 109.1599
HWI-RP670A1019U | 10510 | 1 | 133921 | RP670A 1019 Switching Relay | HONEYWELL INTERNATIONAL ECC US (HOFS) | RP670A1019/U | 89.4557 | 80.9125 | N | 89.4557 | 84.2042 | 89.4557
HWI-RP670A1019U | 175888 | 2 | 133921 | RP670A 1019 Switching Relay | HONEYWELL INTERNATIONAL ECC US (HOFS) | RP670A1019/U | 89.4557 | 84.2042 | Y | 89.4557 | 84.2042 | 89.4557
HWI-RP670A1019U | 175891 | 1 | 133921 | RP670A 1019 Switching Relay | HONEYWELL INTERNATIONAL ECC US (HOFS) | RP670A1019/U | 89.4557 | 84.2042 | N | 89.4557 | 84.2042 | 89.4557
HWI-RP670B1009U | 10510 | 17 | 133921 | RP670B1009/U HNY | HONEYWELL INTERNATIONAL ECC US (HOFS) | RP670B1009/U | 197.0943 | 128.08 | N | 197.0943 | 138.0837 | 197.0943
HWI-RP670B1009U | 175888 | 1 | 133921 | RP670B1009/U HNY | HONEYWELL INTERNATIONAL ECC US (HOFS) | RP670B1009/U | 197.0943 | 138.0837 | N | 197.0943 | 138.0837 | 197.0943
HWI-RP670B1009U | 175891 | 3 | 133921 | RP670B1009/U HNY | HONEYWELL INTERNATIONAL ECC US (HOFS) | RP670B1009/U | 197.0943 | 125.1167 | Y | 197.0943 | 138.0837 | 197.0943
HWI-RP670B1017U | 10510 | 2 | 133921 | Pneu DPDT Relay, 13 and 17 psi Switc | HONEYWELL INTERNATIONAL ECC US (HOFS) | RP670B1017/U | 178.901 | 117.0265 | Y | 178.901 | 117.0265 | 178.901
HWI-RP670B1017U | 175888 | 1 | 133921 | Pneu DPDT Relay, 13 and 17 psi Switc | HONEYWELL INTERNATIONAL ECC US (HOFS) | RP670B1017/U | 178.901 | 88.7586 | N | 178.901 | 117.0265 | 178.901
HWI-RP670B1017U | 175891 | 1 | 133921 | Pneu DPDT Relay, 13 and 17 psi Switc | HONEYWELL INTERNATIONAL ECC US (HOFS) | RP670B1017/U | 178.901 | 68.67 | N | 178.901 | 117.0265 | 178.901
HWI-RP670B1074U | 175888 | 2 | 133921 | 20-25 PSI SWITCHOVER | HONEYWELL INTERNATIONAL ECC US (HOFS) | RP670B1074/U | 194.0621 | 171 | Y | 194.0621 | 171 | 194.0621
HWI-RP7517A1009 | 175888 | 2 | 133921 | ELECTRONIC - PNEUMATIC TRANSDUCER POWERE | HONEYWELL INTERNATIONAL ECC US (HOFS) | RP7517A1009 | 745.0196 | 180.9159 | N | 745.0196 | 180.9159 | 745.0196
HWI-RP7517A1017 | 166561 | 4 | 133921 | ELECTRO-PNEUMATIC TRANSDUCER,2-10 VDC IN | HONEYWELL INTERNATIONAL ECC US (HOFS) | RP7517A1017 | 418.7485 | 207.564 | N | 418.7485 | 207.564 | 418.7485
HWI-RP7517B1016 | 10510 | 4 | 133921 | Honeywell Electronic Pneumatic Transduce | HONEYWELL INTERNATIONAL ECC US (HOFS) | RP7517B1016 | 485.1552 | 405.9783 | Y | 485.1552 | 465.6 | 485.1552
HWI-RP7517B1016 | 175888 | 4 | 133921 | Honeywell Electronic Pneumatic Transduce | HONEYWELL INTERNATIONAL ECC US (HOFS) | RP7517B1016 | 485.1552 | 465.6 | Y | 485.1552 | 465.6 | 485.1552
HWI-RP7517B1016 | 175891 | 3 | 133921 | Honeywell Electronic Pneumatic Transduce | HONEYWELL INTERNATIONAL ECC US (HOFS) | RP7517B1016 | 485.1552 | 316.02 | Y | 485.1552 | 465.6 | 485.1552
HWI-RP7517B1024 | 10510 | 2 | 133921 | Electric-Pneumatic Trans 2-10vdc, 2 | HONEYWELL INTERNATIONAL ECC US (HOFS) | RP7517B1024 | 433.6075 | 149.5103 | N | 433.6075 | 149.5103 | 433.6075
HWI-RP7517B1024 | 175888 | 1 | 133921 | Electric-Pneumatic Trans 2-10vdc, 2 | HONEYWELL INTERNATIONAL ECC US (HOFS) | RP7517B1024 | 433.6075 | 139.0846 | N | 433.6075 | 149.5103 | 433.6075
HWI-RP913A1008U | 10510 | 2 | 133921 | 7-Input Pneumatic Load Analyzer, Wal | HONEYWELL INTERNATIONAL ECC US (HOFS) | RP913A1008/U | 267.7419 | 233.38 | Y | 267.7419 | 233.38 | 267.7419
HWI-RP920A1025U | 10510 | 2 | 133921 | PNEUMATIC CONTROLLER | HONEYWELL INTERNATIONAL ECC US (HOFS) | RP920A1025/U | 485.1552 | 180.2045 | N | 485.1552 | 214.4388 | 485.1552
HWI-RP920A1025U | 175888 | 4 | 133921 | PNEUMATIC CONTROLLER | HONEYWELL INTERNATIONAL ECC US (HOFS) | RP920A1025/U | 485.1552 | 214.4388 | N | 485.1552 | 214.4388 | 485.1552
HWI-RP920A1033U | 10510 | 6 | 133921 | MODULAR PNEUMATIC CONTROLLER, SINGLE INP | HONEYWELL INTERNATIONAL ECC US (HOFS) | RP920A1033/U | 409.3497 | 385.2771 | Y | 409.3497 | 385.2771 | 409.3497
HWI-RP920A1033U | 173042 | 1 | 133921 | MODULAR PNEUMATIC CONTROLLER, SINGLE INP | HONEYWELL INTERNATIONAL ECC US (HOFS) | RP920A1033/U | 409.3497 | 156.36 | N | 409.3497 | 385.2771 | 409.3497
HWI-RP920A1033U | 175888 | 2 | 133921 | MODULAR PNEUMATIC CONTROLLER, SINGLE INP | HONEYWELL INTERNATIONAL ECC US (HOFS) | RP920A1033/U | 409.3497 | 236.125 | Y | 409.3497 | 385.2771 | 409.3497
HWI-RP920A1033U | 175891 | 6 | 133921 | MODULAR PNEUMATIC CONTROLLER, SINGLE INP | HONEYWELL INTERNATIONAL ECC US (HOFS) | RP920A1033/U | 409.3497 | 228.2245 | Y | 409.3497 | 385.2771 | 409.3497
HWI-RP920B1023U | 175888 | 2 | 133921 | Pneumatic Controller, Action: Direct | HONEYWELL INTERNATIONAL ECC US (HOFS) | RP920B1023/U | 773.2161 | 195.3885 | N | 773.2161 | 330.6535 | 773.2161
HWI-RP920B1023U | 175891 | 2 | 133921 | Pneumatic Controller, Action: Direct | HONEYWELL INTERNATIONAL ECC US (HOFS) | RP920B1023/U | 773.2161 | 330.6535 | Y | 773.2161 | 330.6535 | 773.2161
HWI-RP920B1031U | 10510 | 4 | 133921 | PROP. PNUEM. CONTROL, DUAL INPUT DIRECT | HONEYWELL INTERNATIONAL ECC US (HOFS) | RP920B1031/U | 532.1598 | 342.8553 | Y | 532.1598 | 344.26 | 532.1598
HWI-RP920B1031U | 175891 | 2 | 133921 | PROP. PNUEM. CONTROL, DUAL INPUT DIRECT | HONEYWELL INTERNATIONAL ECC US (HOFS) | RP920B1031/U | 532.1598 | 344.26 | Y | 532.1598 | 344.26 | 532.1598
HWI-RP970A1008U | 10510 | 2 | 133921 | Pneumatic Capacity Relay | HONEYWELL INTERNATIONAL ECC US (HOFS) | RP970A1008/U | 100.3654 | 60.88 | Y | 100.3654 | 60.88 | 100.3654
HWI-RP970A1008U | 166553 | 1 | 133921 | Pneumatic Capacity Relay | HONEYWELL INTERNATIONAL ECC US (HOFS) | RP970A1008/U | 100.3654 | 33.79 | N | 100.3654 | 60.88 | 100.3654
HWI-RP970A1008U | 166559 | 1 | 133921 | Pneumatic Capacity Relay | HONEYWELL INTERNATIONAL ECC US (HOFS) | RP970A1008/U | 100.3654 | 32.2927 | N | 100.3654 | 60.88 | 100.3654
HWI-RP970A1008U | 166560 | 2 | 133921 | Pneumatic Capacity Relay | HONEYWELL INTERNATIONAL ECC US (HOFS) | RP970A1008/U | 100.3654 | 37.5288 | N | 100.3654 | 60.88 | 100.3654
HWI-RP971A1007U | 166559 | 1 | 133921 | 3 PSI INPUT CHANGE PRODUCES 3-13 PSI OUT | HONEYWELL INTERNATIONAL ECC US (HOFS) | RP971A1007/U | 146.4531 | 51.39 | N | 146.4531 | 51.39 | 146.4531
HWI-RP972A1006U | 10510 | 3 | 133921 | Relay, Reversing | HONEYWELL INTERNATIONAL ECC US (HOFS) | RP972A1006/U | 119.4653 | 85.2633 | Y | 119.4653 | 114.65 | 119.4653
HWI-RP972A1006U | 166559 | 2 | 133921 | Relay, Reversing | HONEYWELL INTERNATIONAL ECC US (HOFS) | RP972A1006/U | 119.4653 | 114.65 | N | 119.4653 | 114.65 | 119.4653
HWI-RP972A1006U | 175888 | 4 | 133921 | Relay, Reversing | HONEYWELL INTERNATIONAL ECC US (HOFS) | RP972A1006/U | 119.4653 | 93.0494 | Y | 119.4653 | 114.65 | 119.4653
HWI-RP973A1005U | 166553 | 1 | 133921 | STANDARD. | HONEYWELL INTERNATIONAL ECC US (HOFS) | RP973A1005/U | 84.9022 | 23.216 | N | 84.9022 | 23.216 | 84.9022
HWI-RP973A1005U | 175883 | 2 | 133921 | STANDARD. | HONEYWELL INTERNATIONAL ECC US (HOFS) | RP973A1005/U | 84.9022 | 21.89 | N | 84.9022 | 23.216 | 84.9022
HWI-S437A1025U | 175890 | 1 | 133921 | SAIL SWITCH 2-WIRE LINE VOLT. 120V 8A. | HONEYWELL INTERNATIONAL ECC US (HOFS) | S437A1025/U | 137.9712 | 70.9033 | N | 137.9712 | 70.9033 | 137.9712
HWI-S7760A2031U | 10008 | 1 | 133921 | Command Display | HONEYWELL INTERNATIONAL ECC US (HOFS) | S7760A2031/U | 2001.2653 | 441.4567 | N | 2001.2653 | 441.4567 | 2001.2653
HWI-S7999D1048 | 173042 | 1 | 133921 | Honeywell Touch Screen Display | HONEYWELL INTERNATIONAL ECC US (HOFS) | S7999D1048/U | 0.1 | 0.1 | N | 0.1 | 0.1 | 0.1
HWI-S963B1003 | 166553 | 2 | 133921 | Potentiometer | HONEYWELL INTERNATIONAL ECC US (HOFS) | S963B1003 | 42.36 | 42.36 | N | 42.36 | 42.36 | 42.36
HWI-S963B1128U | 10510 | 2 | 133921 | 135 OHM MANUAL POTENTIOMETER | HONEYWELL INTERNATIONAL ECC US (HOFS) | S963B1128/U | 421.4786 | 60.896 | Y | 421.4786 | 60.896 | 421.4786
HWI-S963B1128U | 175891 | 3 | 133921 | 135 OHM MANUAL POTENTIOMETER | HONEYWELL INTERNATIONAL ECC US (HOFS) | S963B1128/U | 421.4786 | 58.0641 | Y | 421.4786 | 60.896 | 421.4786
HWI-S963B1136U | 10510 | 2 | 133921 | POTENTIOMETER | HONEYWELL INTERNATIONAL ECC US (HOFS) | S963B1136/U | 449.6751 | 54.49 | N | 449.6751 | 54.49 | 449.6751
HWI-SECH602 | 10008 | 1 | 133921 | Security JACE, PRE LICENSED FOR 2 CARD R | HONEYWELL INTERNATIONAL ECC US (HOFS) | SEC-H-602 | 955.5 | 955.5 | N | 955.5 | 955.5 | 955.5
HWI-SIO12000 | 10008 | 11 | 133921 | Sylk IO Module | HONEYWELL INTERNATIONAL ECC US (HOFS) | SIO12000 | 182.35 | 113.6862 | Y | 182.35 | 113.6862 | 182.35
HWI-SIO12000 | 10510 | 11 | 133921 | Sylk IO Module | HONEYWELL INTERNATIONAL ECC US (HOFS) | SIO12000 | 182.35 | 113.508 | Y | 182.35 | 113.6862 | 182.35
HWI-SIO12000 | 166560 | 1 | 133921 | Sylk IO Module | HONEYWELL INTERNATIONAL ECC US (HOFS) | SIO12000 | 182.35 | 113.5683 | N | 182.35 | 113.6862 | 182.35
HWI-SIO12000 | 175883 | 111 | 133921 | Sylk IO Module | HONEYWELL INTERNATIONAL ECC US (HOFS) | SIO12000 | 182.35 | 110.3803 | N | 182.35 | 113.6862 | 182.35
HWI-SIO12000 | 175888 | 13 | 133921 | Sylk IO Module | HONEYWELL INTERNATIONAL ECC US (HOFS) | SIO12000 | 182.35 | 110.3803 | Y | 182.35 | 113.6862 | 182.35
HWI-SIO12000 | 175891 | 60 | 133921 | Sylk IO Module | HONEYWELL INTERNATIONAL ECC US (HOFS) | SIO12000 | 182.35 | 110.1747 | N | 182.35 | 113.6862 | 182.35
HWI-SIO4022 | 10008 | 3 | 133921 | Sylk IO Module | HONEYWELL INTERNATIONAL ECC US (HOFS) | SIO4022 | 208.4 | 165.932 | Y | 208.4 | 196.6085 | 208.4
HWI-SIO4022 | 10510 | 19 | 133921 | Sylk IO Module | HONEYWELL INTERNATIONAL ECC US (HOFS) | SIO4022 | 208.4 | 196.6085 | Y | 208.4 | 196.6085 | 208.4
HWI-SIO4022 | 166553 | 1 | 133921 | Sylk IO Module | HONEYWELL INTERNATIONAL ECC US (HOFS) | SIO4022 | 208.4 | 162.8246 | Y | 208.4 | 196.6085 | 208.4
HWI-SIO4022 | 175883 | 5 | 133921 | Sylk IO Module | HONEYWELL INTERNATIONAL ECC US (HOFS) | SIO4022 | 208.4 | 193.1733 | Y | 208.4 | 196.6085 | 208.4
HWI-SIO4022 | 175888 | 2 | 133921 | Sylk IO Module | HONEYWELL INTERNATIONAL ECC US (HOFS) | SIO4022 | 208.4 | 187.165 | Y | 208.4 | 196.6085 | 208.4
HWI-SIO4022 | 175891 | 4 | 133921 | Sylk IO Module | HONEYWELL INTERNATIONAL ECC US (HOFS) | SIO4022 | 208.4 | 183.6356 | Y | 208.4 | 196.6085 | 208.4
HWI-SIO6042 | 10008 | 10 | 133921 | Honeywell Sylk IO Module | HONEYWELL INTERNATIONAL ECC US (HOFS) | SIO6042 | 234.45 | 224.2145 | Y | 234.45 | 225 | 234.45
HWI-SIO6042 | 10510 | 13 | 133921 | Honeywell Sylk IO Module | HONEYWELL INTERNATIONAL ECC US (HOFS) | SIO6042 | 234.45 | 217.8971 | Y | 234.45 | 225 | 234.45
HWI-SIO6042 | 166557 | 3 | 133921 | Honeywell Sylk IO Module | HONEYWELL INTERNATIONAL ECC US (HOFS) | SIO6042 | 234.45 | 207.72 | Y | 234.45 | 225 | 234.45
HWI-SIO6042 | 175883 | 4 | 133921 | Honeywell Sylk IO Module | HONEYWELL INTERNATIONAL ECC US (HOFS) | SIO6042 | 234.45 | 207.5541 | Y | 234.45 | 225 | 234.45
HWI-SIO6042 | 175888 | 8 | 133921 | Honeywell Sylk IO Module | HONEYWELL INTERNATIONAL ECC US (HOFS) | SIO6042 | 234.45 | 225 | Y | 234.45 | 225 | 234.45
HWI-SIO6042 | 175891 | 16 | 133921 | Honeywell Sylk IO Module | HONEYWELL INTERNATIONAL ECC US (HOFS) | SIO6042 | 234.45 | 199.6951 | Y | 234.45 | 225 | 234.45
HWI-SP30002 | 10510 | 1 | 133921 | PT3000 2 in. probe, 2 ft leads | HONEYWELL INTERNATIONAL ECC US (HOFS) | SP3000-2 | 85.965 | 75.32 | Y | 85.965 | 75.32 | 85.965
HWI-SP470A1000U | 10510 | 4 | 133921 | Pneumatic Manual Switch | HONEYWELL INTERNATIONAL ECC US (HOFS) | SP470A1000/U | 137.9712 | 104.1407 | Y | 137.9712 | 125.57 | 137.9712
HWI-SP470A1000U | 166561 | 2 | 133921 | Pneumatic Manual Switch | HONEYWELL INTERNATIONAL ECC US (HOFS) | SP470A1000/U | 137.9712 | 50.21 | N | 137.9712 | 125.57 | 137.9712
HWI-SP470A1000U | 175888 | 6 | 133921 | Pneumatic Manual Switch | HONEYWELL INTERNATIONAL ECC US (HOFS) | SP470A1000/U | 137.9712 | 125.57 | Y | 137.9712 | 125.57 | 137.9712
HWI-SP470A1000U | 175890 | 1 | 133921 | Pneumatic Manual Switch | HONEYWELL INTERNATIONAL ECC US (HOFS) | SP470A1000/U | 137.9712 | 101.54 | N | 137.9712 | 125.57 | 137.9712
HWI-SP470A1018U | 10510 | 3 | 133921 | SINGLE POLE THREE -THROW, ONE INLET IS C | HONEYWELL INTERNATIONAL ECC US (HOFS) | SP470A1018/U | 140.0865 | 54.8163 | Y | 140.0865 | 54.8163 | 140.0865
HWI-SP470A1018U | 175888 | 4 | 133921 | SINGLE POLE THREE -THROW, ONE INLET IS C | HONEYWELL INTERNATIONAL ECC US (HOFS) | SP470A1018/U | 140.0865 | 52.14 | N | 140.0865 | 54.8163 | 140.0865
HWI-SP970A1005U | 10008 | 1 | 133921 | 10 PSI SPAN. | HONEYWELL INTERNATIONAL ECC US (HOFS) | SP970A1005/U | 117.6522 | 20.7 | N | 117.6522 | 50.7047 | 117.6522
HWI-SP970A1005U | 10510 | 2 | 133921 | 10 PSI SPAN. | HONEYWELL INTERNATIONAL ECC US (HOFS) | SP970A1005/U | 117.6522 | 50.7047 | Y | 117.6522 | 50.7047 | 117.6522
HWI-SP970A1005U | 166553 | 2 | 133921 | 10 PSI SPAN. | HONEYWELL INTERNATIONAL ECC US (HOFS) | SP970A1005/U | 117.6522 | 22.454 | N | 117.6522 | 50.7047 | 117.6522
HWI-SP970A1005U | 166561 | 3 | 133921 | 10 PSI SPAN. | HONEYWELL INTERNATIONAL ECC US (HOFS) | SP970A1005/U | 117.6522 | 31.878 | N | 117.6522 | 50.7047 | 117.6522
HWI-SP970A1005U | 175888 | 4 | 133921 | 10 PSI SPAN. | HONEYWELL INTERNATIONAL ECC US (HOFS) | SP970A1005/U | 117.6522 | 37.8409 | N | 117.6522 | 50.7047 | 117.6522
HWI-SP970A1005U | 175891 | 1 | 133921 | 10 PSI SPAN. | HONEYWELL INTERNATIONAL ECC US (HOFS) | SP970A1005/U | 117.6522 | 35.608 | Y | 117.6522 | 50.7047 | 117.6522
HWI-STRNCRK01U | 10008 | 7 | 133921 | Crank Arm Kit for S03 & S05 Series Actua | HONEYWELL INTERNATIONAL ECC US (HOFS) | STRN-CRK-01/U | 40.9402 | 19.91 | Y | 40.9402 | 36.23 | 40.9402
HWI-STRNCRK01U | 10510 | 1 | 133921 | Crank Arm Kit for S03 & S05 Series Actua | HONEYWELL INTERNATIONAL ECC US (HOFS) | STRN-CRK-01/U | 40.9402 | 36.23 | Y | 40.9402 | 36.23 | 40.9402
HWI-STRNCRK01U | 175891 | 1 | 133921 | Crank Arm Kit for S03 & S05 Series Actua | HONEYWELL INTERNATIONAL ECC US (HOFS) | STRN-CRK-01/U | 40.9402 | 29.6771 | Y | 40.9402 | 36.23 | 40.9402
HWI-STRNECONO01U | 10008 | 9 | 133921 | Economizer Retrofit Kit for S03 and S05 | HONEYWELL INTERNATIONAL ECC US (HOFS) | STRN-ECONO-01/U | 23.47 | 23.47 | Y | 23.47 | 23.47 | 23.47
HWI-STRNSCSAU | 10008 | 2 | 133921 | REPLACEMENT SELF-CENTERING SHAFT ADAPTOR | HONEYWELL INTERNATIONAL ECC US (HOFS) | STRN-SCSA/U | 19.402 | 17.46 | Y | 19.402 | 17.46 | 19.402
HWI-SUBB208200C | 10008 | 1 | 133921 | 200Amp, 208V, Class 500 BACnet MS/TP Sub | HONEYWELL INTERNATIONAL ECC US (HOFS) | SUBB208-200C | 887.3 | 887.3 | N | 887.3 | 887.3 | 887.3
HWI-SUBB208400C | 10008 | 1 | 133921 | 400Amp, 208V, Class 500 BACnet MS/TP Sub | HONEYWELL INTERNATIONAL ECC US (HOFS) | SUBB208-400C | 887.17 | 887.17 | N | 887.17 | 887.17 | 887.17
HWI-SUBB208800C | 10008 | 1 | 133921 | 800Amp, 208V, Class 500 BACnet MS/TP Sub | HONEYWELL INTERNATIONAL ECC US (HOFS) | SUBB208-800C | 1014.12 | 1014.12 | N | 1014.12 | 1014.12 | 1014.12
HWI-SUBB480200C | 10008 | 1 | 133921 | 277/480V 3 PHASE 200AMP METER RS485 OUTP | HONEYWELL INTERNATIONAL ECC US (HOFS) | SUBB480-200C | 951.53 | 951.53 | N | 951.53 | 951.53 | 951.53
HWI-SUBB480400C | 10008 | 1 | 133921 | 277/480V 3 PHASE 400AMP METER RS485 OUTP | HONEYWELL INTERNATIONAL ECC US (HOFS) | SUBB480-400C | 951.53 | 951.53 | N | 951.53 | 951.53 | 951.53
HWI-SUBB480800C | 10008 | 1 | 133921 | 800Amp, 480V, Class 500 BACnet MS/TP Sub | HONEYWELL INTERNATIONAL ECC US (HOFS) | SUBB480-800C | 1078.73 | 1078.73 | N | 1078.73 | 1078.73 | 1078.73
HWI-T6031A1011U | 175890 | 1 | 133921 | REFRIGERATION TEMP CONTROLLER. RANGE 15- | HONEYWELL INTERNATIONAL ECC US (HOFS) | T6031A1011/U | 119.34 | 53.1801 | N | 119.34 | 53.1801 | 119.34
HWI-T6031A1029U | 10008 | 7 | 133921 | REMOTE BULB TEMP CONTROL | HONEYWELL INTERNATIONAL ECC US (HOFS) | T6031A1029/U | 109.1599 | 84.9526 | Y | 109.1599 | 97.8284 | 109.1599
HWI-T6031A1029U | 10510 | 12 | 133921 | REMOTE BULB TEMP CONTROL | HONEYWELL INTERNATIONAL ECC US (HOFS) | T6031A1029/U | 109.1599 | 88.167 | Y | 109.1599 | 97.8284 | 109.1599
HWI-T6031A1029U | 173042 | 8 | 133921 | REMOTE BULB TEMP CONTROL | HONEYWELL INTERNATIONAL ECC US (HOFS) | T6031A1029/U | 109.1599 | 97.8284 | Y | 109.1599 | 97.8284 | 109.1599
HWI-T6031A1029U | 175888 | 6 | 133921 | REMOTE BULB TEMP CONTROL | HONEYWELL INTERNATIONAL ECC US (HOFS) | T6031A1029/U | 109.1599 | 89.5498 | Y | 109.1599 | 97.8284 | 109.1599
HWI-T6031A1029U | 175890 | 3 | 133921 | REMOTE BULB TEMP CONTROL | HONEYWELL INTERNATIONAL ECC US (HOFS) | T6031A1029/U | 109.1599 | 87.133 | Y | 109.1599 | 97.8284 | 109.1599
HWI-T6031C1009U | 10510 | 6 | 133921 | Tradeline, Range 40 to 180F, 5 1/2ft | HONEYWELL INTERNATIONAL ECC US (HOFS) | T6031C1009/U | 174.03 | 105.1967 | Y | 174.03 | 127.4915 | 174.03
HWI-T6031C1009U | 175891 | 8 | 133921 | Tradeline, Range 40 to 180F, 5 1/2ft | HONEYWELL INTERNATIONAL ECC US (HOFS) | T6031C1009/U | 174.03 | 127.4915 | Y | 174.03 | 127.4915 | 174.03
HWI-T6031D1049U | 10510 | 1 | 133921 | TEMP CONTROLLER | HONEYWELL INTERNATIONAL ECC US (HOFS) | T6031D1049/U | 178.901 | 97.04 | N | 178.901 | 97.04 | 178.901
HWI-T6052A1015U | 175890 | 2 | 133921 | HEAVY DUTY LINE VOLTAGE 2 STAGE | HONEYWELL INTERNATIONAL ECC US (HOFS) | T6052A1015/U | 218.1429 | 218.1429 | N | 218.1429 | 218.1429 | 218.1429
HWI-T631B1054U | 175888 | 2 | 133921 | AGRICULTURE TEMPERATURE CONTROLLER, 35F | HONEYWELL INTERNATIONAL ECC US (HOFS) | T631B1054/U | 263.8031 | 233.11 | Y | 263.8031 | 233.11 | 263.8031
HWI-T631C1012U | 10510 | 1 | 133921 | REMOTE BULB TEMP CONTROLLER | HONEYWELL INTERNATIONAL ECC US (HOFS) | T631C1012/U | 197.0943 | 107.61 | Y | 197.0943 | 107.61 | 197.0943
HWI-T631C1012U | 175888 | 2 | 133921 | REMOTE BULB TEMP CONTROLLER | HONEYWELL INTERNATIONAL ECC US (HOFS) | T631C1012/U | 197.0943 | 98.1951 | N | 197.0943 | 107.61 | 197.0943
HWI-T631C1020U | 175891 | 1 | 133921 | RANGE 70 TO 140F DIFF 2F. MARKED IN INCR | HONEYWELL INTERNATIONAL ECC US (HOFS) | T631C1020/U | 206.191 | 170.6071 | Y | 206.191 | 170.6071 | 206.191
HWI-T631C1053U | 175888 | 4 | 133921 | 2F FIXED DIFF, 35-100F SETPOINT. | HONEYWELL INTERNATIONAL ECC US (HOFS) | T631C1053/U | 197.0943 | 173.8489 | Y | 197.0943 | 173.8489 | 197.0943
HWI-T631C1103U | 175891 | 2 | 133921 | Farm Controller | HONEYWELL INTERNATIONAL ECC US (HOFS) | T631C1103/U | 203.1587 | 128.9177 | Y | 203.1587 | 128.9177 | 203.1587
HWI-T631F1068U | 10510 | 1 | 133921 | Controller, Temperature | HONEYWELL INTERNATIONAL ECC US (HOFS) | T631F1068/U | 357.802 | 159.892 | N | 357.802 | 159.892 | 357.802
HWI-T651A3018U | 10008 | 3 | 133921 | Line Voltage Thermostat 44-86F | HONEYWELL INTERNATIONAL ECC US (HOFS) | T651A3018/U | 125.8423 | 98.9406 | Y | 125.8423 | 120.768 | 125.8423
HWI-T651A3018U | 10510 | 7 | 133921 | Line Voltage Thermostat 44-86F | HONEYWELL INTERNATIONAL ECC US (HOFS) | T651A3018/U | 125.8423 | 120.768 | Y | 125.8423 | 120.768 | 125.8423
HWI-T651A3018U | 166553 | 2 | 133921 | Line Voltage Thermostat 44-86F | HONEYWELL INTERNATIONAL ECC US (HOFS) | T651A3018/U | 125.8423 | 120.76 | N | 125.8423 | 120.768 | 125.8423
HWI-T651A3018U | 166557 | 2 | 133921 | Line Voltage Thermostat 44-86F | HONEYWELL INTERNATIONAL ECC US (HOFS) | T651A3018/U | 125.8423 | 90.2283 | Y | 125.8423 | 120.768 | 125.8423
HWI-T651A3018U | 166559 | 3 | 133921 | Line Voltage Thermostat 44-86F | HONEYWELL INTERNATIONAL ECC US (HOFS) | T651A3018/U | 125.8423 | 120.6234 | Y | 125.8423 | 120.768 | 125.8423
HWI-T651A3018U | 166561 | 5 | 133921 | Line Voltage Thermostat 44-86F | HONEYWELL INTERNATIONAL ECC US (HOFS) | T651A3018/U | 125.8423 | 119.9572 | Y | 125.8423 | 120.768 | 125.8423
HWI-T651A3018U | 173042 | 6 | 133921 | Line Voltage Thermostat 44-86F | HONEYWELL INTERNATIONAL ECC US (HOFS) | T651A3018/U | 125.8423 | 120.7519 | Y | 125.8423 | 120.768 | 125.8423
HWI-T651A3018U | 175888 | 9 | 133921 | Line Voltage Thermostat 44-86F | HONEYWELL INTERNATIONAL ECC US (HOFS) | T651A3018/U | 125.8423 | 120.5979 | Y | 125.8423 | 120.768 | 125.8423
HWI-T651A3018U | 175890 | 2 | 133921 | Line Voltage Thermostat 44-86F | HONEYWELL INTERNATIONAL ECC US (HOFS) | T651A3018/U | 125.8423 | 115.4867 | Y | 125.8423 | 120.768 | 125.8423
HWI-T651A3018U | 175891 | 2 | 133921 | Line Voltage Thermostat 44-86F | HONEYWELL INTERNATIONAL ECC US (HOFS) | T651A3018/U | 125.8423 | 102.4899 | Y | 125.8423 | 120.768 | 125.8423
HWI-T675A1102U | 175891 | 1 | 133921 | REMOTE TEMPERATURE CONTROLLER, 160F TO 2 | HONEYWELL INTERNATIONAL ECC US (HOFS) | T675A1102/U | 212.2554 | 86.3047 | N | 212.2554 | 86.3047 | 212.2554
HWI-T675A1136U | 10510 | 1 | 133921 | REMOTE TEMPERATURE CONTROLLER, 0F TO 100 | HONEYWELL INTERNATIONAL ECC US (HOFS) | T675A1136/U | 197.0943 | 106.6 | N | 197.0943 | 106.6 | 197.0943
HWI-T675A1136U | 175891 | 3 | 133921 | REMOTE TEMPERATURE CONTROLLER, 0F TO 100 | HONEYWELL INTERNATIONAL ECC US (HOFS) | T675A1136/U | 197.0943 | 84.6341 | N | 197.0943 | 106.6 | 197.0943
HWI-T675A1425U | 10510 | 3 | 133921 | TEMPERATURE CONTROLLER, insertion thermo | HONEYWELL INTERNATIONAL ECC US (HOFS) | T675A1425/U | 209.2232 | 130.03 | Y | 209.2232 | 177.2237 | 209.2232
HWI-T675A1425U | 175888 | 3 | 133921 | TEMPERATURE CONTROLLER, insertion thermo | HONEYWELL INTERNATIONAL ECC US (HOFS) | T675A1425/U | 209.2232 | 177.2237 | Y | 209.2232 | 177.2237 | 209.2232
HWI-T675A1425U | 175891 | 3 | 133921 | TEMPERATURE CONTROLLER, insertion thermo | HONEYWELL INTERNATIONAL ECC US (HOFS) | T675A1425/U | 209.2232 | 154.8654 | Y | 209.2232 | 177.2237 | 209.2232
HWI-T675A1508U | 10008 | 4 | 133921 | Honeywell Temperature Controller | HONEYWELL INTERNATIONAL ECC US (HOFS) | T675A1508/U | 184.9654 | 175.6939 | Y | 184.9654 | 176.66 | 184.9654
HWI-T675A1508U | 10510 | 6 | 133921 | Honeywell Temperature Controller | HONEYWELL INTERNATIONAL ECC US (HOFS) | T675A1508/U | 184.9654 | 168.0696 | Y | 184.9654 | 176.66 | 184.9654
HWI-T675A1508U | 173042 | 2 | 133921 | Honeywell Temperature Controller | HONEYWELL INTERNATIONAL ECC US (HOFS) | T675A1508/U | 184.9654 | 168.0696 | Y | 184.9654 | 176.66 | 184.9654
HWI-T675A1508U | 175888 | 0 | 133921 | Honeywell Temperature Controller | HONEYWELL INTERNATIONAL ECC US (HOFS) | T675A1508/U | 184.9654 | 176.66 | Y | 184.9654 | 176.66 | 184.9654
HWI-T675A1508U | 175890 | 2 | 133921 | Honeywell Temperature Controller | HONEYWELL INTERNATIONAL ECC US (HOFS) | T675A1508/U | 184.9654 | 174.034 | Y | 184.9654 | 176.66 | 184.9654
HWI-T675A1508U | 175891 | 1 | 133921 | Honeywell Temperature Controller | HONEYWELL INTERNATIONAL ECC US (HOFS) | T675A1508/U | 184.9654 | 165.88 | Y | 184.9654 | 176.66 | 184.9654
HWI-T675A1516U | 10510 | 2 | 133921 | REMOTE TEMPERATURE CONTROLLER, 0F TO 100 | HONEYWELL INTERNATIONAL ECC US (HOFS) | T675A1516/U | 181.9332 | 172.78 | Y | 181.9332 | 172.78 | 181.9332
HWI-T675A1524U | 175888 | 2 | 133921 | REMOTE TEMPERATURE CONTROLLER, 55F TO 17 | HONEYWELL INTERNATIONAL ECC US (HOFS) | T675A1524/U | 200.1265 | 177.75 | Y | 200.1265 | 177.75 | 200.1265
HWI-T675A1524U | 175891 | 2 | 133921 | REMOTE TEMPERATURE CONTROLLER, 55F TO 17 | HONEYWELL INTERNATIONAL ECC US (HOFS) | T675A1524/U | 200.1265 | 146.8422 | N | 200.1265 | 177.75 | 200.1265
HWI-T675A1532U | 10510 | 2 | 133921 | 160-260 ADJ DIFF 5FT COPPER CAP. | HONEYWELL INTERNATIONAL ECC US (HOFS) | T675A1532/U | 200.1265 | 83.61 | N | 200.1265 | 177.17 | 200.1265
HWI-T675A1532U | 173042 | 1 | 133921 | 160-260 ADJ DIFF 5FT COPPER CAP. | HONEYWELL INTERNATIONAL ECC US (HOFS) | T675A1532/U | 200.1265 | 86.99 | N | 200.1265 | 177.17 | 200.1265
HWI-T675A1532U | 175888 | 2 | 133921 | 160-260 ADJ DIFF 5FT COPPER CAP. | HONEYWELL INTERNATIONAL ECC US (HOFS) | T675A1532/U | 200.1265 | 177.17 | Y | 200.1265 | 177.17 | 200.1265
HWI-T675A1532U | 175891 | 3 | 133921 | 160-260 ADJ DIFF 5FT COPPER CAP. | HONEYWELL INTERNATIONAL ECC US (HOFS) | T675A1532/U | 200.1265 | 118.2648 | Y | 200.1265 | 177.17 | 200.1265
HWI-T675A1540U | 173042 | 1 | 133921 | REMOTE BULB TEMP CONTROL 55-175 F | HONEYWELL INTERNATIONAL ECC US (HOFS) | T675A1540/U | 194.0621 | 184.24 | Y | 194.0621 | 184.24 | 194.0621
HWI-T675A1540U | 175888 | 2 | 133921 | REMOTE BULB TEMP CONTROL 55-175 F | HONEYWELL INTERNATIONAL ECC US (HOFS) | T675A1540/U | 194.0621 | 176.8339 | Y | 194.0621 | 184.24 | 194.0621
HWI-T675A1565U | 10510 | 4 | 133921 | T675A1565 RANGE 0 TO 100F. ADJ. | HONEYWELL INTERNATIONAL ECC US (HOFS) | T675A1565/U | 215.2876 | 206.61 | Y | 215.2876 | 206.61 | 215.2876
HWI-T675A1565U | 173042 | 2 | 133921 | T675A1565 RANGE 0 TO 100F. ADJ. | HONEYWELL INTERNATIONAL ECC US (HOFS) | T675A1565/U | 215.2876 | 206.61 | Y | 215.2876 | 206.61 | 215.2876
HWI-T675A1565U | 175888 | 2 | 133921 | T675A1565 RANGE 0 TO 100F. ADJ. | HONEYWELL INTERNATIONAL ECC US (HOFS) | T675A1565/U | 215.2876 | 205.42 | Y | 215.2876 | 206.61 | 215.2876
HWI-T675B1002U | 166557 | 1 | 133921 | STANDARD. | HONEYWELL INTERNATIONAL ECC US (HOFS) | T675B1002/U | 206.191 | 70.31 | N | 206.191 | 126.9547 | 206.191
HWI-T675B1002U | 175890 | 1 | 134179 | STANDARD. | NEUCO INC. | T675B1002/U | 206.191 | 126.9547 | Y | 206.191 | 126.9547 | 206.191
HWI-T678A1015U | 10510 | 1 | 133921 | Remote bulb controller | HONEYWELL INTERNATIONAL ECC US (HOFS) | T678A1015/U | 291.0931 | 106.59 | Y | 291.0931 | 106.59 | 291.0931
HWI-T678A1437U | 10510 | 2 | 133921 | Two stage remote temp control | HONEYWELL INTERNATIONAL ECC US (HOFS) | T678A1437/U | 251.6743 | 224.852 | Y | 251.6743 | 224.852 | 251.6743
HWI-T678A1437U | 175888 | 4 | 133921 | Two stage remote temp control | HONEYWELL INTERNATIONAL ECC US (HOFS) | T678A1437/U | 251.6743 | 212.074 | Y | 251.6743 | 224.852 | 251.6743
HWI-T678A1437U | 175890 | 1 | 133921 | Two stage remote temp control | HONEYWELL INTERNATIONAL ECC US (HOFS) | T678A1437/U | 251.6743 | 181.4826 | N | 251.6743 | 224.852 | 251.6743
HWI-T678A1445U | 10510 | 2 | 133921 | THERMOSTAT, REMOTE BULB | HONEYWELL INTERNATIONAL ECC US (HOFS) | T678A1445/U | 257.7387 | 226.8 | Y | 257.7387 | 226.8 | 257.7387
HWI-T678A1445U | 175891 | 2 | 133921 | THERMOSTAT, REMOTE BULB | HONEYWELL INTERNATIONAL ECC US (HOFS) | T678A1445/U | 257.7387 | 171.4646 | Y | 257.7387 | 226.8 | 257.7387
HWI-T678A1478U | 175891 | 2 | 133921 | T678A1478/UHNY | HONEYWELL INTERNATIONAL ECC US (HOFS) | T678A1478/U | 269.8676 | 112.9393 | N | 269.8676 | 112.9393 | 269.8676
HWI-T7022A1010U | 173042 | 2 | 133921 | Return Air Temperature Sensor, Duct | HONEYWELL INTERNATIONAL ECC US (HOFS) | T7022A1010/U | 157.6754 | 37.67 | N | 157.6754 | 37.67 | 157.6754
HWI-T7047C2007U | 10510 | 1 | 133921 | 1420 ohm Electronic Thermostat Sensor | HONEYWELL INTERNATIONAL ECC US (HOFS) | T7047C2007/U | 169.8043 | 150.09 | Y | 169.8043 | 150.09 | 169.8043
HWI-T7047C2007U | 175888 | 2 | 133921 | 1420 ohm Electronic Thermostat Sensor | HONEYWELL INTERNATIONAL ECC US (HOFS) | T7047C2007/U | 169.8043 | 150.09 | Y | 169.8043 | 150.09 | 169.8043
HWI-T7079B1051 | 10008 | 1 | 133921 | TEMPERATURE CONTROLLER | HONEYWELL INTERNATIONAL ECC US (HOFS) | T7079B1051 | 37.06 | 37.06 | N | 37.06 | 37.06 | 37.06
HWI-T7350A1004U | 10008 | 2 | 133921 | 1/HEAT 1/COOL | HONEYWELL INTERNATIONAL ECC US (HOFS) | T7350A1004/U | 311.84 | 147.85 | N | 311.84 | 162.63 | 311.84
HWI-T7350A1004U | 166553 | 2 | 133921 | 1/HEAT 1/COOL | HONEYWELL INTERNATIONAL ECC US (HOFS) | T7350A1004/U | 311.84 | 120.9879 | N | 311.84 | 162.63 | 311.84
HWI-T7350A1004U | 166559 | 5 | 133921 | 1/HEAT 1/COOL | HONEYWELL INTERNATIONAL ECC US (HOFS) | T7350A1004/U | 311.84 | 114.81 | N | 311.84 | 162.63 | 311.84
HWI-T7350A1004U | 166561 | 2 | 133921 | 1/HEAT 1/COOL | HONEYWELL INTERNATIONAL ECC US (HOFS) | T7350A1004/U | 311.84 | 162.63 | N | 311.84 | 162.63 | 311.84
HWI-T7350H1017U | 175883 | 2 | 133921 | T7350H1017 MODULATING COMMUNICATING | HONEYWELL INTERNATIONAL ECC US (HOFS) | T7350H1017/U | 258.5177 | 253.4739 | N | 258.5177 | 258.5177 | 258.5177
HWI-T7350H1017U | 175888 | 4 | 133921 | T7350H1017 MODULATING COMMUNICATING | HONEYWELL INTERNATIONAL ECC US (HOFS) | T7350H1017/U | 258.5177 | 258.5177 | N | 258.5177 | 258.5177 | 258.5177
HWI-T7515D1000U | 10008 | 1 | 133921 | SPACE SENSOR | HONEYWELL INTERNATIONAL ECC US (HOFS) | T7515D1000/U | 106.85 | 106.85 | N | 106.85 | 106.85 | 106.85
HWI-T775A2009U | 10008 | 3 | 133921 | TEMP CNTRLR, 1SPDT RELAY OUT | HONEYWELL INTERNATIONAL ECC US (HOFS) | T775A2009/U | 132.855 | 117.2228 | N | 132.855 | 127.5 | 132.855
HWI-T775A2009U | 10510 | 1 | 133921 | TEMP CNTRLR, 1SPDT RELAY OUT | HONEYWELL INTERNATIONAL ECC US (HOFS) | T775A2009/U | 132.855 | 122.22 | Y | 132.855 | 127.5 | 132.855
HWI-T775A2009U | 10770 | 2 | 133921 | TEMP CNTRLR, 1SPDT RELAY OUT | HONEYWELL INTERNATIONAL ECC US (HOFS) | T775A2009/U | 132.855 | 127.5 | Y | 132.855 | 127.5 | 132.855
HWI-T775A2009U | 166553 | 2 | 133921 | TEMP CNTRLR, 1SPDT RELAY OUT | HONEYWELL INTERNATIONAL ECC US (HOFS) | T775A2009/U | 132.855 | 125.9008 | Y | 132.855 | 127.5 | 132.855
HWI-T775A2009U | 175888 | 6 | 133921 | TEMP CNTRLR, 1SPDT RELAY OUT | HONEYWELL INTERNATIONAL ECC US (HOFS) | T775A2009/U | 132.855 | 96.2436 | Y | 132.855 | 127.5 | 132.855
HWI-T775A2009U | 175891 | 2 | 133921 | TEMP CNTRLR, 1SPDT RELAY OUT | HONEYWELL INTERNATIONAL ECC US (HOFS) | T775A2009/U | 132.855 | 95.9861 | Y | 132.855 | 127.5 | 132.855
HWI-T775B2016U | 10770 | 2 | 133921 | Electronic Temperature Controller | HONEYWELL INTERNATIONAL ECC US (HOFS) | T775B2016/U | 255.29 | 228.8 | Y | 255.29 | 234.9739 | 255.29
HWI-T775B2016U | 166553 | 4 | 133921 | Electronic Temperature Controller | HONEYWELL INTERNATIONAL ECC US (HOFS) | T775B2016/U | 255.29 | 230.1374 | Y | 255.29 | 234.9739 | 255.29
HWI-T775B2016U | 175888 | 3 | 133921 | Electronic Temperature Controller | HONEYWELL INTERNATIONAL ECC US (HOFS) | T775B2016/U | 255.29 | 226.058 | Y | 255.29 | 234.9739 | 255.29
HWI-T775B2016U | 175891 | 1 | 133921 | Electronic Temperature Controller | HONEYWELL INTERNATIONAL ECC US (HOFS) | T775B2016/U | 255.29 | 234.9739 | N | 255.29 | 234.9739 | 255.29
HWI-T775B2024U | 10770 | 2 | 133921 | TEMPERATURE CONTROLLER | HONEYWELL INTERNATIONAL ECC US (HOFS) | T775B2024/U | 323.02 | 288.43 | Y | 323.02 | 310 | 323.02
HWI-T775B2024U | 166561 | 2 | 133921 | TEMPERATURE CONTROLLER | HONEYWELL INTERNATIONAL ECC US (HOFS) | T775B2024/U | 323.02 | 303.755 | Y | 323.02 | 310 | 323.02
HWI-T775B2024U | 173042 | 2 | 133921 | TEMPERATURE CONTROLLER | HONEYWELL INTERNATIONAL ECC US (HOFS) | T775B2024/U | 323.02 | 310 | Y | 323.02 | 310 | 323.02
HWI-T775B2032U | 10008 | 1 | 133921 | HONEYWELL ELECTRONICE TEMPERATURE CONTRO | HONEYWELL INTERNATIONAL ECC US (HOFS) | T775B2032/U | 213.61 | 194.2813 | N | 213.61 | 205 | 213.61
HWI-T775B2032U | 10510 | 4 | 133921 | HONEYWELL ELECTRONICE TEMPERATURE CONTRO | HONEYWELL INTERNATIONAL ECC US (HOFS) | T775B2032/U | 213.61 | 197.34 | Y | 213.61 | 205 | 213.61
HWI-T775B2032U | 173042 | 1 | 133921 | HONEYWELL ELECTRONICE TEMPERATURE CONTRO | HONEYWELL INTERNATIONAL ECC US (HOFS) | T775B2032/U | 213.61 | 195.5673 | Y | 213.61 | 205 | 213.61
HWI-T775B2032U | 175888 | 3 | 133921 | HONEYWELL ELECTRONICE TEMPERATURE CONTRO | HONEYWELL INTERNATIONAL ECC US (HOFS) | T775B2032/U | 213.61 | 198.1597 | Y | 213.61 | 205 | 213.61
HWI-T775B2032U | 175891 | 5 | 133921 | HONEYWELL ELECTRONICE TEMPERATURE CONTRO | HONEYWELL INTERNATIONAL ECC US (HOFS) | T775B2032/U | 213.61 | 205 | Y | 213.61 | 205 | 213.61
HWI-T775B2040U | 10510 | 5 | 133921 | Electronic Standalone Controller / 4 spd | HONEYWELL INTERNATIONAL ECC US (HOFS) | T775B2040/U | 312.6 | 296.7711 | Y | 312.6 | 300 | 312.6
HWI-T775B2040U | 166559 | 3 | 133921 | Electronic Standalone Controller / 4 spd | HONEYWELL INTERNATIONAL ECC US (HOFS) | T775B2040/U | 312.6 | 300 | Y | 312.6 | 300 | 312.6
HWI-T775B2040U | 166560 | 0 | 133921 | Electronic Standalone Controller / 4 spd | HONEYWELL INTERNATIONAL ECC US (HOFS) | T775B2040/U | 312.6 | 297.15 | N | 312.6 | 300 | 312.6
HWI-T775B2040U | 175891 | 4 | 133921 | Electronic Standalone Controller / 4 spd | HONEYWELL INTERNATIONAL ECC US (HOFS) | T775B2040/U | 312.6 | 291.5571 | Y | 312.6 | 300 | 312.6
HWI-T775L2007U | 10770 | 2 | 133921 | Temperature Controller 4O / 2I / N1 | HONEYWELL INTERNATIONAL ECC US (HOFS) | T775L2007/U | 304.785 | 264.515 | Y | 304.785 | 292.5 | 304.785
HWI-T775L2007U | 166553 | 8 | 133921 | Temperature Controller 4O / 2I / N1 | HONEYWELL INTERNATIONAL ECC US (HOFS) | T775L2007/U | 304.785 | 291.5132 | Y | 304.785 | 292.5 | 304.785
HWI-T775L2007U | 175888 | 1 | 133921 | Temperature Controller 4O / 2I / N1 | HONEYWELL INTERNATIONAL ECC US (HOFS) | T775L2007/U | 304.785 | 292.5 | Y | 304.785 | 292.5 | 304.785
HWI-T775L2007U | 175891 | 2 | 133921 | Temperature Controller 4O / 2I / N1 | HONEYWELL INTERNATIONAL ECC US (HOFS) | T775L2007/U | 304.785 | 292.5 | Y | 304.785 | 292.5 | 304.785
HWI-T775M2006U | 10008 | 1 | 133921 | Electronic standalone controller | HONEYWELL INTERNATIONAL ECC US (HOFS) | T775M2006/U | 161.51 | 152.4814 | Y | 161.51 | 155 | 161.51
HWI-T775M2006U | 10510 | 11 | 133921 | Electronic standalone controller | HONEYWELL INTERNATIONAL ECC US (HOFS) | T775M2006/U | 161.51 | 154.5662 | Y | 161.51 | 155 | 161.51
HWI-T775M2006U | 166553 | 1 | 133921 | Electronic standalone controller | HONEYWELL INTERNATIONAL ECC US (HOFS) | T775M2006/U | 161.51 | 155 | Y | 161.51 | 155 | 161.51
HWI-T775M2006U | 173042 | 3 | 133921 | Electronic standalone controller | HONEYWELL INTERNATIONAL ECC US (HOFS) | T775M2006/U | 161.51 | 153.7719 | Y | 161.51 | 155 | 161.51
HWI-T775M2006U | 175888 | 10 | 133921 | Electronic standalone controller | HONEYWELL INTERNATIONAL ECC US (HOFS) | T775M2006/U | 161.51 | 147.7403 | Y | 161.51 | 155 | 161.51
HWI-T775M2006U | 175890 | 4 | 133921 | Electronic standalone controller | HONEYWELL INTERNATIONAL ECC US (HOFS) | T775M2006/U | 161.51 | 146.9245 | Y | 161.51 | 155 | 161.51
HWI-T775M2006U | 175891 | 6 | 133921 | Electronic standalone controller | HONEYWELL INTERNATIONAL ECC US (HOFS) | T775M2006/U | 161.51 | 155 | Y | 161.51 | 155 | 161.51
HWI-T775M2014U | 166553 | 8 | 133921 | T775 Controller, 4 SPDT, 2 sensor inputs | HONEYWELL INTERNATIONAL ECC US (HOFS) | T775M2014/U | 429.825 | 412.5 | Y | 429.825 | 412.5 | 429.825
HWI-T775M2022U | 175888 | 2 | 133921 | Electronic Standalone controller/ Modula | HONEYWELL INTERNATIONAL ECC US (HOFS) | T775M2022/U | 312.6 | 300 | Y | 312.6 | 300 | 312.6
HWI-T775M2030U | 10008 | 1 | 133921 | ELECTRONIC TEMPERATURE CONTROLLER WITH | HONEYWELL INTERNATIONAL ECC US (HOFS) | T775M2030/U | 367.305 | 337.3015 | Y | 367.305 | 352.5 | 367.305
HWI-T775M2030U | 10510 | 5 | 133921 | ELECTRONIC TEMPERATURE CONTROLLER WITH | HONEYWELL INTERNATIONAL ECC US (HOFS) | T775M2030/U | 367.305 | 349.9003 | Y | 367.305 | 352.5 | 367.305
HWI-T775M2030U | 166553 | 4 | 133921 | ELECTRONIC TEMPERATURE CONTROLLER WITH | HONEYWELL INTERNATIONAL ECC US (HOFS) | T775M2030/U | 367.305 | 345.2 | Y | 367.305 | 352.5 | 367.305
HWI-T775M2030U | 166559 | 3 | 133921 | ELECTRONIC TEMPERATURE CONTROLLER WITH | HONEYWELL INTERNATIONAL ECC US (HOFS) | T775M2030/U | 367.305 | 352.5 | Y | 367.305 | 352.5 | 367.305
HWI-T775M2030U | 166561 | 1 | 133921 | ELECTRONIC TEMPERATURE CONTROLLER WITH | HONEYWELL INTERNATIONAL ECC US (HOFS) | T775M2030/U | 367.305 | 337.9 | Y | 367.305 | 352.5 | 367.305
HWI-T775M2030U | 175888 | 3 | 133921 | ELECTRONIC TEMPERATURE CONTROLLER WITH | HONEYWELL INTERNATIONAL ECC US (HOFS) | T775M2030/U | 367.305 | 343.1258 | Y | 367.305 | 352.5 | 367.305
HWI-T775M2030U | 175890 | 5 | 133921 | ELECTRONIC TEMPERATURE CONTROLLER WITH | HONEYWELL INTERNATIONAL ECC US (HOFS) | T775M2030/U | 367.305 | 344.4513 | Y | 367.305 | 352.5 | 367.305
HWI-T775M2030U | 175891 | 3 | 133921 | ELECTRONIC TEMPERATURE CONTROLLER WITH | HONEYWELL INTERNATIONAL ECC US (HOFS) | T775M2030/U | 367.305 | 334.657 | Y | 367.305 | 352.5 | 367.305
HWI-T775M2048U | 10008 | 2 | 133921 | ELECTRONIC REMOTE TEMP CONTROLLER | HONEYWELL INTERNATIONAL ECC US (HOFS) | T775M2048/U | 281.34 | 258.54 | Y | 281.34 | 270 | 281.34
HWI-T775M2048U | 10510 | 5 | 133921 | ELECTRONIC REMOTE TEMP CONTROLLER | HONEYWELL INTERNATIONAL ECC US (HOFS) | T775M2048/U | 281.34 | 268.9107 | Y | 281.34 | 270 | 281.34
HWI-T775M2048U | 10770 | 2 | 133921 | ELECTRONIC REMOTE TEMP CONTROLLER | HONEYWELL INTERNATIONAL ECC US (HOFS) | T775M2048/U | 281.34 | 243.235 | Y | 281.34 | 270 | 281.34
HWI-T775M2048U | 166557 | 2 | 133921 | ELECTRONIC REMOTE TEMP CONTROLLER | HONEYWELL INTERNATIONAL ECC US (HOFS) | T775M2048/U | 281.34 | 270 | Y | 281.34 | 270 | 281.34
HWI-T775M2048U | 166561 | 4 | 133921 | ELECTRONIC REMOTE TEMP CONTROLLER | HONEYWELL INTERNATIONAL ECC US (HOFS) | T775M2048/U | 281.34 | 270 | Y | 281.34 | 270 | 281.34
HWI-T775M2048U | 173042 | 4 | 133921 | ELECTRONIC REMOTE TEMP CONTROLLER | HONEYWELL INTERNATIONAL ECC US (HOFS) | T775M2048/U | 281.34 | 270 | Y | 281.34 | 270 | 281.34
HWI-T775M2048U | 175888 | 10 | 133921 | ELECTRONIC REMOTE TEMP CONTROLLER | HONEYWELL INTERNATIONAL ECC US (HOFS) | T775M2048/U | 281.34 | 267.9256 | Y | 281.34 | 270 | 281.34
HWI-T775M2048U | 175890 | 6 | 133921 | ELECTRONIC REMOTE TEMP CONTROLLER | HONEYWELL INTERNATIONAL ECC US (HOFS) | T775M2048/U | 281.34 | 263.7318 | Y | 281.34 | 270 | 281.34
HWI-T775M2048U | 175891 | 3 | 133921 | ELECTRONIC REMOTE TEMP CONTROLLER | HONEYWELL INTERNATIONAL ECC US (HOFS) | T775M2048/U | 281.34 | 269.8711 | Y | 281.34 | 270 | 281.34
HWI-T775P2003U | 10008 | 2 | 133921 | Electronic Stand alone controller, boile | HONEYWELL INTERNATIONAL ECC US (HOFS) | T775P2003/U | 364.7 | 303.205 | Y | 364.7 | 322.1389 | 364.7
HWI-T775P2003U | 10510 | 1 | 133921 | Electronic Stand alone controller, boile | HONEYWELL INTERNATIONAL ECC US (HOFS) | T775P2003/U | 364.7 | 322.1389 | Y | 364.7 | 322.1389 | 364.7
HWI-T775P2003U | 175891 | 3 | 133921 | Electronic Stand alone controller, boile | HONEYWELL INTERNATIONAL ECC US (HOFS) | T775P2003/U | 364.7 | 310.5767 | Y | 364.7 | 322.1389 | 364.7
HWI-T775R2001U | 175888 | 2 | 133921 | ELECTRONIC TEMPERATURE CONTROLLER WITH 2 | HONEYWELL INTERNATIONAL ECC US (HOFS) | T775R2001/U | 330.835 | 315.2475 | Y | 330.835 | 315.2475 | 330.835
HWI-T775R2019U | 10008 | 1 | 133921 | Electronic Temperature Controller with | HONEYWELL INTERNATIONAL ECC US (HOFS) | T775R2019/U | 382.935 | 353.36 | Y | 382.935 | 353.36 | 382.935
HWI-T775R2019U | 175888 | 3 | 133921 | Electronic Temperature Controller with | HONEYWELL INTERNATIONAL ECC US (HOFS) | T775R2019/U | 382.935 | 353.36 | Y | 382.935 | 353.36 | 382.935
HWI-T775R2027U | 10510 | 2 | 133921 | Electronic Temperature Controller | HONEYWELL INTERNATIONAL ECC US (HOFS) | T775R2027/U | 296.97 | 274.53 | Y | 296.97 | 286.42 | 296.97
HWI-T775R2027U | 175883 | 1 | 133921 | Electronic Temperature Controller | HONEYWELL INTERNATIONAL ECC US (HOFS) | T775R2027/U | 296.97 | 257.78 | N | 296.97 | 286.42 | 296.97
HWI-T775R2027U | 175888 | 3 | 133921 | Electronic Temperature Controller | HONEYWELL INTERNATIONAL ECC US (HOFS) | T775R2027/U | 296.97 | 286.42 | Y | 296.97 | 286.42 | 296.97
HWI-T775R2027U | 175890 | 1 | 133921 | Electronic Temperature Controller | HONEYWELL INTERNATIONAL ECC US (HOFS) | T775R2027/U | 296.97 | 286.42 | Y | 296.97 | 286.42 | 296.97
HWI-T775R2027U | 175891 | 1 | 133921 | Electronic Temperature Controller | HONEYWELL INTERNATIONAL ECC US (HOFS) | T775R2027/U | 296.97 | 277.6712 | Y | 296.97 | 286.42 | 296.97
HWI-T775R2035U | 10510 | 4 | 133921 | Electronic Temperature Controller with 2 | HONEYWELL INTERNATIONAL ECC US (HOFS) | T775R2035/U | 255.29 | 221.6333 | Y | 255.29 | 221.6333 | 255.29
HWI-T775R2035U | 175888 | 1 | 133921 | Electronic Temperature Controller with 2 | HONEYWELL INTERNATIONAL ECC US (HOFS) | T775R2035/U | 255.29 | 218.3307 | Y | 255.29 | 221.6333 | 255.29
HWI-T775R2035U | 175891 | 1 | 133921 | Electronic Temperature Controller with 2 | HONEYWELL INTERNATIONAL ECC US (HOFS) | T775R2035/U | 255.29 | 216.0895 | Y | 255.29 | 221.6333 | 255.29
HWI-T775R2043U | 10510 | 3 | 133921 | ELECTRONIC TEMPERATURE CONTROLLER WITH 2 | HONEYWELL INTERNATIONAL ECC US (HOFS) | T775R2043/U | 255.29 | 271.64 | Y | 255.29 | 271.64 | 271.64
HWI-T775R2043U | 175888 | 2 | 133921 | ELECTRONIC TEMPERATURE CONTROLLER WITH 2 | HONEYWELL INTERNATIONAL ECC US (HOFS) | T775R2043/U | 255.29 | 189.8537 | N | 255.29 | 271.64 | 271.64
HWI-T775S2008U | 10006 | 1 | 133921 | Electronic Standalone controller /four | HONEYWELL INTERNATIONAL ECC US (HOFS) | T775S2008/U | 89.8725 | 62.68 | N | 89.8725 | 86.25 | 89.8725
HWI-T775S2008U | 166553 | 3 | 133921 | Electronic Standalone controller /four | HONEYWELL INTERNATIONAL ECC US (HOFS) | T775S2008/U | 89.8725 | 71.2238 | Y | 89.8725 | 86.25 | 89.8725
HWI-T775S2008U | 166559 | 3 | 133921 | Electronic Standalone controller /four | HONEYWELL INTERNATIONAL ECC US (HOFS) | T775S2008/U | 89.8725 | 65.57 | N | 89.8725 | 86.25 | 89.8725
HWI-T775S2008U | 175888 | 1 | 133921 | Electronic Standalone controller /four | HONEYWELL INTERNATIONAL ECC US (HOFS) | T775S2008/U | 89.8725 | 86.25 | Y | 89.8725 | 86.25 | 89.8725
HWI-T775S2008U | 175891 | 2 | 133921 | Electronic Standalone controller /four | HONEYWELL INTERNATIONAL ECC US (HOFS) | T775S2008/U | 89.8725 | 86.25 | Y | 89.8725 | 86.25 | 89.8725
HWI-T775SENSOATU | 10008 | 1 | 133921 | SENSOR FOR T775 | HONEYWELL INTERNATIONAL ECC US (HOFS) | T775-SENS-OAT/U | 53.4025 | 48.6014 | Y | 53.4025 | 51.25 | 53.4025
HWI-T775SENSOATU | 10510 | 12 | 133921 | SENSOR FOR T775 | HONEYWELL INTERNATIONAL ECC US (HOFS) | T775-SENS-OAT/U | 53.4025 | 50.9128 | Y | 53.4025 | 51.25 | 53.4025
HWI-T775SENSOATU | 175888 | 4 | 133921 | SENSOR FOR T775 | HONEYWELL INTERNATIONAL ECC US (HOFS) | T775-SENS-OAT/U | 53.4025 | 46.484 | Y | 53.4025 | 51.25 | 53.4025
HWI-T775SENSOATU | 175890 | 2 | 133921 | SENSOR FOR T775 | HONEYWELL INTERNATIONAL ECC US (HOFS) | T775-SENS-OAT/U | 53.4025 | 48.65 | Y | 53.4025 | 51.25 | 53.4025
HWI-T775SENSOATU | 175891 | 1 | 133921 | SENSOR FOR T775 | HONEYWELL INTERNATIONAL ECC US (HOFS) | T775-SENS-OAT/U | 53.4025 | 51.25 | Y | 53.4025 | 51.25 | 53.4025
HWI-T775SENSSTRAPU | 175888 | 3 | 133921 | PT1000 STRAP ON SENSOR, USE WITH T775 CO | HONEYWELL INTERNATIONAL ECC US (HOFS) | T775-SENS-STRAP/U | 44.285 | 40.49 | Y | 44.285 | 40.49 | 44.285
HWI-T775SENSSTRAPU | 175890 | 1 | 133921 | PT1000 STRAP ON SENSOR, USE WITH T775 CO | HONEYWELL INTERNATIONAL ECC US (HOFS) | T775-SENS-STRAP/U | 44.285 | 40.155 | Y | 44.285 | 40.49 | 44.285
HWI-T775SENSWRU | 175888 | 2 | 133921 | TEMPERATURE SENSOR FOR DUCT APPLICATION | HONEYWELL INTERNATIONAL ECC US (HOFS) | T775-SENS-WR/U | 53.4025 | 24.6103 | Y | 53.4025 | 24.6103 | 53.4025
HWI-T775SENSWTU | 10510 | 3 | 133921 | PT1000 Water Tight Temp Sensor for T775 | HONEYWELL INTERNATIONAL ECC US (HOFS) | T775-SENS-WT/U | 67.73 | 65 | Y | 67.73 | 66.3925 | 67.73
HWI-T775SENSWTU | 175888 | 2 | 133921 | PT1000 Water Tight Temp Sensor for T775 | HONEYWELL INTERNATIONAL ECC US (HOFS) | T775-SENS-WT/U | 67.73 | 65 | Y | 67.73 | 66.3925 | 67.73
HWI-T775SENSWTU | 175890 | 2 | 133921 | PT1000 Water Tight Temp Sensor for T775 | HONEYWELL INTERNATIONAL ECC US (HOFS) | T775-SENS-WT/U | 67.73 | 62.7967 | Y | 67.73 | 66.3925 | 67.73
HWI-T775SENSWTU | 175891 | 1 | 133921 | PT1000 Water Tight Temp Sensor for T775 | HONEYWELL INTERNATIONAL ECC US (HOFS) | T775-SENS-WT/U | 67.73 | 66.3925 | Y | 67.73 | 66.3925 | 67.73
HWI-T775U2006U | 10510 | 4 | 133921 | Electronic Standalone controller / | HONEYWELL INTERNATIONAL ECC US (HOFS) | T775U2006/U | 281.34 | 264.2434 | Y | 281.34 | 265.4064 | 281.34
HWI-T775U2006U | 173042 | 1 | 133921 | Electronic Standalone controller / | HONEYWELL INTERNATIONAL ECC US (HOFS) | T775U2006/U | 281.34 | 258.54 | Y | 281.34 | 265.4064 | 281.34
HWI-T775U2006U | 175888 | 1 | 133921 | Electronic Standalone controller / | HONEYWELL INTERNATIONAL ECC US (HOFS) | T775U2006/U | 281.34 | 262.5481 | Y | 281.34 | 265.4064 | 281.34
HWI-T775U2006U | 175890 | 7 | 133921 | Electronic Standalone controller / | HONEYWELL INTERNATIONAL ECC US (HOFS) | T775U2006/U | 281.34 | 265.4064 | Y | 281.34 | 265.4064 | 281.34
HWI-T775U2006U | 175891 | 1 | 133921 | Electronic Standalone controller / | HONEYWELL INTERNATIONAL ECC US (HOFS) | T775U2006/U | 281.34 | 246.4029 | Y | 281.34 | 265.4064 | 281.34
HWI-T775U2016U | 10510 | 2 | 133921 | Electronic Remote Universial Controller | HONEYWELL INTERNATIONAL ECC US (HOFS) | T775U2016/U | 307.39 | 264.94 | Y | 307.39 | 295 | 307.39
HWI-T775U2016U | 166553 | 3 | 133921 | Electronic Remote Universial Controller | HONEYWELL INTERNATIONAL ECC US (HOFS) | T775U2016/U | 307.39 | 293.4604 | Y | 307.39 | 295 | 307.39
HWI-T775U2016U | 166557 | 3 | 133921 | Electronic Remote Universial Controller | HONEYWELL INTERNATIONAL ECC US (HOFS) | T775U2016/U | 307.39 | 286.4467 | Y | 307.39 | 295 | 307.39
HWI-T775U2016U | 166561 | 1 | 133921 | Electronic Remote Universial Controller | HONEYWELL INTERNATIONAL ECC US (HOFS) | T775U2016/U | 307.39 | 295 | Y | 307.39 | 295 | 307.39
HWI-T775U2016U | 175883 | 2 | 133921 | Electronic Remote Universial Controller | HONEYWELL INTERNATIONAL ECC US (HOFS) | T775U2016/U | 307.39 | 264.94 | N | 307.39 | 295 | 307.39
HWI-T775U2016U | 175888 | 4 | 133921 | Electronic Remote Universial Controller | HONEYWELL INTERNATIONAL ECC US (HOFS) | T775U2016/U | 307.39 | 279.97 | Y | 307.39 | 295 | 307.39
HWI-T775U2016U | 175890 | 3 | 133921 | Electronic Remote Universial Controller | HONEYWELL INTERNATIONAL ECC US (HOFS) | T775U2016/U | 307.39 | 284.6309 | Y | 307.39 | 295 | 307.39
HWI-T775U2016U | 175891 | 4 | 133921 | Electronic Remote Universial Controller | HONEYWELL INTERNATIONAL ECC US (HOFS) | T775U2016/U | 307.39 | 276.7625 | Y | 307.39 | 295 | 307.39
HWI-T7770C1044 | 10008 | 2 | 133921 | Room Sensor 20K T7350 SPT /- OVR LO | HONEYWELL INTERNATIONAL ECC US (HOFS) | T7770C1044 | 28.46 | 28.46 | N | 28.46 | 28.46 | 28.46
HWI-T7770C1044 | 166561 | 1 | 133921 | Room Sensor 20K T7350 SPT /- OVR LO | HONEYWELL INTERNATIONAL ECC US (HOFS) | T7770C1044 | 28.46 | 28.46 | N | 28.46 | 28.46 | 28.46
HWI-T7770E1023 | 166553 | 4 | 133921 | Electronic Temp Sensor, 55-85F, wall | HONEYWELL INTERNATIONAL ECC US (HOFS) | T7770E1023 | 47.1 | 47.1 | N | 47.1 | 47.1 | 47.1
HWI-T7771A1005U | 10008 | 15 | 133921 | 3 BUTTON SENSOR FOR USE | HONEYWELL INTERNATIONAL ECC US (HOFS) | T7771A1005/U | 166.72 | 78.8021 | Y | 166.72 | 78.8021 | 166.72
HWI-T7771A1005U | 166561 | 2 | 133921 | 3 BUTTON SENSOR FOR USE | HONEYWELL INTERNATIONAL ECC US (HOFS) | T7771A1005/U | 166.72 | 68.32 | N | 166.72 | 78.8021 | 166.72
HWI-T87F2824 | 173042 | 1 | 133921 | THERMOSTAT | HONEYWELL INTERNATIONAL ECC US (HOFS) | T87F2824 | 24.69 | 24.69 | N | 24.69 | 24.69 | 24.69
HWI-T921G1005U | 175888 | 1 | 133921 | T921G1005/UHNY | HONEYWELL INTERNATIONAL ECC US (HOFS) | T921G1005U | 238.235 | 238.235 | N | 238.235 | 238.235 | 238.235
HWI-T991A1004U | 10510 | 1 | 133921 | MODULATING TEMPERATURE CONTROLLER, 0-100 | HONEYWELL INTERNATIONAL ECC US (HOFS) | T991A1004/U | 445.7363 | 335.869 | Y | 445.7363 | 335.869 | 445.7363
HWI-T991A1004U | 166557 | 1 | 133921 | MODULATING TEMPERATURE CONTROLLER, 0-100 | HONEYWELL INTERNATIONAL ECC US (HOFS) | T991A1004/U | 445.7363 | 194.337 | N | 445.7363 | 335.869 | 445.7363
HWI-T991A1004U | 166561 | 2 | 133921 | MODULATING TEMPERATURE CONTROLLER, 0-100 | HONEYWELL INTERNATIONAL ECC US (HOFS) | T991A1004/U | 445.7363 | 197.004 | N | 445.7363 | 335.869 | 445.7363
HWI-T991A1004U | 175888 | 1 | 133921 | MODULATING TEMPERATURE CONTROLLER, 0-100 | HONEYWELL INTERNATIONAL ECC US (HOFS) | T991A1004/U | 445.7363 | 200.5261 | N | 445.7363 | 335.869 | 445.7363
HWI-T991A1004U | 175891 | 1 | 133921 | MODULATING TEMPERATURE CONTROLLER, 0-100 | HONEYWELL INTERNATIONAL ECC US (HOFS) | T991A1004/U | 445.7363 | 275.1591 | Y | 445.7363 | 335.869 | 445.7363
HWI-T991A1012U | 10510 | 1 | 133921 | TEMP. CONTROL 135 OHM 0-100F 20FT | HONEYWELL INTERNATIONAL ECC US (HOFS) | T991A1012/U | 503.3485 | 374.95 | N | 503.3485 | 374.95 | 503.3485
HWI-T991A1012U | 166561 | 4 | 133921 | TEMP. CONTROL 135 OHM 0-100F 20FT | HONEYWELL INTERNATIONAL ECC US (HOFS) | T991A1012/U | 503.3485 | 344.623 | N | 503.3485 | 374.95 | 503.3485
HWI-T991A1012U | 175888 | 2 | 133921 | TEMP. CONTROL 135 OHM 0-100F 20FT | HONEYWELL INTERNATIONAL ECC US (HOFS) | T991A1012/U | 503.3485 | 337.332 | Y | 503.3485 | 374.95 | 503.3485
HWI-T991A1012U | 175891 | 2 | 133921 | TEMP. CONTROL 135 OHM 0-100F 20FT | HONEYWELL INTERNATIONAL ECC US (HOFS) | T991A1012/U | 503.3485 | 229.134 | N | 503.3485 | 374.95 | 503.3485
HWI-T991A1061U | 10008 | 1 | 133921 | REMOTE BULB TEMP. CONTROL W/135 | HONEYWELL INTERNATIONAL ECC US (HOFS) | T991A1061/U | 488.1874 | 467.32 | Y | 488.1874 | 468.51 | 488.1874
HWI-T991A1061U | 10510 | 1 | 133921 | REMOTE BULB TEMP. CONTROL W/135 | HONEYWELL INTERNATIONAL ECC US (HOFS) | T991A1061/U | 488.1874 | 468.51 | Y | 488.1874 | 468.51 | 488.1874
HWI-T991A1061U | 173042 | 2 | 133921 | REMOTE BULB TEMP. CONTROL W/135 | HONEYWELL INTERNATIONAL ECC US (HOFS) | T991A1061/U | 488.1874 | 468.51 | Y | 488.1874 | 468.51 | 488.1874
HWI-T991A1061U | 175891 | 2 | 133921 | REMOTE BULB TEMP. CONTROL W/135 | HONEYWELL INTERNATIONAL ECC US (HOFS) | T991A1061/U | 488.1874 | 468.51 | Y | 488.1874 | 468.51 | 488.1874
HWI-T991A1194U | 175891 | 1 | 133921 | TEMPERATURE CONTROLLER 55-175 | HONEYWELL INTERNATIONAL ECC US (HOFS) | T991A1194/U | 527.6063 | 228.272 | Y | 527.6063 | 228.272 | 527.6063
HWI-T991A1244U | 10510 | 3 | 133921 | HONEYWELL TEMPERATURE CONTROL | HONEYWELL INTERNATIONAL ECC US (HOFS) | T991A1244/U | 445.7363 | 272.818 | Y | 445.7363 | 427.46 | 445.7363
HWI-T991A1244U | 175888 | 9 | 133921 | HONEYWELL TEMPERATURE CONTROL | HONEYWELL INTERNATIONAL ECC US (HOFS) | T991A1244/U | 445.7363 | 194.0162 | N | 445.7363 | 427.46 | 445.7363
HWI-T991A1244U | 175891 | 1 | 133921 | HONEYWELL TEMPERATURE CONTROL | HONEYWELL INTERNATIONAL ECC US (HOFS) | T991A1244/U | 445.7363 | 427.46 | Y | 445.7363 | 427.46 | 445.7363
HWI-T991A1350U | 175891 | 4 | 133921 | TRADELINE, RANGE: 55 TO 170 F, AVERA | HONEYWELL INTERNATIONAL ECC US (HOFS) | T991A1350/U | 223.83 | 223.83 | N | 223.83 | 223.83 | 223.83
HWI-T991A1426U | 10510 | 1 | 133921 | Temperature Controller | HONEYWELL INTERNATIONAL ECC US (HOFS) | T991A1426/U | 445.7363 | 232.69 | Y | 445.7363 | 395.8 | 445.7363
HWI-T991A1426U | 175888 | 2 | 133921 | Temperature Controller | HONEYWELL INTERNATIONAL ECC US (HOFS) | T991A1426/U | 445.7363 | 395.8 | Y | 445.7363 | 395.8 | 445.7363
HWI-T991A1426U | 175891 | 5 | 133921 | Temperature Controller | HONEYWELL INTERNATIONAL ECC US (HOFS) | T991A1426/U | 445.7363 | 290.4147 | Y | 445.7363 | 395.8 | 445.7363
HWI-T991A1764U | 10510 | 1 | 133921 | T991A1764/UHNY | HONEYWELL INTERNATIONAL ECC US (HOFS) | T991A1764/U | 500.3163 | 173.64 | N | 500.3163 | 173.64 | 500.3163
HWI-TB3026B | 10008 | 3 | 133921 | BACnet Fixed Function Thermostat | HONEYWELL INTERNATIONAL ECC US (HOFS) | TB3026B | 239.66 | 230 | Y | 239.66 | 230 | 239.66
HWI-TB3026B | 10510 | 1 | 133921 | BACnet Fixed Function Thermostat | HONEYWELL INTERNATIONAL ECC US (HOFS) | TB3026B | 239.66 | 230 | Y | 239.66 | 230 | 239.66
HWI-TB3026B | 175888 | 2 | 133921 | BACnet Fixed Function Thermostat | HONEYWELL INTERNATIONAL ECC US (HOFS) | TB3026B | 239.66 | 230 | Y | 239.66 | 230 | 239.66
HWI-TB6575B1000U | 175891 | 1 | 133921 | SUITEPRO DIGITAL FAN COIL THERMOSTAT, | HONEYWELL INTERNATIONAL ECC US (HOFS) | TB6575B1000/U | 103.0955 | 0 | N | 103.0955 | 0 | 103.0955
HWI-TB6980A1007U | 166553 | 11 | 133921 | ZonePro Stat 1-Floating Triac Output | HONEYWELL INTERNATIONAL ECC US (HOFS) | TB6980A1007/U | 142.5143 | 128.4214 | Y | 142.5143 | 136.77 | 142.5143
HWI-TB6980A1007U | 166557 | 9 | 133921 | ZonePro Stat 1-Floating Triac Output | HONEYWELL INTERNATIONAL ECC US (HOFS) | TB6980A1007/U | 142.5143 | 116.0227 | Y | 142.5143 | 136.77 | 142.5143
HWI-TB6980A1007U | 166559 | 1 | 133921 | ZonePro Stat 1-Floating Triac Output | HONEYWELL INTERNATIONAL ECC US (HOFS) | TB6980A1007/U | 142.5143 | 136.77 | N | 142.5143 | 136.77 | 142.5143
HWI-TB6980A1007U | 166560 | 9 | 133921 | ZonePro Stat 1-Floating Triac Output | HONEYWELL INTERNATIONAL ECC US (HOFS) | TB6980A1007/U | 142.5143 | 119.87 | Y | 142.5143 | 136.77 | 142.5143
HWI-TB6980A1007U | 173042 | 2 | 133921 | ZonePro Stat 1-Floating Triac Output | HONEYWELL INTERNATIONAL ECC US (HOFS) | TB6980A1007/U | 142.5143 | 136.77 | Y | 142.5143 | 136.77 | 142.5143
HWI-TB6980A1007U | 175888 | 4 | 133921 | ZonePro Stat 1-Floating Triac Output | HONEYWELL INTERNATIONAL ECC US (HOFS) | TB6980A1007/U | 142.5143 | 126.385 | Y | 142.5143 | 136.77 | 142.5143
HWI-TB6980A1007U | 175890 | 1 | 133921 | ZonePro Stat 1-Floating Triac Output | HONEYWELL INTERNATIONAL ECC US (HOFS) | TB6980A1007/U | 142.5143 | 118.0128 | N | 142.5143 | 136.77 | 142.5143
HWI-TB6980A1007U | 175891 | 1 | 133921 | ZonePro Stat 1-Floating Triac Output | HONEYWELL INTERNATIONAL ECC US (HOFS) | TB6980A1007/U | 142.5143 | 136.77 | Y | 142.5143 | 136.77 | 142.5143
HWI-TB6980B1006U | 10510 | 8 | 133921 | ZonePro Stat Floating 2-addition Outputs | HONEYWELL INTERNATIONAL ECC US (HOFS) | TB6980B1006/U | 175.8688 | 137.1575 | Y | 175.8688 | 168.78 | 175.8688
HWI-TB6980B1006U | 166553 | 9 | 133921 | ZonePro Stat Floating 2-addition Outputs | HONEYWELL INTERNATIONAL ECC US (HOFS) | TB6980B1006/U | 175.8688 | 157.584 | Y | 175.8688 | 168.78 | 175.8688
HWI-TB6980B1006U | 166557 | 3 | 133921 | ZonePro Stat Floating 2-addition Outputs | HONEYWELL INTERNATIONAL ECC US (HOFS) | TB6980B1006/U | 175.8688 | 97.5818 | Y | 175.8688 | 168.78 | 175.8688
HWI-TB6980B1006U | 166560 | 10 | 133921 | ZonePro Stat Floating 2-addition Outputs | HONEYWELL INTERNATIONAL ECC US (HOFS) | TB6980B1006/U | 175.8688 | 163.8252 | Y | 175.8688 | 168.78 | 175.8688
HWI-TB6980B1006U | 173042 | 2 | 133921 | ZonePro Stat Floating 2-addition Outputs | HONEYWELL INTERNATIONAL ECC US (HOFS) | TB6980B1006/U | 175.8688 | 168.78 | Y | 175.8688 | 168.78 | 175.8688
HWI-TB6980B1006U | 175890 | 3 | 133921 | ZonePro Stat Floating 2-addition Outputs | HONEYWELL INTERNATIONAL ECC US (HOFS) | TB6980B1006/U | 175.8688 | 151.4944 | Y | 175.8688 | 168.78 | 175.8688
HWI-TB7200C5014BU | 10008 | 3 | 133921 | THERMOSTAT MODULATING WITH REHEAT | HONEYWELL INTERNATIONAL ECC US (HOFS) | TB7200C5014B/U | 389.68 | 141.3 | N | 389.68 | 141.3 | 389.68
HWI-TB7300F5014BU | 10008 | 5 | 133921 | Analog/modulating 2 or 4-Pipe Fan Coil T | HONEYWELL INTERNATIONAL ECC US (HOFS) | TB7300F5014B/U | 193.08 | 193.08 | N | 193.08 | 193.08 | 193.08
HWI-TB7600B5014BU | 10008 | 1 | 133921 | COMMUNICATING COMMERCIAL STAT WITH 2 HEA | HONEYWELL INTERNATIONAL ECC US (HOFS) | TB7600B5014B/U | 479.0908 | 175.65 | N | 479.0908 | 175.65 | 479.0908
HWI-TB7652H5514BU | 175883 | 3 | 133921 | COMMUNICATING THERMOSTAT, HEAT PUMP, BAC | HONEYWELL INTERNATIONAL ECC US (HOFS) | TB7652H5514B/U | 260.05 | 260.05 | N | 260.05 | 260.05 | 260.05
HWI-TB7980A1006U | 166553 | 30 | 133921 | ZonePro Proportional Single Output | HONEYWELL INTERNATIONAL ECC US (HOFS) | TB7980A1006/U | 163.7399 | 145.283 | Y | 163.7399 | 157.14 | 163.7399
HWI-TB7980A1006U | 166557 | 5 | 133921 | ZonePro Proportional Single Output | HONEYWELL INTERNATIONAL ECC US (HOFS) | TB7980A1006/U | 163.7399 | 153.498 | Y | 163.7399 | 157.14 | 163.7399
HWI-TB7980A1006U | 166559 | 5 | 133921 | ZonePro Proportional Single Output | HONEYWELL INTERNATIONAL ECC US (HOFS) | TB7980A1006/U | 163.7399 | 156.4063 | Y | 163.7399 | 157.14 | 163.7399
HWI-TB7980A1006U | 166560 | 8 | 133921 | ZonePro Proportional Single Output | HONEYWELL INTERNATIONAL ECC US (HOFS) | TB7980A1006/U | 163.7399 | 156.1209 | Y | 163.7399 | 157.14 | 163.7399
HWI-TB7980A1006U | 166561 | 2 | 133921 | ZonePro Proportional Single Output | HONEYWELL INTERNATIONAL ECC US (HOFS) | TB7980A1006/U | 163.7399 | 157.14 | Y | 163.7399 | 157.14 | 163.7399
HWI-TB7980A1006U | 173042 | 3 | 133921 | ZonePro Proportional Single Output | HONEYWELL INTERNATIONAL ECC US (HOFS) | TB7980A1006/U | 163.7399 | 143.455 | Y | 163.7399 | 157.14 | 163.7399
HWI-TB7980A1006U | 175888 | 8 | 133921 | ZonePro Proportional Single Output | HONEYWELL INTERNATIONAL ECC US (HOFS) | TB7980A1006/U | 163.7399 | 147.6966 | Y | 163.7399 | 157.14 | 163.7399
HWI-TB7980A1006U | 175890 | 10 | 133921 | ZonePro Proportional Single Output | HONEYWELL INTERNATIONAL ECC US (HOFS) | TB7980A1006/U | 163.7399 | 144.0761 | Y | 163.7399 | 157.14 | 163.7399
HWI-TB7980A1006U | 175891 | 1 | 133921 | ZonePro Proportional Single Output | HONEYWELL INTERNATIONAL ECC US (HOFS) | TB7980A1006/U | 163.7399 | 147.96 | Y | 163.7399 | 157.14 | 163.7399
HWI-TB7980B1005U | 10510 | 2 | 133921 | VAZonePro Proportional Multi Output LCD | HONEYWELL INTERNATIONAL ECC US (HOFS) | TB7980B1005/U | 212.2554 | 181.9382 | Y | 212.2554 | 203.5919 | 212.2554
HWI-TB7980B1005U | 166553 | 9 | 133921 | VAZonePro Proportional Multi Output LCD | HONEYWELL INTERNATIONAL ECC US (HOFS) | TB7980B1005/U | 212.2554 | 202.7016 | Y | 212.2554 | 203.5919 | 212.2554
HWI-TB7980B1005U | 166557 | 4 | 133921 | VAZonePro Proportional Multi Output LCD | HONEYWELL INTERNATIONAL ECC US (HOFS) | TB7980B1005/U | 212.2554 | 201.433 | Y | 212.2554 | 203.5919 | 212.2554
HWI-TB7980B1005U | 166559 | 2 | 133921 | VAZonePro Proportional Multi Output LCD | HONEYWELL INTERNATIONAL ECC US (HOFS) | TB7980B1005/U | 212.2554 | 203.5919 | Y | 212.2554 | 203.5919 | 212.2554
HWI-TB7980B1005U | 166560 | 7 | 133921 | VAZonePro Proportional Multi Output LCD | HONEYWELL INTERNATIONAL ECC US (HOFS) | TB7980B1005/U | 212.2554 | 181.03 | Y | 212.2554 | 203.5919 | 212.2554
HWI-TB7980B1005U | 166561 | 1 | 133921 | VAZonePro Proportional Multi Output LCD | HONEYWELL INTERNATIONAL ECC US (HOFS) | TB7980B1005/U | 212.2554 | 192.8 | Y | 212.2554 | 203.5919 | 212.2554
HWI-TB7980B1005U | 173042 | 1 | 133921 | VAZonePro Proportional Multi Output LCD | HONEYWELL INTERNATIONAL ECC US (HOFS) | TB7980B1005/U | 212.2554 | 181.03 | Y | 212.2554 | 203.5919 | 212.2554
HWI-TB7980B1005U | 175888 | 7 | 133921 | VAZonePro Proportional Multi Output LCD | HONEYWELL INTERNATIONAL ECC US (HOFS) | TB7980B1005/U | 212.2554 | 186.2716 | Y | 212.2554 | 203.5919 | 212.2554
HWI-TB7980B1005U | 175890 | 6 | 133921 | VAZonePro Proportional Multi Output LCD | HONEYWELL INTERNATIONAL ECC US (HOFS) | TB7980B1005/U | 212.2554 | 198.5335 | Y | 212.2554 | 203.5919 | 212.2554
HWI-TB7980B1005U | 175891 | 4 | 133921 | VAZonePro Proportional Multi Output LCD | HONEYWELL INTERNATIONAL ECC US (HOFS) | TB7980B1005/U | 212.2554 | 181.0006 | Y | 212.2554 | 203.5919 | 212.2554
HWI-TC300BG | 10006 | 15 | 133921 | Commercial TStat: Comm: FCU 24v Grey | HONEYWELL INTERNATIONAL ECC US (HOFS) | TC300B-G | 135.46 | 129.9999 | Y | 135.46 | 130 | 135.46
HWI-TC300BG | 10008 | 4 | 133921 | Commercial TStat: Comm: FCU 24v Grey | HONEYWELL INTERNATIONAL ECC US (HOFS) | TC300B-G | 135.46 | 130 | Y | 135.46 | 130 | 135.46
HWI-TC300BG | 10770 | 10 | 133921 | Commercial TStat: Comm: FCU 24v Grey | HONEYWELL INTERNATIONAL ECC US (HOFS) | TC300B-G | 135.46 | 130 | N | 135.46 | 130 | 135.46
HWI-TC300BG | 166553 | 8 | 133921 | Commercial TStat: Comm: FCU 24v Grey | HONEYWELL INTERNATIONAL ECC US (HOFS) | TC300B-G | 135.46 | 130 | Y | 135.46 | 130 | 135.46
HWI-TC300BG | 166559 | 7 | 133921 | Commercial TStat: Comm: FCU 24v Grey | HONEYWELL INTERNATIONAL ECC US (HOFS) | TC300B-G | 135.46 | 129.9985 | Y | 135.46 | 130 | 135.46
HWI-TC300BG | 166560 | 13 | 133921 | Commercial TStat: Comm: FCU 24v Grey | HONEYWELL INTERNATIONAL ECC US (HOFS) | TC300B-G | 135.46 | 130 | Y | 135.46 | 130 | 135.46
HWI-TC300BG | 166561 | 9 | 133921 | Commercial TStat: Comm: FCU 24v Grey | HONEYWELL INTERNATIONAL ECC US (HOFS) | TC300B-G | 135.46 | 130 | Y | 135.46 | 130 | 135.46
HWI-TC300BG | 175888 | 3 | 133921 | Commercial TStat: Comm: FCU 24v Grey | HONEYWELL INTERNATIONAL ECC US (HOFS) | TC300B-G | 135.46 | 129.9996 | Y | 135.46 | 130 | 135.46
HWI-TC300BG | 175890 | 5 | 133921 | Commercial TStat: Comm: FCU 24v Grey | HONEYWELL INTERNATIONAL ECC US (HOFS) | TC300B-G | 135.46 | 129.9997 | Y | 135.46 | 130 | 135.46
HWI-TC300BG | 175891 | 11 | 133921 | Commercial TStat: Comm: FCU 24v Grey | HONEYWELL INTERNATIONAL ECC US (HOFS) | TC300B-G | 135.46 | 130 | Y | 135.46 | 130 | 135.46
HWI-TC320BG | 10008 | 8 | 133921 | COMMRCL TSTAT, COMM-WRLS, FCU 24V, GREY | HONEYWELL INTERNATIONAL ECC US (HOFS) | TC320B-G | 177.14 | 170 | Y | 177.14 | 170 | 177.14
HWI-TC320BG | 166553 | 6 | 133921 | COMMRCL TSTAT, COMM-WRLS, FCU 24V, GREY | HONEYWELL INTERNATIONAL ECC US (HOFS) | TC320B-G | 177.14 | 170 | Y | 177.14 | 170 | 177.14
HWI-TC320BG | 166559 | 7 | 133921 | COMMRCL TSTAT, COMM-WRLS, FCU 24V, GREY | HONEYWELL INTERNATIONAL ECC US (HOFS) | TC320B-G | 177.14 | 170 | N | 177.14 | 170 | 177.14
HWI-TC320BG | 175883 | 8 | 133921 | COMMRCL TSTAT, COMM-WRLS, FCU 24V, GREY | HONEYWELL INTERNATIONAL ECC US (HOFS) | TC320B-G | 177.14 | 170 | Y | 177.14 | 170 | 177.14
HWI-TC320BG | 175891 | 10 | 133921 | COMMRCL TSTAT, COMM-WRLS, FCU 24V, GREY | HONEYWELL INTERNATIONAL ECC US (HOFS) | TC320B-G | 177.14 | 170 | Y | 177.14 | 170 | 177.14
HWI-TC500AN | 10008 | 96 | 133921 | Honeywell Commercial Tstat, Wireless | HONEYWELL INTERNATIONAL ECC US (HOFS) | TC500A-N | 285.0287 | 273.5298 | Y | 285.0287 | 274.2506 | 285.0287
HWI-TC500AN | 10510 | 34 | 133921 | Honeywell Commercial Tstat, Wireless | HONEYWELL INTERNATIONAL ECC US (HOFS) | TC500A-N | 285.0287 | 273.54 | Y | 285.0287 | 274.2506 | 285.0287
HWI-TC500AN | 10770 | 5 | 133921 | Honeywell Commercial Tstat, Wireless | HONEYWELL INTERNATIONAL ECC US (HOFS) | TC500A-N | 285.0287 | 273.54 | Y | 285.0287 | 274.2506 | 285.0287
HWI-TC500AN | 166553 | 18 | 133921 | Honeywell Commercial Tstat, Wireless | HONEYWELL INTERNATIONAL ECC US (HOFS) | TC500A-N | 285.0287 | 273.5167 | Y | 285.0287 | 274.2506 | 285.0287
HWI-TC500AN | 166557 | 40 | 133921 | Honeywell Commercial Tstat, Wireless | HONEYWELL INTERNATIONAL ECC US (HOFS) | TC500A-N | 285.0287 | 273.54 | Y | 285.0287 | 274.2506 | 285.0287
HWI-TC500AN | 166559 | 27 | 133921 | Honeywell Commercial Tstat, Wireless | HONEYWELL INTERNATIONAL ECC US (HOFS) | TC500A-N | 285.0287 | 273.6273 | Y | 285.0287 | 274.2506 | 285.0287
HWI-TC500AN | 166560 | 2 | 133921 | Honeywell Commercial Tstat, Wireless | HONEYWELL INTERNATIONAL ECC US (HOFS) | TC500A-N | 285.0287 | 272.0183 | Y | 285.0287 | 274.2506 | 285.0287
HWI-TC500AN | 166561 | 10 | 133921 | Honeywell Commercial Tstat, Wireless | HONEYWELL INTERNATIONAL ECC US (HOFS) | TC500A-N | 285.0287 | 273.0623 | Y | 285.0287 | 274.2506 | 285.0287
HWI-TC500AN | 175883 | 35 | 133921 | Honeywell Commercial Tstat, Wireless | HONEYWELL INTERNATIONAL ECC US (HOFS) | TC500A-N | 285.0287 | 273.5392 | Y | 285.0287 | 274.2506 | 285.0287
HWI-TC500AN | 175888 | 2 | 133921 | Honeywell Commercial Tstat, Wireless | HONEYWELL INTERNATIONAL ECC US (HOFS) | TC500A-N | 285.0287 | 273.5057 | Y | 285.0287 | 274.2506 | 285.0287
HWI-TC500AN | 175890 | 6 | 133921 | Honeywell Commercial Tstat, Wireless | HONEYWELL INTERNATIONAL ECC US (HOFS) | TC500A-N | 285.0287 | 273.5268 | Y | 285.0287 | 274.2506 | 285.0287
HWI-TC500AN | 175891 | 22 | 133921 | Honeywell Commercial Tstat, Wireless | HONEYWELL INTERNATIONAL ECC US (HOFS) | TC500A-N | 285.0287 | 274.2506 | Y | 285.0287 | 274.2506 | 285.0287
HWI-TG504A1025U | 166559 | 1 | 133921 | KEY LOCK COVER | HONEYWELL INTERNATIONAL ECC US (HOFS) | TG504A1025/U | 19.52 | 19.52 | N | 19.52 | 19.52 | 19.52
HWI-THM6000R1002 | 10008 | 2 | 133921 | REPLACED WITH THM6000R7001/U | HONEYWELL INTERNATIONAL ECC US (HOFS) | THM6000R1002 | 74.3711 | 0 | N | 74.3711 | 0 | 74.3711
HWI-THP2400A1027G | 10006 | 2 | 133921 | MUD RING FOR THERMOSTAT GRAY | HONEYWELL INTERNATIONAL ECC US (HOFS) | THP2400A1027G | 7.795 | 7.795 | N | 7.795 | 7.795 | 7.795
HWI-THP2400A1027G | 10008 | 3 | 133921 | MUD RING FOR THERMOSTAT GRAY | HONEYWELL INTERNATIONAL ECC US (HOFS) | THP2400A1027G | 7.795 | 7.795 | N | 7.795 | 7.795 | 7.795
HWI-TP9600A1007U | 166553 | 9 | 133921 | Pneumatic Stat, DA, 60-90, w/Cover | HONEYWELL INTERNATIONAL ECC US (HOFS) | TP9600A1007/U | 143.7231 | 137.93 | Y | 143.7231 | 137.93 | 143.7231
HWI-TP9600A1007U | 166557 | 3 | 133921 | Pneumatic Stat, DA, 60-90, w/Cover | HONEYWELL INTERNATIONAL ECC US (HOFS) | TP9600A1007/U | 143.7231 | 47.7452 | Y | 143.7231 | 137.93 | 143.7231
HWI-TP9600A1007U | 166559 | 6 | 133921 | Pneumatic Stat, DA, 60-90, w/Cover | HONEYWELL INTERNATIONAL ECC US (HOFS) | TP9600A1007/U | 143.7231 | 133.7233 | Y | 143.7231 | 137.93 | 143.7231
HWI-TP9600A1007U | 166560 | 10 | 133921 | Pneumatic Stat, DA, 60-90, w/Cover | HONEYWELL INTERNATIONAL ECC US (HOFS) | TP9600A1007/U | 143.7231 | 137.93 | Y | 143.7231 | 137.93 | 143.7231
HWI-TP9600A1007U | 166561 | 12 | 133921 | Pneumatic Stat, DA, 60-90, w/Cover | HONEYWELL INTERNATIONAL ECC US (HOFS) | TP9600A1007/U | 143.7231 | 129.5611 | Y | 143.7231 | 137.93 | 143.7231
HWI-TP9600A1007U | 173042 | 1 | 133921 | Pneumatic Stat, DA, 60-90, w/Cover | HONEYWELL INTERNATIONAL ECC US (HOFS) | TP9600A1007/U | 143.7231 | 137.93 | Y | 143.7231 | 137.93 | 143.7231
HWI-TP9600A1007U | 175891 | 3 | 133921 | Pneumatic Stat, DA, 60-90, w/Cover | HONEYWELL INTERNATIONAL ECC US (HOFS) | TP9600A1007/U | 143.7231 | 137.93 | Y | 143.7231 | 137.93 | 143.7231
HWI-TP9603A1001U | 175888 | 4 | 133921 | DA Tstat w/stpoint & therm. conceale | HONEYWELL INTERNATIONAL ECC US (HOFS) | TP9603A1001/U | 238.941 | 192.79 | Y | 238.941 | 192.79 | 238.941
HWI-TP9603A1001U | 175890 | 1 | 133921 | DA Tstat w/stpoint & therm. conceale | HONEYWELL INTERNATIONAL ECC US (HOFS) | TP9603A1001/U | 238.941 | 61.0004 | N | 238.941 | 192.79 | 238.941
HWI-TP9630A1004U | 175888 | 4 | 133921 | DIR. ACTING, W/SETPOINT & THERMOMETER VI | HONEYWELL INTERNATIONAL ECC US (HOFS) | TP9630A1004/U | 119.4653 | 40.92 | N | 119.4653 | 40.92 | 119.4653
HWI-TP970A2004U | 10006 | 4 | 133921 | Pneumatic Thermostat, DA, 2 pipe, 60-90 | HONEYWELL INTERNATIONAL ECC US (HOFS) | TP970A2004/U | 141.3056 | 62.06 | N | 141.3056 | 126.2742 | 141.3056
HWI-TP970A2004U | 10510 | 30 | 133921 | Pneumatic Thermostat, DA, 2 pipe, 60-90 | HONEYWELL INTERNATIONAL ECC US (HOFS) | TP970A2004/U | 141.3056 | 126.2742 | Y | 141.3056 | 126.2742 | 141.3056
HWI-TP970A2004U | 166560 | 3 | 133921 | Pneumatic Thermostat, DA, 2 pipe, 60-90 | HONEYWELL INTERNATIONAL ECC US (HOFS) | TP970A2004/U | 141.3056 | 122.6094 | Y | 141.3056 | 126.2742 | 141.3056
HWI-TP970A2004U | 175888 | 10 | 133921 | Pneumatic Thermostat, DA, 2 pipe, 60-90 | HONEYWELL INTERNATIONAL ECC US (HOFS) | TP970A2004/U | 141.3056 | 102.3201 | Y | 141.3056 | 126.2742 | 141.3056
HWI-TP970A2004U | 175890 | 10 | 133921 | Pneumatic Thermostat, DA, 2 pipe, 60-90 | HONEYWELL INTERNATIONAL ECC US (HOFS) | TP970A2004/U | 141.3056 | 81.226 | N | 141.3056 | 126.2742 | 141.3056
HWI-TP970A2004U | 175891 | 14 | 133921 | Pneumatic Thermostat, DA, 2 pipe, 60-90 | HONEYWELL INTERNATIONAL ECC US (HOFS) | TP970A2004/U | 141.3056 | 123.9298 | Y | 141.3056 | 126.2742 | 141.3056
HWI-TP970A2012U | 10008 | 1 | 133921 | Pneumatic Thermostat Direct Acting, Heat | HONEYWELL INTERNATIONAL ECC US (HOFS) | TP970A2012/U | 159.1968 | 60.42 | N | 159.1968 | 60.42 | 159.1968
HWI-TP970A2038U | 10510 | 2 | 133921 | TP970A2038 UNIVERSAL MODERNIZATION | HONEYWELL INTERNATIONAL ECC US (HOFS) | TP970A2038/U | 298.6789 | 260.2074 | Y | 298.6789 | 260.2074 | 298.6789
HWI-TP970A2145U | 10008 | 0 | 133921 | Pneumatic Stat, DA, 60-90 w/Satin Cover | HONEYWELL INTERNATIONAL ECC US (HOFS) | TP970A2145/U | 200.1265 | 191.608 | N | 200.1265 | 192.06 | 200.1265
HWI-TP970A2145U | 10510 | 12 | 133921 | Pneumatic Stat, DA, 60-90 w/Satin Cover | HONEYWELL INTERNATIONAL ECC US (HOFS) | TP970A2145/U | 200.1265 | 191.608 | Y | 200.1265 | 192.06 | 200.1265
HWI-TP970A2145U | 166553 | 1 | 133921 | Pneumatic Stat, DA, 60-90 w/Satin Cover | HONEYWELL INTERNATIONAL ECC US (HOFS) | TP970A2145/U | 200.1265 | 174.44 | Y | 200.1265 | 192.06 | 200.1265
HWI-TP970A2145U | 166559 | 6 | 133921 | Pneumatic Stat, DA, 60-90 w/Satin Cover | HONEYWELL INTERNATIONAL ECC US (HOFS) | TP970A2145/U | 200.1265 | 163.4178 | Y | 200.1265 | 192.06 | 200.1265
HWI-TP970A2145U | 166561 | 2 | 133921 | Pneumatic Stat, DA, 60-90 w/Satin Cover | HONEYWELL INTERNATIONAL ECC US (HOFS) | TP970A2145/U | 200.1265 | 192.06 | Y | 200.1265 | 192.06 | 200.1265
HWI-TP970A2145U | 175888 | 1 | 133921 | Pneumatic Stat, DA, 60-90 w/Satin Cover | HONEYWELL INTERNATIONAL ECC US (HOFS) | TP970A2145/U | 200.1265 | 126.8965 | Y | 200.1265 | 192.06 | 200.1265
HWI-TP970A2145U | 175891 | 1 | 133921 | Pneumatic Stat, DA, 60-90 w/Satin Cover | HONEYWELL INTERNATIONAL ECC US (HOFS) | TP970A2145/U | 200.1265 | 126.8965 | Y | 200.1265 | 192.06 | 200.1265
HWI-TP970B2002U | 10510 | 2 | 133921 | Pneumatic Thermostat, RA, 2 pipe, 60-90 | HONEYWELL INTERNATIONAL ECC US (HOFS) | TP970B2002/U | 143.1187 | 137.35 | Y | 143.1187 | 137.35 | 143.1187
HWI-TP970B2002U | 166560 | 3 | 133921 | Pneumatic Thermostat, RA, 2 pipe, 60-90 | HONEYWELL INTERNATIONAL ECC US (HOFS) | TP970B2002/U | 143.1187 | 120.7414 | Y | 143.1187 | 137.35 | 143.1187
HWI-TP970B2002U | 175888 | 6 | 133921 | Pneumatic Thermostat, RA, 2 pipe, 60-90 | HONEYWELL INTERNATIONAL ECC US (HOFS) | TP970B2002/U | 143.1187 | 137.35 | Y | 143.1187 | 137.35 | 143.1187
HWI-TP970B2002U | 175890 | 6 | 133921 | Pneumatic Thermostat, RA, 2 pipe, 60-90 | HONEYWELL INTERNATIONAL ECC US (HOFS) | TP970B2002/U | 143.1187 | 121.9737 | N | 143.1187 | 137.35 | 143.1187
HWI-TP970B2002U | 175891 | 1 | 133921 | Pneumatic Thermostat, RA, 2 pipe, 60-90 | HONEYWELL INTERNATIONAL ECC US (HOFS) | TP970B2002/U | 143.1187 | 122.27 | Y | 143.1187 | 137.35 | 143.1187
HWI-TP970B2077U | 10006 | 4 | 133921 | Pneumatic Stat, DA, 60-90 w/Satin Cover | HONEYWELL INTERNATIONAL ECC US (HOFS) | TP970B2077/U | 203.1587 | 60.9737 | N | 203.1587 | 191.9983 | 203.1587
HWI-TP970B2077U | 10510 | 2 | 133921 | Pneumatic Stat, DA, 60-90 w/Satin Cover | HONEYWELL INTERNATIONAL ECC US (HOFS) | TP970B2077/U | 203.1587 | 161.2411 | Y | 203.1587 | 191.9983 | 203.1587
HWI-TP970B2077U | 166553 | 4 | 133921 | Pneumatic Stat, DA, 60-90 w/Satin Cover | HONEYWELL INTERNATIONAL ECC US (HOFS) | TP970B2077/U | 203.1587 | 166.33 | Y | 203.1587 | 191.9983 | 203.1587
HWI-TP970B2077U | 166559 | 4 | 133921 | Pneumatic Stat, DA, 60-90 w/Satin Cover | HONEYWELL INTERNATIONAL ECC US (HOFS) | TP970B2077/U | 203.1587 | 191.9983 | Y | 203.1587 | 191.9983 | 203.1587
HWI-TP970B2077U | 166560 | 5 | 133921 | Pneumatic Stat, DA, 60-90 w/Satin Cover | HONEYWELL INTERNATIONAL ECC US (HOFS) | TP970B2077/U | 203.1587 | 113.9685 | N | 203.1587 | 191.9983 | 203.1587
HWI-TP970B2077U | 166561 | 1 | 133921 | Pneumatic Stat, DA, 60-90 w/Satin Cover | HONEYWELL INTERNATIONAL ECC US (HOFS) | TP970B2077/U | 203.1587 | 59.6594 | N | 203.1587 | 191.9983 | 203.1587
HWI-TP970B2077U | 175888 | 6 | 133921 | Pneumatic Stat, DA, 60-90 w/Satin Cover | HONEYWELL INTERNATIONAL ECC US (HOFS) | TP970B2077/U | 203.1587 | 175.9216 | Y | 203.1587 | 191.9983 | 203.1587
HWI-TP970B2077U | 175890 | 1 | 133921 | Pneumatic Stat, DA, 60-90 w/Satin Cover | HONEYWELL INTERNATIONAL ECC US (HOFS) | TP970B2077/U | 203.1587 | 162.7716 | N | 203.1587 | 191.9983 | 203.1587
HWI-TP970B2077U | 175891 | 1 | 133921 | Pneumatic Stat, DA, 60-90 w/Satin Cover | HONEYWELL INTERNATIONAL ECC US (HOFS) | TP970B2077/U | 203.1587 | 166.33 | Y | 203.1587 | 191.9983 | 203.1587
HWI-TP970B2182U | 175888 | 6 | 133921 | REVERSE ACTING 60F TO 90F THROTTLING RAN | HONEYWELL INTERNATIONAL ECC US (HOFS) | TP970B2182/U | 213.4641 | 172.2 | Y | 213.4641 | 172.2 | 213.4641
HWI-TP971A2003U | 10510 | 5 | 133921 | STANDARD. | HONEYWELL INTERNATIONAL ECC US (HOFS) | TP971A2003/U | 242.5776 | 110.5865 | Y | 242.5776 | 184.8423 | 242.5776
HWI-TP971A2003U | 175888 | 4 | 133921 | STANDARD. | HONEYWELL INTERNATIONAL ECC US (HOFS) | TP971A2003/U | 242.5776 | 184.8423 | Y | 242.5776 | 184.8423 | 242.5776
HWI-TP971A2003U | 175891 | 5 | 133921 | STANDARD. | HONEYWELL INTERNATIONAL ECC US (HOFS) | TP971A2003/U | 242.5776 | 184.8423 | Y | 242.5776 | 184.8423 | 242.5776
HWI-TP971A2086U | 173042 | 1 | 133921 | HONEYWELL PNEUMATIC DAY/NIGHT THERMOSTAT | HONEYWELL INTERNATIONAL ECC US (HOFS) | TP971A2086/U | 259.5622 | 182.23 | Y | 259.5622 | 182.23 | 259.5622
HWI-TP971A2102U | 10510 | 1 | 133921 | CONVERTASTAT KIT WITH SATIN CHROME U | HONEYWELL INTERNATIONAL ECC US (HOFS) | TP971A2102/U | 339.0043 | 308.362 | Y | 339.0043 | 308.362 | 339.0043
HWI-TP972A2002U | 10510 | 3 | 133921 | PNEUMATIC THERMOSTAT | HONEYWELL INTERNATIONAL ECC US (HOFS) | TP972A2002/U | 203.4609 | 150.5733 | Y | 203.4609 | 177.32 | 203.4609
HWI-TP972A2002U | 166559 | 1 | 133921 | PNEUMATIC THERMOSTAT | HONEYWELL INTERNATIONAL ECC US (HOFS) | TP972A2002/U | 203.4609 | 166.49 | N | 203.4609 | 177.32 | 203.4609
HWI-TP972A2002U | 166561 | 2 | 133921 | PNEUMATIC THERMOSTAT | HONEYWELL INTERNATIONAL ECC US (HOFS) | TP972A2002/U | 203.4609 | 166.49 | N | 203.4609 | 177.32 | 203.4609
HWI-TP972A2002U | 175888 | 6 | 133921 | PNEUMATIC THERMOSTAT | HONEYWELL INTERNATIONAL ECC US (HOFS) | TP972A2002/U | 203.4609 | 177.32 | Y | 203.4609 | 177.32 | 203.4609
HWI-TP972A2002U | 175890 | 1 | 133921 | PNEUMATIC THERMOSTAT | HONEYWELL INTERNATIONAL ECC US (HOFS) | TP972A2002/U | 203.4609 | 161.931 | N | 203.4609 | 177.32 | 203.4609
HWI-TP972A2143U | 173042 | 3 | 133921 | REVERSE ACTING AT 19 PSI. DIRECT ACTING | HONEYWELL INTERNATIONAL ECC US (HOFS) | TP972A2143/U | 225.9056 | 197.03 | N | 225.9056 | 197.03 | 225.9056
HWI-TP973A2076U | 10008 | 1 | 133921 | SINGLE PIPE D.A. Pneu. Thermostat | HONEYWELL INTERNATIONAL ECC US (HOFS) | TP973A2076/U | 132.5111 | 47.08 | N | 132.5111 | 56.4043 | 132.5111
HWI-TP973A2076U | 166559 | 1 | 133921 | SINGLE PIPE D.A. Pneu. Thermostat | HONEYWELL INTERNATIONAL ECC US (HOFS) | TP973A2076/U | 132.5111 | 42.34 | N | 132.5111 | 56.4043 | 132.5111
HWI-TP973A2076U | 175888 | 3 | 133921 | SINGLE PIPE D.A. Pneu. Thermostat | HONEYWELL INTERNATIONAL ECC US (HOFS) | TP973A2076/U | 132.5111 | 56.4043 | Y | 132.5111 | 56.4043 | 132.5111
HWI-TP973B2171U | 175888 | 24 | 133921 | Pneumatic Stat 1 pipe; RA; Satin Cover | HONEYWELL INTERNATIONAL ECC US (HOFS) | TP973B2171/U | 200.7309 | 53.7381 | N | 200.7309 | 53.7381 | 200.7309
HWI-TP974A2000U | 175888 | 1 | 133921 | Sensor, pneumatic temperature, one pipe | HONEYWELL INTERNATIONAL ECC US (HOFS) | TP974A2000/U | 254.7065 | 129.8357 | N | 254.7065 | 129.8357 | 254.7065
HWI-TR100TG | 10008 | 20 | 133921 | Wall Module with Temperature Sensing | HONEYWELL INTERNATIONAL ECC US (HOFS) | TR100-T-G | 98.99 | 95 | Y | 98.99 | 114 | 114
HWI-TR100TG | 10510 | -34 | 133921 | Wall Module with Temperature Sensing | HONEYWELL INTERNATIONAL ECC US (HOFS) | TR100-T-G | 98.99 | 95 | Y | 98.99 | 114 | 114
HWI-TR100TG | 166559 | 11 | 133921 | Wall Module with Temperature Sensing | HONEYWELL INTERNATIONAL ECC US (HOFS) | TR100-T-G | 98.99 | 104.5 | Y | 98.99 | 114 | 114
HWI-TR100TG | 173042 | 1 | 133921 | Wall Module with Temperature Sensing | HONEYWELL INTERNATIONAL ECC US (HOFS) | TR100-T-G | 98.99 | 114 | N | 98.99 | 114 | 114
HWI-TR100TG | 175883 | 27 | 133921 | Wall Module with Temperature Sensing | HONEYWELL INTERNATIONAL ECC US (HOFS) | TR100-T-G | 98.99 | 99.9259 | Y | 98.99 | 114 | 114
HWI-TR100TG | 175888 | 5 | 133921 | Wall Module with Temperature Sensing | HONEYWELL INTERNATIONAL ECC US (HOFS) | TR100-T-G | 98.99 | 95 | Y | 98.99 | 114 | 114
HWI-TR100TG | 175891 | 30 | 133921 | Wall Module with Temperature Sensing | HONEYWELL INTERNATIONAL ECC US (HOFS) | TR100-T-G | 98.99 | 95 | Y | 98.99 | 114 | 114
HWI-TR100THCG | 10006 | 10 | 133921 | Wall Module: Temp/Humidity/CO2 | HONEYWELL INTERNATIONAL ECC US (HOFS) | TR100-THC-G | 237.055 | 227.3864 | Y | 237.055 | 227.5 | 237.055
HWI-TR100THCG | 10008 | 11 | 133921 | Wall Module: Temp/Humidity/CO2 | HONEYWELL INTERNATIONAL ECC US (HOFS) | TR100-THC-G | 237.055 | 227.3476 | Y | 237.055 | 227.5 | 237.055
HWI-TR100THCG | 10510 | 20 | 133921 | Wall Module: Temp/Humidity/CO2 | HONEYWELL INTERNATIONAL ECC US (HOFS) | TR100-THC-G | 237.055 | 227.4792 | Y | 237.055 | 227.5 | 237.055
HWI-TR100THCG | 10770 | 5 | 133921 | Wall Module: Temp/Humidity/CO2 | HONEYWELL INTERNATIONAL ECC US (HOFS) | TR100-THC-G | 237.055 | 227.5 | N | 237.055 | 227.5 | 237.055
HWI-TR100THCG | 166553 | 10 | 133921 | Wall Module: Temp/Humidity/CO2 | HONEYWELL INTERNATIONAL ECC US (HOFS) | TR100-THC-G | 237.055 | 227.5 | Y | 237.055 | 227.5 | 237.055
HWI-TR100THCG | 166559 | 22 | 133921 | Wall Module: Temp/Humidity/CO2 | HONEYWELL INTERNATIONAL ECC US (HOFS) | TR100-THC-G | 237.055 | 215.0503 | Y | 237.055 | 227.5 | 237.055
HWI-TR100THCG | 175883 | 9 | 133921 | Wall Module: Temp/Humidity/CO2 | HONEYWELL INTERNATIONAL ECC US (HOFS) | TR100-THC-G | 237.055 | 227.5 | Y | 237.055 | 227.5 | 237.055
HWI-TR100THCG | 175888 | 2 | 133921 | Wall Module: Temp/Humidity/CO2 | HONEYWELL INTERNATIONAL ECC US (HOFS) | TR100-THC-G | 237.055 | 227.5 | Y | 237.055 | 227.5 | 237.055
HWI-TR100THCG | 175891 | 4 | 133921 | Wall Module: Temp/Humidity/CO2 | HONEYWELL INTERNATIONAL ECC US (HOFS) | TR100-THC-G | 237.055 | 226.25 | Y | 237.055 | 227.5 | 237.055
HWI-TR100THG | 10006 | 6 | 133921 | Wall Module: Temp/Humidity | HONEYWELL INTERNATIONAL ECC US (HOFS) | TR100-TH-G | 143.275 | 137.4684 | Y | 143.275 | 137.5 | 143.275
HWI-TR100THG | 10008 | 22 | 133921 | Wall Module: Temp/Humidity | HONEYWELL INTERNATIONAL ECC US (HOFS) | TR100-TH-G | 143.275 | 137.4684 | Y | 143.275 | 137.5 | 143.275
HWI-TR100THG | 10510 | 20 | 133921 | Wall Module: Temp/Humidity | HONEYWELL INTERNATIONAL ECC US (HOFS) | TR100-TH-G | 143.275 | 137.5 | Y | 143.275 | 137.5 | 143.275
HWI-TR100THG | 166553 | 0 | 133921 | Wall Module: Temp/Humidity | HONEYWELL INTERNATIONAL ECC US (HOFS) | TR100-TH-G | 143.275 | 137.5 | Y | 143.275 | 137.5 | 143.275
HWI-TR100THG | 166559 | 10 | 133921 | Wall Module: Temp/Humidity | HONEYWELL INTERNATIONAL ECC US (HOFS) | TR100-TH-G | 143.275 | 121 | N | 143.275 | 137.5 | 143.275
HWI-TR100THG | 166561 | 2 | 133921 | Wall Module: Temp/Humidity | HONEYWELL INTERNATIONAL ECC US (HOFS) | TR100-TH-G | 143.275 | 137.5 | N | 143.275 | 137.5 | 143.275
HWI-TR100THG | 175883 | 221 | 133921 | Wall Module: Temp/Humidity | HONEYWELL INTERNATIONAL ECC US (HOFS) | TR100-TH-G | 143.275 | 137.4204 | Y | 143.275 | 137.5 | 143.275
HWI-TR100THG | 175888 | 10 | 133921 | Wall Module: Temp/Humidity | HONEYWELL INTERNATIONAL ECC US (HOFS) | TR100-TH-G | 143.275 | 137.3225 | Y | 143.275 | 137.5 | 143.275
HWI-TR100THG | 175891 | 9 | 133921 | Wall Module: Temp/Humidity | HONEYWELL INTERNATIONAL ECC US (HOFS) | TR100-TH-G | 143.275 | 137.5 | Y | 143.275 | 137.5 | 143.275
HWI-TR120 | 10008 | 8 | 133921 | Honeywell Touchscreen Wall Module | HONEYWELL INTERNATIONAL ECC US (HOFS) | TR120 | 169.325 | 156.2778 | Y | 169.325 | 162.5 | 169.325
HWI-TR120 | 10510 | 1 | 133921 | Honeywell Touchscreen Wall Module | HONEYWELL INTERNATIONAL ECC US (HOFS) | TR120 | 169.325 | 162.5 | Y | 169.325 | 162.5 | 169.325
HWI-TR120 | 166557 | 3 | 133921 | Honeywell Touchscreen Wall Module | HONEYWELL INTERNATIONAL ECC US (HOFS) | TR120 | 169.325 | 156.2778 | N | 169.325 | 162.5 | 169.325
HWI-TR120 | 166559 | 1 | 133921 | Honeywell Touchscreen Wall Module | HONEYWELL INTERNATIONAL ECC US (HOFS) | TR120 | 169.325 | 162.5 | Y | 169.325 | 162.5 | 169.325
HWI-TR120 | 166561 | 4 | 133921 | Honeywell Touchscreen Wall Module | HONEYWELL INTERNATIONAL ECC US (HOFS) | TR120 | 169.325 | 162.5 | Y | 169.325 | 162.5 | 169.325
HWI-TR120 | 175883 | 4 | 133921 | Honeywell Touchscreen Wall Module | HONEYWELL INTERNATIONAL ECC US (HOFS) | TR120 | 169.325 | 162.5 | Y | 169.325 | 162.5 | 169.325
HWI-TR120 | 175888 | 10 | 133921 | Honeywell Touchscreen Wall Module | HONEYWELL INTERNATIONAL ECC US (HOFS) | TR120 | 169.325 | 162.5 | Y | 169.325 | 162.5 | 169.325
HWI-TR120H | 10006 | 1 | 133921 | Honeywell Touchscreen Wall Module with | HONEYWELL INTERNATIONAL ECC US (HOFS) | TR120-H | 265.71 | 255 | Y | 265.71 | 255 | 265.71
HWI-TR120H | 166561 | 1 | 133921 | Honeywell Touchscreen Wall Module with | HONEYWELL INTERNATIONAL ECC US (HOFS) | TR120-H | 265.71 | 188.2072 | N | 265.71 | 255 | 265.71
HWI-TR21AU | 10008 | 10 | 133921 | 10 K ohm NTC non-linear Temperature Wall | HONEYWELL INTERNATIONAL ECC US (HOFS) | TR21-A/U | 22.924 | 21.3836 | Y | 22.924 | 22 | 22.924
HWI-TR21AU | 10510 | 6 | 133921 | 10 K ohm NTC non-linear Temperature Wall | HONEYWELL INTERNATIONAL ECC US (HOFS) | TR21-A/U | 22.924 | 21.8947 | Y | 22.924 | 22 | 22.924
HWI-TR21AU | 166553 | 5 | 133921 | 10 K ohm NTC non-linear Temperature Wall | HONEYWELL INTERNATIONAL ECC US (HOFS) | TR21-A/U | 22.924 | 22 | Y | 22.924 | 22 | 22.924
HWI-TR21AU | 166559 | 3 | 133921 | 10 K ohm NTC non-linear Temperature Wall | HONEYWELL INTERNATIONAL ECC US (HOFS) | TR21-A/U | 22.924 | 21.7994 | Y | 22.924 | 22 | 22.924
HWI-TR21AU | 173042 | 4 | 133921 | 10 K ohm NTC non-linear Temperature Wall | HONEYWELL INTERNATIONAL ECC US (HOFS) | TR21-A/U | 22.924 | 21.992 | N | 22.924 | 22 | 22.924
HWI-TR21AU | 175883 | 1 | 133921 | 10 K ohm NTC non-linear Temperature Wall | HONEYWELL INTERNATIONAL ECC US (HOFS) | TR21-A/U | 22.924 | 19.3171 | Y | 22.924 | 22 | 22.924
HWI-TR21AU | 175888 | 8 | 133921 | 10 K ohm NTC non-linear Temperature Wall | HONEYWELL INTERNATIONAL ECC US (HOFS) | TR21-A/U | 22.924 | 21.6489 | Y | 22.924 | 22 | 22.924
HWI-TR21AU | 175890 | 6 | 133921 | 10 K ohm NTC non-linear Temperature Wall | HONEYWELL INTERNATIONAL ECC US (HOFS) | TR21-A/U | 22.924 | 21.6489 | Y | 22.924 | 22 | 22.924
HWI-TR21AU | 175891 | 4 | 133921 | 10 K ohm NTC non-linear Temperature Wall | HONEYWELL INTERNATIONAL ECC US (HOFS) | TR21-A/U | 22.924 | 20.42 | Y | 22.924 | 22 | 22.924
HWI-TR21HU | 10008 | 2 | 133921 | 20 K ohm NTC non-linear Temperature Wall | HONEYWELL INTERNATIONAL ECC US (HOFS) | TR21-H/U | 128.9475 | 119.41 | Y | 128.9475 | 154.65 | 154.65
HWI-TR21HU | 166553 | 3 | 133921 | 20 K ohm NTC non-linear Temperature Wall | HONEYWELL INTERNATIONAL ECC US (HOFS) | TR21-H/U | 128.9475 | 141.4567 | Y | 128.9475 | 154.65 | 154.65
HWI-TR21HU | 166559 | 1 | 133921 | 20 K ohm NTC non-linear Temperature Wall | HONEYWELL INTERNATIONAL ECC US (HOFS) | TR21-H/U | 128.9475 | 154.65 | N | 128.9475 | 154.65 | 154.65
HWI-TR21HU | 175888 | 7 | 133921 | 20 K ohm NTC non-linear Temperature Wall | HONEYWELL INTERNATIONAL ECC US (HOFS) | TR21-H/U | 128.9475 | 117.55 | Y | 128.9475 | 154.65 | 154.65
HWI-TR21JU | 166561 | 13 | 133921 | 20 K ohm NTC non-linear Temperature Wall | HONEYWELL INTERNATIONAL ECC US (HOFS) | TR21-J/U | 25.7895 | 19.96 | N | 25.7895 | 19.96 | 25.7895
HWI-TR21JU | 175883 | 46 | 133921 | 20 K ohm NTC non-linear Temperature Wall | HONEYWELL INTERNATIONAL ECC US (HOFS) | TR21-J/U | 25.7895 | 14.0813 | N | 25.7895 | 19.96 | 25.7895
HWI-TR21JU | 175888 | 4 | 133921 | 20 K ohm NTC non-linear Temperature Wall | HONEYWELL INTERNATIONAL ECC US (HOFS) | TR21-J/U | 25.7895 | 19.96 | Y | 25.7895 | 19.96 | 25.7895
HWI-TR21U | 10008 | 20 | 133921 | Honeywell 20 K ohm NTC non-linear Temper | HONEYWELL INTERNATIONAL ECC US (HOFS) | TR21/U | 15.8905 | 15.25 | Y | 15.8905 | 15.25 | 15.8905
HWI-TR21U | 10510 | 0 | 133921 | Honeywell 20 K ohm NTC non-linear Temper | HONEYWELL INTERNATIONAL ECC US (HOFS) | TR21/U | 15.8905 | 15.1947 | Y | 15.8905 | 15.25 | 15.8905
HWI-TR21U | 166553 | 8 | 133921 | Honeywell 20 K ohm NTC non-linear Temper | HONEYWELL INTERNATIONAL ECC US (HOFS) | TR21/U | 15.8905 | 14.0083 | Y | 15.8905 | 15.25 | 15.8905
HWI-TR21U | 166557 | 18 | 133921 | Honeywell 20 K ohm NTC non-linear Temper | HONEYWELL INTERNATIONAL ECC US (HOFS) | TR21/U | 15.8905 | 15.25 | Y | 15.8905 | 15.25 | 15.8905
HWI-TR21U | 166559 | 21 | 133921 | Honeywell 20 K ohm NTC non-linear Temper | HONEYWELL INTERNATIONAL ECC US (HOFS) | TR21/U | 15.8905 | 15.2436 | Y | 15.8905 | 15.25 | 15.8905
HWI-TR21U | 166561 | 5 | 133921 | Honeywell 20 K ohm NTC non-linear Temper | HONEYWELL INTERNATIONAL ECC US (HOFS) | TR21/U | 15.8905 | 15.014 | Y | 15.8905 | 15.25 | 15.8905
HWI-TR21U | 173042 | 6 | 133921 | Honeywell 20 K ohm NTC non-linear Temper | HONEYWELL INTERNATIONAL ECC US (HOFS) | TR21/U | 15.8905 | 15.25 | Y | 15.8905 | 15.25 | 15.8905
HWI-TR21U | 175883 | 15 | 133921 | Honeywell 20 K ohm NTC non-linear Temper | HONEYWELL INTERNATIONAL ECC US (HOFS) | TR21/U | 15.8905 | 15.25 | Y | 15.8905 | 15.25 | 15.8905
HWI-TR21U | 175888 | 23 | 133921 | Honeywell 20 K ohm NTC non-linear Temper | HONEYWELL INTERNATIONAL ECC US (HOFS) | TR21/U | 15.8905 | 15.25 | Y | 15.8905 | 15.25 | 15.8905
HWI-TR21U | 175890 | 8 | 133921 | Honeywell 20 K ohm NTC non-linear Temper | HONEYWELL INTERNATIONAL ECC US (HOFS) | TR21/U | 15.8905 | 14.0232 | Y | 15.8905 | 15.25 | 15.8905
HWI-TR21U | 175891 | 7 | 133921 | Honeywell 20 K ohm NTC non-linear Temper | HONEYWELL INTERNATIONAL ECC US (HOFS) | TR21/U | 15.8905 | 15.25 | Y | 15.8905 | 15.25 | 15.8905
HWI-TR21WKUU | 10008 | 4 | 133921 | Wireless Sensor and receiver kit (no log | HONEYWELL INTERNATIONAL ECC US (HOFS) | TR21-WKU/U | 229.24 | 193.3541 | Y | 229.24 | 203.94 | 229.24
HWI-TR21WKUU | 166557 | 1 | 133921 | Wireless Sensor and receiver kit (no log | HONEYWELL INTERNATIONAL ECC US (HOFS) | TR21-WKU/U | 229.24 | 203.94 | N | 229.24 | 203.94 | 229.24
HWI-TR22U | 10008 | -65 | 133921 | 20 K ohm NTC non-linear Temperature Wall | HONEYWELL INTERNATIONAL ECC US (HOFS) | TR22/U | 36.47 | 35 | Y | 36.47 | 35 | 36.47
HWI-TR22U | 166553 | 3 | 133921 | 20 K ohm NTC non-linear Temperature Wall | HONEYWELL INTERNATIONAL ECC US (HOFS) | TR22/U | 36.47 | 32.28 | Y | 36.47 | 35 | 36.47
HWI-TR22U | 166557 | 2 | 133921 | 20 K ohm NTC non-linear Temperature Wall | HONEYWELL INTERNATIONAL ECC US (HOFS) | TR22/U | 36.47 | 33.64 | Y | 36.47 | 35 | 36.47
HWI-TR23HU | 10510 | 1 | 133921 | 20 K ohm NTC non-linear Temperature Wall | HONEYWELL INTERNATIONAL ECC US (HOFS) | TR23-H/U | 171.93 | 141.26 | Y | 171.93 | 165 | 171.93
HWI-TR23HU | 175883 | 2 | 133921 | 20 K ohm NTC non-linear Temperature Wall | HONEYWELL INTERNATIONAL ECC US (HOFS) | TR23-H/U | 171.93 | 165 | Y | 171.93 | 165 | 171.93
HWI-TR23HU | 175888 | 2 | 133921 | 20 K ohm NTC non-linear Temperature Wall | HONEYWELL INTERNATIONAL ECC US (HOFS) | TR23-H/U | 171.93 | 146.91 | Y | 171.93 | 165 | 171.93
HWI-TR23U | 10008 | 4 | 133921 | Module with Override and Setpoint adjus | HONEYWELL INTERNATIONAL ECC US (HOFS) | TR23/U | 56.0075 | 51.2487 | Y | 56.0075 | 53.75 | 56.0075
HWI-TR23U | 10510 | 3 | 133921 | Module with Override and Setpoint adjus | HONEYWELL INTERNATIONAL ECC US (HOFS) | TR23/U | 56.0075 | 47.1043 | Y | 56.0075 | 53.75 | 56.0075
HWI-TR23U | 166553 | 9 | 133921 | Module with Override and Setpoint adjus | HONEYWELL INTERNATIONAL ECC US (HOFS) | TR23/U | 56.0075 | 46.0667 | Y | 56.0075 | 53.75 | 56.0075
HWI-TR23U | 166557 | 3 | 133921 | Module with Override and Setpoint adjus | HONEYWELL INTERNATIONAL ECC US (HOFS) | TR23/U | 56.0075 | 38.4295 | Y | 56.0075 | 53.75 | 56.0075
HWI-TR23U | 166559 | 6 | 133921 | Module with Override and Setpoint adjus | HONEYWELL INTERNATIONAL ECC US (HOFS) | TR23/U | 56.0075 | 53.75 | N | 56.0075 | 53.75 | 56.0075
HWI-TR23U | 166560 | 3 | 133921 | Module with Override and Setpoint adjus | HONEYWELL INTERNATIONAL ECC US (HOFS) | TR23/U | 56.0075 | 2 | N | 56.0075 | 53.75 | 56.0075
HWI-TR23U | 175883 | 17 | 133921 | Module with Override and Setpoint adjus | HONEYWELL INTERNATIONAL ECC US (HOFS) | TR23/U | 56.0075 | 38.4295 | Y | 56.0075 | 53.75 | 56.0075
HWI-TR23U | 175888 | 29 | 133921 | Module with Override and Setpoint adjus | HONEYWELL INTERNATIONAL ECC US (HOFS) | TR23/U | 56.0075 | 38.3429 | Y | 56.0075 | 53.75 | 56.0075
HWI-TR23U | 175890 | 1 | 133921 | Module with Override and Setpoint adjus | HONEYWELL INTERNATIONAL ECC US (HOFS) | TR23/U | 56.0075 | 38.3429 | N | 56.0075 | 53.75 | 56.0075
HWI-TR23U | 175891 | 1 | 133921 | Module with Override and Setpoint adjus | HONEYWELL INTERNATIONAL ECC US (HOFS) | TR23/U | 56.0075 | 53.75 | Y | 56.0075 | 53.75 | 56.0075
HWI-TR24U | 10510 | 1 | 133921 | 20 K ohm NTC non-linear Temperature Wall | HONEYWELL INTERNATIONAL ECC US (HOFS) | TR24/U | 53.4025 | 47.75 | Y | 53.4025 | 51.25 | 53.4025
HWI-TR24U | 166560 | 1 | 133921 | 20 K ohm NTC non-linear Temperature Wall | HONEYWELL INTERNATIONAL ECC US (HOFS) | TR24/U | 53.4025 | 51.25 | N | 53.4025 | 51.25 | 53.4025
HWI-TR24U | 175888 | 2 | 133921 | 20 K ohm NTC non-linear Temperature Wall | HONEYWELL INTERNATIONAL ECC US (HOFS) | TR24/U | 53.4025 | 44.21 | Y | 53.4025 | 51.25 | 53.4025
HWI-TR29U | 10510 | 1 | 133921 | Wall Module, Enclosure without Sensor | HONEYWELL INTERNATIONAL ECC US (HOFS) | TR29/U | 45.4833 | 32.49 | N | 45.4833 | 32.49 | 45.4833
HWI-TR40 | 10006 | 5 | 133921 | Honeywell Wall Module, Temperature Only, | HONEYWELL INTERNATIONAL ECC US (HOFS) | TR40 | 32.5625 | 30.3263 | Y | 32.5625 | 31.25 | 32.5625
HWI-TR40 | 10008 | 45 | 133921 | Honeywell Wall Module, Temperature Only, | HONEYWELL INTERNATIONAL ECC US (HOFS) | TR40 | 32.5625 | 31.2033 | Y | 32.5625 | 31.25 | 32.5625
HWI-TR40 | 10510 | 10 | 133921 | Honeywell Wall Module, Temperature Only, | HONEYWELL INTERNATIONAL ECC US (HOFS) | TR40 | 32.5625 | 31.25 | Y | 32.5625 | 31.25 | 32.5625
HWI-TR40 | 166553 | 15 | 133921 | Honeywell Wall Module, Temperature Only, | HONEYWELL INTERNATIONAL ECC US (HOFS) | TR40 | 32.5625 | 31.1815 | Y | 32.5625 | 31.25 | 32.5625
HWI-TR40 | 166557 | 3 | 133921 | Honeywell Wall Module, Temperature Only, | HONEYWELL INTERNATIONAL ECC US (HOFS) | TR40 | 32.5625 | 30.5794 | Y | 32.5625 | 31.25 | 32.5625
HWI-TR40 | 166559 | 7 | 133921 | Honeywell Wall Module, Temperature Only, | HONEYWELL INTERNATIONAL ECC US (HOFS) | TR40 | 32.5625 | 31.25 | Y | 32.5625 | 31.25 | 32.5625
HWI-TR40 | 166561 | 8 | 133921 | Honeywell Wall Module, Temperature Only, | HONEYWELL INTERNATIONAL ECC US (HOFS) | TR40 | 32.5625 | 31.1214 | N | 32.5625 | 31.25 | 32.5625
HWI-TR40 | 175888 | 26 | 133921 | Honeywell Wall Module, Temperature Only, | HONEYWELL INTERNATIONAL ECC US (HOFS) | TR40 | 32.5625 | 31.1557 | Y | 32.5625 | 31.25 | 32.5625
HWI-TR40 | 175890 | 4 | 133921 | Honeywell Wall Module, Temperature Only, | HONEYWELL INTERNATIONAL ECC US (HOFS) | TR40 | 32.5625 | 28.2 | Y | 32.5625 | 31.25 | 32.5625
HWI-TR40 | 175891 | 0 | 133921 | Honeywell Wall Module, Temperature Only, | HONEYWELL INTERNATIONAL ECC US (HOFS) | TR40 | 32.5625 | 31.25 | Y | 32.5625 | 31.25 | 32.5625
HWI-TR40CO2 | 10006 | 5 | 133921 | TR40 WALL MODULE, TEMPERATURE | HONEYWELL INTERNATIONAL ECC US (HOFS) | TR40-CO2 | 244.87 | 210.6454 | Y | 244.87 | 229.8662 | 244.87
HWI-TR40CO2 | 10008 | 10 | 133921 | TR40 WALL MODULE, TEMPERATURE | HONEYWELL INTERNATIONAL ECC US (HOFS) | TR40-CO2 | 244.87 | 228.1504 | Y | 244.87 | 229.8662 | 244.87
HWI-TR40CO2 | 166553 | 5 | 133921 | TR40 WALL MODULE, TEMPERATURE | HONEYWELL INTERNATIONAL ECC US (HOFS) | TR40-CO2 | 244.87 | 196.2403 | Y | 244.87 | 229.8662 | 244.87
HWI-TR40CO2 | 175883 | 18 | 133921 | TR40 WALL MODULE, TEMPERATURE | HONEYWELL INTERNATIONAL ECC US (HOFS) | TR40-CO2 | 244.87 | 211.97 | Y | 244.87 | 229.8662 | 244.87
HWI-TR40CO2 | 175888 | 29 | 133921 | TR40 WALL MODULE, TEMPERATURE | HONEYWELL INTERNATIONAL ECC US (HOFS) | TR40-CO2 | 244.87 | 229.8662 | Y | 244.87 | 229.8662 | 244.87
HWI-TR40H | 10006 | 5 | 133921 | Honeywell Sylk Wall Module - Temp/Humidi | HONEYWELL INTERNATIONAL ECC US (HOFS) | TR40-H | 156.3 | 150 | Y | 156.3 | 150 | 156.3
HWI-TR40H | 166553 | 2 | 133921 | Honeywell Sylk Wall Module - Temp/Humidi | HONEYWELL INTERNATIONAL ECC US (HOFS) | TR40-H | 156.3 | 150 | Y | 156.3 | 150 | 156.3
HWI-TR40H | 175888 | 2 | 133921 | Honeywell Sylk Wall Module - Temp/Humidi | HONEYWELL INTERNATIONAL ECC US (HOFS) | TR40-H | 156.3 | 150 | Y | 156.3 | 150 | 156.3
HWI-TR40HCO2 | 166553 | 0 | 133921 | TR40 WALL MODULE, TEMPERATURE/ | HONEYWELL INTERNATIONAL ECC US (HOFS) | TR40-H-CO2 | 247.475 | 218.6514 | Y | 247.475 | 218.6514 | 247.475
HWI-TR42 | 10006 | 3 | 133921 | Honeywell LCD Wall module, Temperature o | HONEYWELL INTERNATIONAL ECC US (HOFS) | TR42 | 66.4275 | 63.6664 | Y | 66.4275 | 63.75 | 66.4275
HWI-TR42 | 10008 | 143 | 133921 | Honeywell LCD Wall module, Temperature o | HONEYWELL INTERNATIONAL ECC US (HOFS) | TR42 | 66.4275 | 63.706 | Y | 66.4275 | 63.75 | 66.4275
HWI-TR42 | 10510 | 96 | 133921 | Honeywell LCD Wall module, Temperature o | HONEYWELL INTERNATIONAL ECC US (HOFS) | TR42 | 66.4275 | 63.7451 | Y | 66.4275 | 63.75 | 66.4275
HWI-TR42 | 166553 | 33 | 133921 | Honeywell LCD Wall module, Temperature o | HONEYWELL INTERNATIONAL ECC US (HOFS) | TR42 | 66.4275 | 63.75 | Y | 66.4275 | 63.75 | 66.4275
HWI-TR42 | 166557 | 54 | 133921 | Honeywell LCD Wall module, Temperature o | HONEYWELL INTERNATIONAL ECC US (HOFS) | TR42 | 66.4275 | 63.75 | Y | 66.4275 | 63.75 | 66.4275
HWI-TR42 | 166559 | 7 | 133921 | Honeywell LCD Wall module, Temperature o | HONEYWELL INTERNATIONAL ECC US (HOFS) | TR42 | 66.4275 | 63.7488 | Y | 66.4275 | 63.75 | 66.4275
HWI-TR42 | 166560 | 13 | 133921 | Honeywell LCD Wall module, Temperature o | HONEYWELL INTERNATIONAL ECC US (HOFS) | TR42 | 66.4275 | 63.3814 | Y | 66.4275 | 63.75 | 66.4275
HWI-TR42 | 166561 | 10 | 133921 | Honeywell LCD Wall module, Temperature o | HONEYWELL INTERNATIONAL ECC US (HOFS) | TR42 | 66.4275 | 63.2631 | Y | 66.4275 | 63.75 | 66.4275
HWI-TR42 | 175883 | 108 | 133921 | Honeywell LCD Wall module, Temperature o | HONEYWELL INTERNATIONAL ECC US (HOFS) | TR42 | 66.4275 | 63.7492 | Y | 66.4275 | 63.75 | 66.4275
HWI-TR42 | 175888 | 28 | 133921 | Honeywell LCD Wall module, Temperature o | HONEYWELL INTERNATIONAL ECC US (HOFS) | TR42 | 66.4275 | 63.7035 | Y | 66.4275 | 63.75 | 66.4275
HWI-TR42 | 175890 | 2 | 133921 | Honeywell LCD Wall module, Temperature o | HONEYWELL INTERNATIONAL ECC US (HOFS) | TR42 | 66.4275 | 57.9 | Y | 66.4275 | 63.75 | 66.4275
HWI-TR42 | 175891 | 14 | 133921 | Honeywell LCD Wall module, Temperature o | HONEYWELL INTERNATIONAL ECC US (HOFS) | TR42 | 66.4275 | 63.7481 | Y | 66.4275 | 63.75 | 66.4275
HWI-TR42CO2 | 10006 | 7 | 133921 | Wall Module Temp & CO2; Display; Overide | HONEYWELL INTERNATIONAL ECC US (HOFS) | TR42-CO2 | 299.575 | 242.8 | Y | 299.575 | 286.9447 | 299.575
HWI-TR42CO2 | 10510 | 1 | 133921 | Wall Module Temp & CO2; Display; Overide | HONEYWELL INTERNATIONAL ECC US (HOFS) | TR42-CO2 | 299.575 | 264.1134 | Y | 299.575 | 286.9447 | 299.575
HWI-TR42CO2 | 166553 | 5 | 133921 | Wall Module Temp & CO2; Display; Overide | HONEYWELL INTERNATIONAL ECC US (HOFS) | TR42-CO2 | 299.575 | 286.9447 | N | 299.575 | 286.9447 | 299.575
HWI-TR42CO2 | 175883 | 1 | 133921 | Wall Module Temp & CO2; Display; Overide | HONEYWELL INTERNATIONAL ECC US (HOFS) | TR42-CO2 | 299.575 | 225.86 | Y | 299.575 | 286.9447 | 299.575
HWI-TR42CO2 | 175888 | 30 | 133921 | Wall Module Temp & CO2; Display; Overide | HONEYWELL INTERNATIONAL ECC US (HOFS) | TR42-CO2 | 299.575 | 227.9955 | Y | 299.575 | 286.9447 | 299.575
HWI-TR42H | 10008 | 1 | 133921 | WALL MODULE, TEMPERATURE & HUMIDITY WITH | HONEYWELL INTERNATIONAL ECC US (HOFS) | TR42-H | 203.19 | 193.4397 | Y | 203.19 | 195 | 203.19
HWI-TR42H | 10510 | 13 | 133921 | WALL MODULE, TEMPERATURE & HUMIDITY WITH | HONEYWELL INTERNATIONAL ECC US (HOFS) | TR42-H | 203.19 | 191.1395 | Y | 203.19 | 195 | 203.19
HWI-TR42H | 166553 | 1 | 133921 | WALL MODULE, TEMPERATURE & HUMIDITY WITH | HONEYWELL INTERNATIONAL ECC US (HOFS) | TR42-H | 203.19 | 195 | Y | 203.19 | 195 | 203.19
HWI-TR42H | 166559 | 1 | 133921 | WALL MODULE, TEMPERATURE & HUMIDITY WITH | HONEYWELL INTERNATIONAL ECC US (HOFS) | TR42-H | 203.19 | 193.4911 | Y | 203.19 | 195 | 203.19
HWI-TR42H | 175883 | 28 | 133921 | WALL MODULE, TEMPERATURE & HUMIDITY WITH | HONEYWELL INTERNATIONAL ECC US (HOFS) | TR42-H | 203.19 | 191.6296 | Y | 203.19 | 195 | 203.19
HWI-TR42H | 175888 | 28 | 133921 | WALL MODULE, TEMPERATURE & HUMIDITY WITH | HONEYWELL INTERNATIONAL ECC US (HOFS) | TR42-H | 203.19 | 158.7981 | Y | 203.19 | 195 | 203.19
HWI-TR42H | 175891 | 2 | 133921 | WALL MODULE, TEMPERATURE & HUMIDITY WITH | HONEYWELL INTERNATIONAL ECC US (HOFS) | TR42-H | 203.19 | 185.0076 | Y | 203.19 | 195 | 203.19
HWI-TR42HCO2 | 10006 | 3 | 133921 | WALL MODULE, TEMPERATURE/HUMIDITY | HONEYWELL INTERNATIONAL ECC US (HOFS) | TR42-H-CO2 | 302.18 | 262.9 | Y | 302.18 | 281.6601 | 302.18
HWI-TR42HCO2 | 10510 | 2 | 133921 | WALL MODULE, TEMPERATURE/HUMIDITY | HONEYWELL INTERNATIONAL ECC US (HOFS) | TR42-H-CO2 | 302.18 | 281.6601 | Y | 302.18 | 281.6601 | 302.18
HWI-TR42HCO2 | 175888 | 14 | 133921 | WALL MODULE, TEMPERATURE/HUMIDITY | HONEYWELL INTERNATIONAL ECC US (HOFS) | TR42-H-CO2 | 302.18 | 261.5253 | Y | 302.18 | 281.6601 | 302.18
HWI-TR503D | 166557 | 3 | 133921 | CO2/Temperature/Humidity Multi-Sensor | HONEYWELL INTERNATIONAL ECC US (HOFS) | TR50-3D | 190.165 | 181.54 | N | 190.165 | 181.54 | 190.165
HWI-TR503D | 175883 | 8 | 133921 | CO2/Temperature/Humidity Multi-Sensor | HONEYWELL INTERNATIONAL ECC US (HOFS) | TR50-3D | 190.165 | 176.25 | Y | 190.165 | 181.54 | 190.165
HWI-TR503N | 166561 | 3 | 133921 | CO2/Temperature/Humidity Multi-Sensor | HONEYWELL INTERNATIONAL ECC US (HOFS) | TR50-3N | 182.35 | 168.75 | N | 182.35 | 168.75 | 182.35
HWI-TR505D | 175883 | 9 | 133921 | CO2/Temperature/Humidity PM2.5 TVOC | HONEYWELL INTERNATIONAL ECC US (HOFS) | TR50-5D | 359.49 | 38.1956 | N | 359.49 | 38.1956 | 359.49
HWI-TR71U | 10006 | 10 | 133921 | Honeywell ZIO LCD Wall Module (Temp) | HONEYWELL INTERNATIONAL ECC US (HOFS) | TR71/U | 114.62 | 110 | Y | 114.62 | 110 | 114.62
HWI-TR71U | 10008 | 4 | 133921 | Honeywell ZIO LCD Wall Module (Temp) | HONEYWELL INTERNATIONAL ECC US (HOFS) | TR71/U | 114.62 | 107.0224 | Y | 114.62 | 110 | 114.62
HWI-TR71U | 10510 | 14 | 133921 | Honeywell ZIO LCD Wall Module (Temp) | HONEYWELL INTERNATIONAL ECC US (HOFS) | TR71/U | 114.62 | 110 | Y | 114.62 | 110 | 114.62
HWI-TR71U | 166553 | 10 | 133921 | Honeywell ZIO LCD Wall Module (Temp) | HONEYWELL INTERNATIONAL ECC US (HOFS) | TR71/U | 114.62 | 108.6328 | Y | 114.62 | 110 | 114.62
HWI-TR71U | 166557 | 15 | 133921 | Honeywell ZIO LCD Wall Module (Temp) | HONEYWELL INTERNATIONAL ECC US (HOFS) | TR71/U | 114.62 | 108.5326 | Y | 114.62 | 110 | 114.62
HWI-TR71U | 166559 | 10 | 133921 | Honeywell ZIO LCD Wall Module (Temp) | HONEYWELL INTERNATIONAL ECC US (HOFS) | TR71/U | 114.62 | 110 | Y | 114.62 | 110 | 114.62
HWI-TR71U | 166560 | 16 | 133921 | Honeywell ZIO LCD Wall Module (Temp) | HONEYWELL INTERNATIONAL ECC US (HOFS) | TR71/U | 114.62 | 110 | Y | 114.62 | 110 | 114.62
HWI-TR71U | 166561 | 5 | 133921 | Honeywell ZIO LCD Wall Module (Temp) | HONEYWELL INTERNATIONAL ECC US (HOFS) | TR71/U | 114.62 | 109.9316 | Y | 114.62 | 110 | 114.62
HWI-TR71U | 175883 | 0 | 133921 | Honeywell ZIO LCD Wall Module (Temp) | HONEYWELL INTERNATIONAL ECC US (HOFS) | TR71/U | 114.62 | 108.0009 | Y | 114.62 | 110 | 114.62
HWI-TR71U | 175888 | 17 | 133921 | Honeywell ZIO LCD Wall Module (Temp) | HONEYWELL INTERNATIONAL ECC US (HOFS) | TR71/U | 114.62 | 110 | Y | 114.62 | 110 | 114.62
HWI-TR71U | 175891 | 3 | 133921 | Honeywell ZIO LCD Wall Module (Temp) | HONEYWELL INTERNATIONAL ECC US (HOFS) | TR71/U | 114.62 | 97.7937 | Y | 114.62 | 110 | 114.62
HWI-TR75HU | 10008 | 49 | 133921 | ZIO PLUS LCD Wall Module | HONEYWELL INTERNATIONAL ECC US (HOFS) | TR75-H/U | 257.895 | 155.5321 | N | 257.895 | 200.78 | 257.895
HWI-TR75HU | 166559 | 2 | 133921 | ZIO PLUS LCD Wall Module | HONEYWELL INTERNATIONAL ECC US (HOFS) | TR75-H/U | 257.895 | 156.86 | N | 257.895 | 200.78 | 257.895
HWI-TR75HU | 166561 | 1 | 133921 | ZIO PLUS LCD Wall Module | HONEYWELL INTERNATIONAL ECC US (HOFS) | TR75-H/U | 257.895 | 170.03 | N | 257.895 | 200.78 | 257.895
HWI-TR75HU | 175883 | 19 | 133921 | ZIO PLUS LCD Wall Module | HONEYWELL INTERNATIONAL ECC US (HOFS) | TR75-H/U | 257.895 | 154.4678 | N | 257.895 | 200.78 | 257.895
HWI-TR75HU | 175888 | 1 | 133921 | ZIO PLUS LCD Wall Module | HONEYWELL INTERNATIONAL ECC US (HOFS) | TR75-H/U | 257.895 | 200.78 | N | 257.895 | 200.78 | 257.895
HWI-TR75U | 10006 | 24 | 133921 | ZIO PLUS LCD WALL MODULE | HONEYWELL INTERNATIONAL ECC US (HOFS) | TR75/U | 153.695 | 100.0528 | Y | 153.695 | 135.69 | 153.695
HWI-TR75U | 10008 | 31 | 133921 | ZIO PLUS LCD WALL MODULE | HONEYWELL INTERNATIONAL ECC US (HOFS) | TR75/U | 153.695 | 96.6923 | N | 153.695 | 135.69 | 153.695
HWI-TR75U | 10510 | 19 | 133921 | ZIO PLUS LCD WALL MODULE | HONEYWELL INTERNATIONAL ECC US (HOFS) | TR75/U | 153.695 | 113.1576 | Y | 153.695 | 135.69 | 153.695
HWI-TR75U | 166553 | 5 | 133921 | ZIO PLUS LCD WALL MODULE | HONEYWELL INTERNATIONAL ECC US (HOFS) | TR75/U | 153.695 | 103.2978 | N | 153.695 | 135.69 | 153.695
HWI-TR75U | 166557 | 10 | 133921 | ZIO PLUS LCD WALL MODULE | HONEYWELL INTERNATIONAL ECC US (HOFS) | TR75/U | 153.695 | 135.69 | Y | 153.695 | 135.69 | 153.695
HWI-TR75U | 166559 | 20 | 133921 | ZIO PLUS LCD WALL MODULE | HONEYWELL INTERNATIONAL ECC US (HOFS) | TR75/U | 153.695 | 108.5699 | N | 153.695 | 135.69 | 153.695
HWI-TR75U | 166561 | 14 | 133921 | ZIO PLUS LCD WALL MODULE | HONEYWELL INTERNATIONAL ECC US (HOFS) | TR75/U | 153.695 | 96.6923 | N | 153.695 | 135.69 | 153.695
HWI-TR75U | 175883 | 16 | 133921 | ZIO PLUS LCD WALL MODULE | HONEYWELL INTERNATIONAL ECC US (HOFS) | TR75/U | 153.695 | 100.6284 | N | 153.695 | 135.69 | 153.695
HWI-TR75U | 175888 | 35 | 133921 | ZIO PLUS LCD WALL MODULE | HONEYWELL INTERNATIONAL ECC US (HOFS) | TR75/U | 153.695 | 112.031 | Y | 153.695 | 135.69 | 153.695
HWI-TR75U | 175890 | 21 | 133921 | ZIO PLUS LCD WALL MODULE | HONEYWELL INTERNATIONAL ECC US (HOFS) | TR75/U | 153.695 | 101.0738 | N | 153.695 | 135.69 | 153.695
HWI-TR75U | 175891 | 8 | 133921 | ZIO PLUS LCD WALL MODULE | HONEYWELL INTERNATIONAL ECC US (HOFS) | TR75/U | 153.695 | 101.6568 | N | 153.695 | 135.69 | 153.695
HWI-TRTCDECOPLATE1 | 166561 | 6 | 133921 | TR & TC SERIES DECORATIVE PLATE | HONEYWELL INTERNATIONAL ECC US (HOFS) | TRTC-DECOPLATE-1 | 16.6824 | 5.09 | Y | 16.6824 | 5.09 | 16.6824
HWI-TRTCDECOPLATE1 | 175883 | 13 | 133921 | TR & TC SERIES DECORATIVE PLATE | HONEYWELL INTERNATIONAL ECC US (HOFS) | TRTC-DECOPLATE-1 | 16.6824 | 5.09 | Y | 16.6824 | 5.09 | 16.6824
HWI-TS120 | 10008 | 3 | 133921 | Honeywell LCBS Connect Temperature and | HONEYWELL INTERNATIONAL ECC US (HOFS) | TS120 | 263.105 | 252.4115 | Y | 263.105 | 252.4115 | 263.105
HWI-UNRL1644ES24NMC | 10008 | 60 | 133921 | 16UIO,4SSR,4REL,RJ45,SYLK,24VA/VD | HONEYWELL INTERNATIONAL ECC US (HOFS) | UN-RL1644ES24NMC | 435.035 | 400.3007 | Y | 435.035 | 414.0623 | 435.035
HWI-UNRL1644ES24NMC | 10510 | 7 | 133921 | 16UIO,4SSR,4REL,RJ45,SYLK,24VA/VD | HONEYWELL INTERNATIONAL ECC US (HOFS) | UN-RL1644ES24NMC | 435.035 | 401.2284 | Y | 435.035 | 414.0623 | 435.035
HWI-UNRL1644ES24NMC | 166553 | 11 | 133921 | 16UIO,4SSR,4REL,RJ45,SYLK,24VA/VD | HONEYWELL INTERNATIONAL ECC US (HOFS) | UN-RL1644ES24NMC | 435.035 | 400.6672 | Y | 435.035 | 414.0623 | 435.035
HWI-UNRL1644ES24NMC | 166559 | 7 | 133921 | 16UIO,4SSR,4REL,RJ45,SYLK,24VA/VD | HONEYWELL INTERNATIONAL ECC US (HOFS) | UN-RL1644ES24NMC | 435.035 | 414.0623 | Y | 435.035 | 414.0623 | 435.035
HWI-UNRL1644ES24NMC | 166561 | 9 | 133921 | 16UIO,4SSR,4REL,RJ45,SYLK,24VA/VD | HONEYWELL INTERNATIONAL ECC US (HOFS) | UN-RL1644ES24NMC | 435.035 | 401.2912 | N | 435.035 | 414.0623 | 435.035
HWI-UNRL1644ES24NMC | 175883 | 3 | 133921 | 16UIO,4SSR,4REL,RJ45,SYLK,24VA/VD | HONEYWELL INTERNATIONAL ECC US (HOFS) | UN-RL1644ES24NMC | 435.035 | 400.67 | N | 435.035 | 414.0623 | 435.035
HWI-UNRL1644ES24NMC | 175888 | 4 | 133921 | 16UIO,4SSR,4REL,RJ45,SYLK,24VA/VD | HONEYWELL INTERNATIONAL ECC US (HOFS) | UN-RL1644ES24NMC | 435.035 | 400.6701 | Y | 435.035 | 414.0623 | 435.035
HWI-UNRL1644ES24NMC | 175891 | 25 | 133921 | 16UIO,4SSR,4REL,RJ45,SYLK,24VA/VD | HONEYWELL INTERNATIONAL ECC US (HOFS) | UN-RL1644ES24NMC | 435.035 | 399.8352 | Y | 435.035 | 414.0623 | 435.035
HWI-UNRL1644MS24NMC | 10006 | 18 | 133921 | 16UIO,4SSR,4Rel,MSTP,Sylk,24VA/VD | HONEYWELL INTERNATIONAL ECC US (HOFS) | UN-RL1644MS24NMC | 408.985 | 386.7517 | Y | 408.985 | 392.5 | 408.985
HWI-UNRL1644MS24NMC | 10008 | 19 | 133921 | 16UIO,4SSR,4Rel,MSTP,Sylk,24VA/VD | HONEYWELL INTERNATIONAL ECC US (HOFS) | UN-RL1644MS24NMC | 408.985 | 392.4377 | Y | 408.985 | 392.5 | 408.985
HWI-UNRL1644MS24NMC | 10510 | 17 | 133921 | 16UIO,4SSR,4Rel,MSTP,Sylk,24VA/VD | HONEYWELL INTERNATIONAL ECC US (HOFS) | UN-RL1644MS24NMC | 408.985 | 391.7657 | Y | 408.985 | 392.5 | 408.985
HWI-UNRL1644MS24NMC | 166557 | 18 | 133921 | 16UIO,4SSR,4Rel,MSTP,Sylk,24VA/VD | HONEYWELL INTERNATIONAL ECC US (HOFS) | UN-RL1644MS24NMC | 408.985 | 392.5 | Y | 408.985 | 392.5 | 408.985
HWI-UNRL1644MS24NMC | 166559 | 10 | 133921 | 16UIO,4SSR,4Rel,MSTP,Sylk,24VA/VD | HONEYWELL INTERNATIONAL ECC US (HOFS) | UN-RL1644MS24NMC | 408.985 | 391.3559 | Y | 408.985 | 392.5 | 408.985
HWI-UNRL1644MS24NMC | 166561 | 7 | 133921 | 16UIO,4SSR,4Rel,MSTP,Sylk,24VA/VD | HONEYWELL INTERNATIONAL ECC US (HOFS) | UN-RL1644MS24NMC | 408.985 | 390.3884 | N | 408.985 | 392.5 | 408.985
HWI-UNRL1644MS24NMC | 175883 | 5 | 133921 | 16UIO,4SSR,4Rel,MSTP,Sylk,24VA/VD | HONEYWELL INTERNATIONAL ECC US (HOFS) | UN-RL1644MS24NMC | 408.985 | 392.3266 | Y | 408.985 | 392.5 | 408.985
HWI-UNRL1644MS24NMC | 175888 | 7 | 133921 | 16UIO,4SSR,4Rel,MSTP,Sylk,24VA/VD | HONEYWELL INTERNATIONAL ECC US (HOFS) | UN-RL1644MS24NMC | 408.985 | 390.6901 | Y | 408.985 | 392.5 | 408.985
HWI-UNRL1644TS24NMC | 10008 | -16 | 133921 | 16UIO,4SSR,4Rel,T1L,Sylk,24VA/VD | HONEYWELL INTERNATIONAL ECC US (HOFS) | UN-RL1644TS24NMC | 440.245 | 422.2103 | Y | 440.245 | 422.5 | 440.245
HWI-UNRL1644TS24NMC | 166553 | 3 | 133921 | 16UIO,4SSR,4Rel,T1L,Sylk,24VA/VD | HONEYWELL INTERNATIONAL ECC US (HOFS) | UN-RL1644TS24NMC | 440.245 | 421.4602 | Y | 440.245 | 422.5 | 440.245
HWI-UNRL1644TS24NMC | 175883 | 0 | 133921 | 16UIO,4SSR,4Rel,T1L,Sylk,24VA/VD | HONEYWELL INTERNATIONAL ECC US (HOFS) | UN-RL1644TS24NMC | 440.245 | 422.5 | N | 440.245 | 422.5 | 440.245
HWI-UNRL1644TS24NMC | 175891 | 10 | 133921 | 16UIO,4SSR,4Rel,T1L,Sylk,24VA/VD | HONEYWELL INTERNATIONAL ECC US (HOFS) | UN-RL1644TS24NMC | 440.245 | 422.1534 | Y | 440.245 | 422.5 | 440.245
HWI-UNRS0844ES24NMC | 10008 | 17 | 133921 | 8UIO,4SSR,4Rel,RJ45,Sylk,24VA/VD | HONEYWELL INTERNATIONAL ECC US (HOFS) | UN-RS0844ES24NMC | 221.425 | 210.316 | Y | 221.425 | 212.5 | 221.425
HWI-UNRS0844ES24NMC | 10510 | 6 | 133921 | 8UIO,4SSR,4Rel,RJ45,Sylk,24VA/VD | HONEYWELL INTERNATIONAL ECC US (HOFS) | UN-RS0844ES24NMC | 221.425 | 211.8272 | Y | 221.425 | 212.5 | 221.425
HWI-UNRS0844ES24NMC | 166557 | 2 | 133921 | 8UIO,4SSR,4Rel,RJ45,Sylk,24VA/VD | HONEYWELL INTERNATIONAL ECC US (HOFS) | UN-RS0844ES24NMC | 221.425 | 212.2694 | Y | 221.425 | 212.5 | 221.425
HWI-UNRS0844ES24NMC | 166560 | 4 | 133921 | 8UIO,4SSR,4Rel,RJ45,Sylk,24VA/VD | HONEYWELL INTERNATIONAL ECC US (HOFS) | UN-RS0844ES24NMC | 221.425 | 212.5 | Y | 221.425 | 212.5 | 221.425
HWI-UNRS0844ES24NMC | 166561 | 1 | 133921 | 8UIO,4SSR,4Rel,RJ45,Sylk,24VA/VD | HONEYWELL INTERNATIONAL ECC US (HOFS) | UN-RS0844ES24NMC | 221.425 | 204 | N | 221.425 | 212.5 | 221.425
HWI-UNRS0844ES24NMC | 175883 | 8 | 133921 | 8UIO,4SSR,4Rel,RJ45,Sylk,24VA/VD | HONEYWELL INTERNATIONAL ECC US (HOFS) | UN-RS0844ES24NMC | 221.425 | 212.5 | Y | 221.425 | 212.5 | 221.425
HWI-UNRS0844ES24NMC | 175891 | 13 | 133921 | 8UIO,4SSR,4Rel,RJ45,Sylk,24VA/VD | HONEYWELL INTERNATIONAL ECC US (HOFS) | UN-RS0844ES24NMC | 221.425 | 207.0052 | Y | 221.425 | 212.5 | 221.425
HWI-UNRS0844ESB24NMC | 166557 | 10 | 133921 | Honeywell Optimizer Unitary Controller, | HONEYWELL INTERNATIONAL ECC US (HOFS) | UN-RS0844ESB24NMC | 234.6271 | 225.17 | Y | 234.6271 | 225.17 | 234.6271
HWI-UNRS0844ESB24NMC | 166560 | 10 | 133921 | Honeywell Optimizer Unitary Controller, | HONEYWELL INTERNATIONAL ECC US (HOFS) | UN-RS0844ESB24NMC | 234.6271 | 225.17 | Y | 234.6271 | 225.17 | 234.6271
HWI-UNRS0844MS24NMC | 10006 | 102 | 133921 | 8UIO,4SSR,4Rel,MSTP,Sylk,24VA/VD | HONEYWELL INTERNATIONAL ECC US (HOFS) | UN-RS0844MS24NMC | 192.77 | 184.9985 | Y | 192.77 | 185 | 192.77
HWI-UNRS0844MS24NMC | 10008 | 40 | 133921 | 8UIO,4SSR,4Rel,MSTP,Sylk,24VA/VD | HONEYWELL INTERNATIONAL ECC US (HOFS) | UN-RS0844MS24NMC | 192.77 | 185 | Y | 192.77 | 185 | 192.77
HWI-UNRS0844MS24NMC | 10510 | 20 | 133921 | 8UIO,4SSR,4Rel,MSTP,Sylk,24VA/VD | HONEYWELL INTERNATIONAL ECC US (HOFS) | UN-RS0844MS24NMC | 192.77 | 184.8471 | Y | 192.77 | 185 | 192.77
HWI-UNRS0844MS24NMC | 166553 | 4 | 133921 | 8UIO,4SSR,4Rel,MSTP,Sylk,24VA/VD | HONEYWELL INTERNATIONAL ECC US (HOFS) | UN-RS0844MS24NMC | 192.77 | 170.54 | N | 192.77 | 185 | 192.77
HWI-UNRS0844MS24NMC | 166557 | 31 | 133921 | 8UIO,4SSR,4Rel,MSTP,Sylk,24VA/VD | HONEYWELL INTERNATIONAL ECC US (HOFS) | UN-RS0844MS24NMC | 192.77 | 184.9609 | Y | 192.77 | 185 | 192.77
HWI-UNRS0844MS24NMC | 166559 | 13 | 133921 | 8UIO,4SSR,4Rel,MSTP,Sylk,24VA/VD | HONEYWELL INTERNATIONAL ECC US (HOFS) | UN-RS0844MS24NMC | 192.77 | 184.9809 | Y | 192.77 | 185 | 192.77
HWI-UNRS0844MS24NMC | 166561 | 15 | 133921 | 8UIO,4SSR,4Rel,MSTP,Sylk,24VA/VD | HONEYWELL INTERNATIONAL ECC US (HOFS) | UN-RS0844MS24NMC | 192.77 | 184.8557 | Y | 192.77 | 185 | 192.77
HWI-UNRS0844MS24NMC | 175883 | 31 | 133921 | 8UIO,4SSR,4Rel,MSTP,Sylk,24VA/VD | HONEYWELL INTERNATIONAL ECC US (HOFS) | UN-RS0844MS24NMC | 192.77 | 184.9483 | Y | 192.77 | 185 | 192.77
HWI-UNRS0844MS24NMC | 175888 | 5 | 133921 | 8UIO,4SSR,4Rel,MSTP,Sylk,24VA/VD | HONEYWELL INTERNATIONAL ECC US (HOFS) | UN-RS0844MS24NMC | 192.77 | 184.9903 | Y | 192.77 | 185 | 192.77
HWI-UNRS0844MS24NMC | 175891 | 39 | 133921 | 8UIO,4SSR,4Rel,MSTP,Sylk,24VA/VD | HONEYWELL INTERNATIONAL ECC US (HOFS) | UN-RS0844MS24NMC | 192.77 | 185 | Y | 192.77 | 185 | 192.77
HWI-UNRS0844MSB24NMC | 10006 | 64 | 133921 | Honeywell Optimizer Unitary Controller, | HONEYWELL INTERNATIONAL ECC US (HOFS) | UN-RS0844MSB24NMC | 206.0972 | 169.8393 | N | 206.0972 | 172.74 | 206.0972
HWI-UNRS0844MSB24NMC | 10008 | 13 | 133921 | Honeywell Optimizer Unitary Controller, | HONEYWELL INTERNATIONAL ECC US (HOFS) | UN-RS0844MSB24NMC | 206.0972 | 169.8887 | N | 206.0972 | 172.74 | 206.0972
HWI-UNRS0844MSB24NMC | 175883 | 24 | 133921 | Honeywell Optimizer Unitary Controller, | HONEYWELL INTERNATIONAL ECC US (HOFS) | UN-RS0844MSB24NMC | 206.0972 | 172.74 | N | 206.0972 | 172.74 | 206.0972
HWI-UNRS0844TS24NMC | 10008 | 5 | 133921 | 8UIO,4SSR,4Rel,T1L,Sylk,24VA/VD | HONEYWELL INTERNATIONAL ECC US (HOFS) | UN-RS0844TS24NMC | 231.845 | 222.2911 | Y | 231.845 | 222.5 | 231.845
HWI-UNRS0844TS24NMC | 10510 | 0 | 133921 | 8UIO,4SSR,4Rel,T1L,Sylk,24VA/VD | HONEYWELL INTERNATIONAL ECC US (HOFS) | UN-RS0844TS24NMC | 231.845 | 222.5 | N | 231.845 | 222.5 | 231.845
HWI-UNRS0844TS24NMC | 166553 | 0 | 133921 | 8UIO,4SSR,4Rel,T1L,Sylk,24VA/VD | HONEYWELL INTERNATIONAL ECC US (HOFS) | UN-RS0844TS24NMC | 231.845 | 222.5 | Y | 231.845 | 222.5 | 231.845
HWI-UNRS0844TS24NMC | 166559 | 0 | 133921 | 8UIO,4SSR,4Rel,T1L,Sylk,24VA/VD | HONEYWELL INTERNATIONAL ECC US (HOFS) | UN-RS0844TS24NMC | 231.845 | 220.3278 | Y | 231.845 | 222.5 | 231.845
HWI-UNRS0844TS24NMC | 175883 | 4 | 133921 | 8UIO,4SSR,4Rel,T1L,Sylk,24VA/VD | HONEYWELL INTERNATIONAL ECC US (HOFS) | UN-RS0844TS24NMC | 231.845 | 222.5 | Y | 231.845 | 222.5 | 231.845
HWI-UNRS0844TS24NMC | 175891 | 1 | 133921 | 8UIO,4SSR,4Rel,T1L,Sylk,24VA/VD | HONEYWELL INTERNATIONAL ECC US (HOFS) | UN-RS0844TS24NMC | 231.845 | 222.5 | Y | 231.845 | 222.5 | 231.845
HWI-UNRS0844TSB24NMC | 10008 | 7 | 133921 | Honeywell Optimizer Unitary Controller, | HONEYWELL INTERNATIONAL ECC US (HOFS) | UN-RS0844TSB24NMC | 245.0888 | 199.81 | N | 245.0888 | 199.81 | 245.0888
HWI-V3361E6008 | 173042 | 1 | 133921 | 6" FLGD. MIXING VALVE BODY | HONEYWELL INTERNATIONAL ECC US (HOFS) | V3361E6008 | 892.45 | 892.45 | N | 892.45 | 892.45 | 892.45
HWI-V4055A1304 | 175891 | 1 | 133922 | HONEYWELL LOW PRESSURE ON-OFF ACTUATOR | HONEYWELL THERMAL SOLUTIONS | V4055A1304/U | 268.1169 | 268.1169 | N | 268.1169 | 268.1169 | 268.1169
HWI-V5011F1105U | 175888 | 2 | 133921 | 2.5" 2 way Steam valve | HONEYWELL INTERNATIONAL ECC US (HOFS) | V5011F1105/U | 625.2 | 592.98 | Y | 625.2 | 592.98 | 625.2
HWI-V5011G1111U | 10008 | 1 | 133921 | 2-1/2" NPT, 2w, NO, 63cv Globe Valve | HONEYWELL INTERNATIONAL ECC US (HOFS) | V5011G1111/U | 657.7625 | 561.3 | N | 657.7625 | 627.5144 | 657.7625
HWI-V5011G1111U | 175888 | 2 | 133921 | 2-1/2" NPT, 2w, NO, 63cv Globe Valve | HONEYWELL INTERNATIONAL ECC US (HOFS) | V5011G1111/U | 657.7625 | 627.5144 | Y | 657.7625 | 627.5144 | 657.7625
HWI-V5011G1111U | 175890 | 2 | 133921 | 2-1/2" NPT, 2w, NO, 63cv Globe Valve | HONEYWELL INTERNATIONAL ECC US (HOFS) | V5011G1111/U | 657.7625 | 620.0433 | Y | 657.7625 | 627.5144 | 657.7625
HWI-V5011N1016U | 175888 | 2 | 133921 | Honeywell 1/2" 2-Way Globe Valve 1.2cv | HONEYWELL INTERNATIONAL ECC US (HOFS) | V5011N1016/U | 174.535 | 47.02 | N | 174.535 | 47.02 | 174.535
HWI-V5011N1032U | 10006 | 1 | 133921 | Honeywell 1/2" 2-Way Globe Valve 2.9cv | HONEYWELL INTERNATIONAL ECC US (HOFS) | V5011N1032/U | 97.6875 | 50.99 | N | 97.6875 | 92.77 | 97.6875
HWI-V5011N1032U | 10008 | 1 | 133921 | Honeywell 1/2" 2-Way Globe Valve 2.9cv | HONEYWELL INTERNATIONAL ECC US (HOFS) | V5011N1032/U | 97.6875 | 91.79 | Y | 97.6875 | 92.77 | 97.6875
HWI-V5011N1032U | 175888 | 3 | 133921 | Honeywell 1/2" 2-Way Globe Valve 2.9cv | HONEYWELL INTERNATIONAL ECC US (HOFS) | V5011N1032/U | 97.6875 | 92.77 | Y | 97.6875 | 92.77 | 97.6875
HWI-V5011N1040U | 10006 | 1 | 133921 | Honeywell 1/2", 2-Way Globe Valve 4.7cv | HONEYWELL INTERNATIONAL ECC US (HOFS) | V5011N1040/U | 102.8975 | 45.5 | N | 102.8975 | 98.75 | 102.8975
HWI-V5011N1040U | 10008 | 3 | 133921 | Honeywell 1/2", 2-Way Globe Valve 4.7cv | HONEYWELL INTERNATIONAL ECC US (HOFS) | V5011N1040/U | 102.8975 | 96.6 | Y | 102.8975 | 98.75 | 102.8975
HWI-V5011N1040U | 10510 | 2 | 133921 | Honeywell 1/2", 2-Way Globe Valve 4.7cv | HONEYWELL INTERNATIONAL ECC US (HOFS) | V5011N1040/U | 102.8975 | 98.75 | Y | 102.8975 | 98.75 | 102.8975
HWI-V5011N1040U | 166553 | 1 | 133921 | Honeywell 1/2", 2-Way Globe Valve 4.7cv | HONEYWELL INTERNATIONAL ECC US (HOFS) | V5011N1040/U | 102.8975 | 98.75 | Y | 102.8975 | 98.75 | 102.8975
HWI-V5011N1040U | 166559 | 1 | 133921 | Honeywell 1/2", 2-Way Globe Valve 4.7cv | HONEYWELL INTERNATIONAL ECC US (HOFS) | V5011N1040/U | 102.8975 | 83.3 | Y | 102.8975 | 98.75 | 102.8975
HWI-V5011N1040U | 166560 | 6 | 133921 | Honeywell 1/2", 2-Way Globe Valve 4.7cv | HONEYWELL INTERNATIONAL ECC US (HOFS) | V5011N1040/U | 102.8975 | 92.8 | Y | 102.8975 | 98.75 | 102.8975
HWI-V5011N1040U | 175888 | 4 | 133921 | Honeywell 1/2", 2-Way Globe Valve 4.7cv | HONEYWELL INTERNATIONAL ECC US (HOFS) | V5011N1040/U | 102.8975 | 96.6 | Y | 102.8975 | 98.75 | 102.8975
HWI-V5011N1040U | 175891 | 2 | 133921 | Honeywell 1/2", 2-Way Globe Valve 4.7cv | HONEYWELL INTERNATIONAL ECC US (HOFS) | V5011N1040/U | 102.8975 | 98.75 | Y | 102.8975 | 98.75 | 102.8975
HWI-V5011N1057U | 10008 | 4 | 133921 | Honeywell 3/4" 2-Way Globe Valve 7.3cv | HONEYWELL INTERNATIONAL ECC US (HOFS) | V5011N1057/U | 104.2 | 97.47 | Y | 104.2 | 100 | 104.2
HWI-V5011N1057U | 10510 | 1 | 133921 | Honeywell 3/4" 2-Way Globe Valve 7.3cv | HONEYWELL INTERNATIONAL ECC US (HOFS) | V5011N1057/U | 104.2 | 78.7717 | Y | 104.2 | 100 | 104.2
HWI-V5011N1057U | 166553 | 1 | 133921 | Honeywell 3/4" 2-Way Globe Valve 7.3cv | HONEYWELL INTERNATIONAL ECC US (HOFS) | V5011N1057/U | 104.2 | 100 | N | 104.2 | 100 | 104.2
HWI-V5011N1057U | 166559 | 0 | 133921 | Honeywell 3/4" 2-Way Globe Valve 7.3cv | HONEYWELL INTERNATIONAL ECC US (HOFS) | V5011N1057/U | 104.2 | 97.47 | Y | 104.2 | 100 | 104.2
HWI-V5011N1057U | 166560 | 1 | 133921 | Honeywell 3/4" 2-Way Globe Valve 7.3cv | HONEYWELL INTERNATIONAL ECC US (HOFS) | V5011N1057/U | 104.2 | 97.47 | Y | 104.2 | 100 | 104.2
HWI-V5011N1057U | 175888 | 2 | 133921 | Honeywell 3/4" 2-Way Globe Valve 7.3cv | HONEYWELL INTERNATIONAL ECC US (HOFS) | V5011N1057/U | 104.2 | 98.735 | Y | 104.2 | 100 | 104.2
HWI-V5011N1057U | 175890 | 1 | 133921 | Honeywell 3/4" 2-Way Globe Valve 7.3cv | HONEYWELL INTERNATIONAL ECC US (HOFS) | V5011N1057/U | 104.2 | 55.6114 | N | 104.2 | 100 | 104.2
HWI-V5011N1057U | 175891 | 2 | 133921 | Honeywell 3/4" 2-Way Globe Valve 7.3cv | HONEYWELL INTERNATIONAL ECC US (HOFS) | V5011N1057/U | 104.2 | 76.06 | Y | 104.2 | 100 | 104.2
HWI-V5011N1065U | 10006 | 1 | 133921 | Honeywell 1" 2-Way Globe Valve 11.7cv | HONEYWELL INTERNATIONAL ECC US (HOFS) | V5011N1065/U | 138.065 | 75.63 | N | 138.065 | 132.5 | 138.065
HWI-V5011N1065U | 10008 | 3 | 133921 | Honeywell 1" 2-Way Globe Valve 11.7cv | HONEYWELL INTERNATIONAL ECC US (HOFS) | V5011N1065/U | 138.065 | 129.16 | Y | 138.065 | 132.5 | 138.065
HWI-V5011N1065U | 10510 | 3 | 133921 | Honeywell 1" 2-Way Globe Valve 11.7cv | HONEYWELL INTERNATIONAL ECC US (HOFS) | V5011N1065/U | 138.065 | 116.3748 | Y | 138.065 | 132.5 | 138.065
HWI-V5011N1065U | 166553 | 2 | 133921 | Honeywell 1" 2-Way Globe Valve 11.7cv | HONEYWELL INTERNATIONAL ECC US (HOFS) | V5011N1065/U | 138.065 | 117.6725 | Y | 138.065 | 132.5 | 138.065
HWI-V5011N1065U | 166559 | 1 | 133921 | Honeywell 1" 2-Way Globe Valve 11.7cv | HONEYWELL INTERNATIONAL ECC US (HOFS) | V5011N1065/U | 138.065 | 132.5 | Y | 138.065 | 132.5 | 138.065
HWI-V5011N1065U | 166560 | 4 | 133921 | Honeywell 1" 2-Way Globe Valve 11.7cv | HONEYWELL INTERNATIONAL ECC US (HOFS) | V5011N1065/U | 138.065 | 124.1462 | Y | 138.065 | 132.5 | 138.065
HWI-V5011N1065U | 166561 | 1 | 133921 | Honeywell 1" 2-Way Globe Valve 11.7cv | HONEYWELL INTERNATIONAL ECC US (HOFS) | V5011N1065/U | 138.065 | 102.83 | N | 138.065 | 132.5 | 138.065
HWI-V5011N1065U | 173042 | 2 | 133921 | Honeywell 1" 2-Way Globe Valve 11.7cv | HONEYWELL INTERNATIONAL ECC US (HOFS) | V5011N1065/U | 138.065 | 129.16 | Y | 138.065 | 132.5 | 138.065
HWI-V5011N1065U | 175883 | 1 | 133921 | Honeywell 1" 2-Way Globe Valve 11.7cv | HONEYWELL INTERNATIONAL ECC US (HOFS) | V5011N1065/U | 138.065 | 83.87 | N | 138.065 | 132.5 | 138.065
HWI-V5011N1065U | 175890 | 1 | 133921 | Honeywell 1" 2-Way Globe Valve 11.7cv | HONEYWELL INTERNATIONAL ECC US (HOFS) | V5011N1065/U | 138.065 | 132.5 | Y | 138.065 | 132.5 | 138.065
HWI-V5011N1065U | 175891 | 4 | 133921 | Honeywell 1" 2-Way Globe Valve 11.7cv | HONEYWELL INTERNATIONAL ECC US (HOFS) | V5011N1065/U | 138.065 | 121.6757 | Y | 138.065 | 132.5 | 138.065
HWI-V5011N1073U | 10008 | 1 | 133921 | Honeywell 1 1/4" 2-Way Globe Valve 18.7c | HONEYWELL INTERNATIONAL ECC US (HOFS) | V5011N1073/U | 171.93 | 159.8 | Y | 171.93 | 165 | 171.93
HWI-V5011N1073U | 166553 | 1 | 133921 | Honeywell 1 1/4" 2-Way Globe Valve 18.7c | HONEYWELL INTERNATIONAL ECC US (HOFS) | V5011N1073/U | 171.93 | 165 | Y | 171.93 | 165 | 171.93
HWI-V5011N1073U | 166559 | 1 | 133921 | Honeywell 1 1/4" 2-Way Globe Valve 18.7c | HONEYWELL INTERNATIONAL ECC US (HOFS) | V5011N1073/U | 171.93 | 165 | Y | 171.93 | 165 | 171.93
HWI-V5011N1073U | 166560 | 2 | 133921 | Honeywell 1 1/4" 2-Way Globe Valve 18.7c | HONEYWELL INTERNATIONAL ECC US (HOFS) | V5011N1073/U | 171.93 | 102.2097 | Y | 171.93 | 165 | 171.93
HWI-V5011N1073U | 173042 | 2 | 133921 | Honeywell 1 1/4" 2-Way Globe Valve 18.7c | HONEYWELL INTERNATIONAL ECC US (HOFS) | V5011N1073/U | 171.93 | 165 | Y | 171.93 | 165 | 171.93
HWI-V5011N1073U | 175883 | 1 | 133921 | Honeywell 1 1/4" 2-Way Globe Valve 18.7c | HONEYWELL INTERNATIONAL ECC US (HOFS) | V5011N1073/U | 171.93 | 100.9544 | Y | 171.93 | 165 | 171.93
HWI-V5011N1073U | 175888 | 3 | 133921 | Honeywell 1 1/4" 2-Way Globe Valve 18.7c | HONEYWELL INTERNATIONAL ECC US (HOFS) | V5011N1073/U | 171.93 | 155.5714 | Y | 171.93 | 165 | 171.93
HWI-V5011N1073U | 175890 | 1 | 133921 | Honeywell 1 1/4" 2-Way Globe Valve 18.7c | HONEYWELL INTERNATIONAL ECC US (HOFS) | V5011N1073/U | 171.93 | 98.0267 | N | 171.93 | 165 | 171.93
HWI-V5011N1073U | 175891 | 3 | 133921 | Honeywell 1 1/4" 2-Way Globe Valve 18.7c | HONEYWELL INTERNATIONAL ECC US (HOFS) | V5011N1073/U | 171.93 | 154.3458 | Y | 171.93 | 165 | 171.93
HWI-V5011N1081U | 10008 | 2 | 133921 | Honeywell 1 1/2" 2-Way Globe Valve 29cv | HONEYWELL INTERNATIONAL ECC US (HOFS) | V5011N1081/U | 231.845 | 202.9232 | Y | 231.845 | 222.5 | 231.845
HWI-V5011N1081U | 10510 | 2 | 133921 | Honeywell 1 1/2" 2-Way Globe Valve 29cv | HONEYWELL INTERNATIONAL ECC US (HOFS) | V5011N1081/U | 231.845 | 222.5 | Y | 231.845 | 222.5 | 231.845
HWI-V5011N1081U | 166553 | 2 | 133921 | Honeywell 1 1/2" 2-Way Globe Valve 29cv | HONEYWELL INTERNATIONAL ECC US (HOFS) | V5011N1081/U | 231.845 | 195.3704 | Y | 231.845 | 222.5 | 231.845
HWI-V5011N1081U | 166559 | 1 | 133921 | Honeywell 1 1/2" 2-Way Globe Valve 29cv | HONEYWELL INTERNATIONAL ECC US (HOFS) | V5011N1081/U | 231.845 | 183.6383 | Y | 231.845 | 222.5 | 231.845
HWI-V5011N1081U | 173042 | 2 | 133921 | Honeywell 1 1/2" 2-Way Globe Valve 29cv | HONEYWELL INTERNATIONAL ECC US (HOFS) | V5011N1081/U | 231.845 | 217.21 | Y | 231.845 | 222.5 | 231.845
HWI-V5011N1081U | 175888 | 6 | 133921 | Honeywell 1 1/2" 2-Way Globe Valve 29cv | HONEYWELL INTERNATIONAL ECC US (HOFS) | V5011N1081/U | 231.845 | 208.7114 | Y | 231.845 | 222.5 | 231.845
HWI-V5011N1081U | 175890 | 1 | 133921 | Honeywell 1 1/2" 2-Way Globe Valve 29cv | HONEYWELL INTERNATIONAL ECC US (HOFS) | V5011N1081/U | 231.845 | 197.4915 | N | 231.845 | 222.5 | 231.845
HWI-V5011N1099U | 10008 | 5 | 133921 | Honeywell 2" 2-Way Globe Valve 46.8cv | HONEYWELL INTERNATIONAL ECC US (HOFS) | V5011N1099/U | 323.02 | 302.59 | Y | 323.02 | 310 | 323.02
HWI-V5011N1099U | 10510 | 3 | 133921 | Honeywell 2" 2-Way Globe Valve 46.8cv | HONEYWELL INTERNATIONAL ECC US (HOFS) | V5011N1099/U | 323.02 | 302.59 | Y | 323.02 | 310 | 323.02
HWI-V5011N1099U | 166553 | 2 | 133921 | Honeywell 2" 2-Way Globe Valve 46.8cv | HONEYWELL INTERNATIONAL ECC US (HOFS) | V5011N1099/U | 323.02 | 310 | Y | 323.02 | 310 | 323.02
HWI-V5011N1099U | 166559 | 1 | 133921 | Honeywell 2" 2-Way Globe Valve 46.8cv | HONEYWELL INTERNATIONAL ECC US (HOFS) | V5011N1099/U | 323.02 | 310 | Y | 323.02 | 310 | 323.02
HWI-V5011N1099U | 166560 | 3 | 133921 | Honeywell 2" 2-Way Globe Valve 46.8cv | HONEYWELL INTERNATIONAL ECC US (HOFS) | V5011N1099/U | 323.02 | 302.59 | Y | 323.02 | 310 | 323.02
HWI-V5011N1099U | 173042 | 4 | 133921 | Honeywell 2" 2-Way Globe Valve 46.8cv | HONEYWELL INTERNATIONAL ECC US (HOFS) | V5011N1099/U | 323.02 | 302.59 | Y | 323.02 | 310 | 323.02
HWI-V5011N1099U | 175888 | 1 | 133921 | Honeywell 2" 2-Way Globe Valve 46.8cv | HONEYWELL INTERNATIONAL ECC US (HOFS) | V5011N1099/U | 323.02 | 226.4205 | Y | 323.02 | 310 | 323.02
HWI-V5011N1099U | 175890 | 2 | 133921 | Honeywell 2" 2-Way Globe Valve 46.8cv | HONEYWELL INTERNATIONAL ECC US (HOFS) | V5011N1099/U | 323.02 | 203.2653 | Y | 323.02 | 310 | 323.02
HWI-V5011N2030U | 175888 | 1 | 133921 | 1/2" 2-Way Steam Globe Valve 2.9cv | HONEYWELL INTERNATIONAL ECC US (HOFS) | V5011N2030/U | 169.325 | 113.7092 | N | 169.325 | 113.7092 | 169.325
HWI-V5011N2048U | 10008 | 3 | 133921 | 1/2" 2-Way Steam Globe Valve 4.7cv | HONEYWELL INTERNATIONAL ECC US (HOFS) | V5011N2048/U | 166.72 | 132.581 | Y | 166.72 | 148.0573 | 166.72
HWI-V5011N2048U | 175890 | 4 | 133921 | 1/2" 2-Way Steam Globe Valve 4.7cv | HONEYWELL INTERNATIONAL ECC US (HOFS) | V5011N2048/U | 166.72 | 148.0573 | Y | 166.72 | 148.0573 | 166.72
HWI-V5011N2055U | 10008 | 1 | 133921 | 3/4" 2-Way Steam Globe Valve 7.3cv | HONEYWELL INTERNATIONAL ECC US (HOFS) | V5011N2055/U | 190.165 | 160.942 | Y | 190.165 | 177.03 | 190.165
HWI-V5011N2055U | 10510 | 1 | 133921 | 3/4" 2-Way Steam Globe Valve 7.3cv | HONEYWELL INTERNATIONAL ECC US (HOFS) | V5011N2055/U | 190.165 | 160.942 | Y | 190.165 | 177.03 | 190.165
HWI-V5011N2055U | 175888 | 1 | 133921 | 3/4" 2-Way Steam Globe Valve 7.3cv | HONEYWELL INTERNATIONAL ECC US (HOFS) | V5011N2055/U | 190.165 | 176.4875 | Y | 190.165 | 177.03 | 190.165
HWI-V5011N2055U | 175890 | 3 | 133921 | 3/4" 2-Way Steam Globe Valve 7.3cv | HONEYWELL INTERNATIONAL ECC US (HOFS) | V5011N2055/U | 190.165 | 159.7836 | Y | 190.165 | 177.03 | 190.165
HWI-V5011N2055U | 175891 | 2 | 133921 | 3/4" 2-Way Steam Globe Valve 7.3cv | HONEYWELL INTERNATIONAL ECC US (HOFS) | V5011N2055/U | 190.165 | 177.03 | Y | 190.165 | 177.03 | 190.165
HWI-V5011N2063U | 10008 | 3 | 133921 | 1" 2-Way Steam Globe Valve 11.7cv | HONEYWELL INTERNATIONAL ECC US (HOFS) | V5011N2063/U | 273.525 | 256.5407 | Y | 273.525 | 256.5407 | 273.525
HWI-V5011N2063U | 10510 | 4 | 133921 | 1" 2-Way Steam Globe Valve 11.7cv | HONEYWELL INTERNATIONAL ECC US (HOFS) | V5011N2063/U | 273.525 | 226.8738 | Y | 273.525 | 256.5407 | 273.525
HWI-V5011N2063U | 166553 | 1 | 133921 | 1" 2-Way Steam Globe Valve 11.7cv | HONEYWELL INTERNATIONAL ECC US (HOFS) | V5011N2063/U | 273.525 | 256.5407 | N | 273.525 | 256.5407 | 273.525
HWI-V5011N2063U | 175888 | 2 | 133921 | 1" 2-Way Steam Globe Valve 11.7cv | HONEYWELL INTERNATIONAL ECC US (HOFS) | V5011N2063/U | 273.525 | 241.7928 | Y | 273.525 | 256.5407 | 273.525
HWI-V5011N2063U | 175890 | 2 | 133921 | 1" 2-Way Steam Globe Valve 11.7cv | HONEYWELL INTERNATIONAL ECC US (HOFS) | V5011N2063/U | 273.525 | 249.8064 | Y | 273.525 | 256.5407 | 273.525
HWI-V5011N2071U | 10008 | 4 | 133921 | 1 1/4" 2-Way Steam Globe Valve 18.7cv | HONEYWELL INTERNATIONAL ECC US (HOFS) | V5011N2071/U | 307.39 | 291.2265 | Y | 307.39 | 295 | 307.39
HWI-V5011N2071U | 10510 | 1 | 133921 | 1 1/4" 2-Way Steam Globe Valve 18.7cv | HONEYWELL INTERNATIONAL ECC US (HOFS) | V5011N2071/U | 307.39 | 295 | Y | 307.39 | 295 | 307.39
HWI-V5011N2071U | 175888 | 5 | 133921 | 1 1/4" 2-Way Steam Globe Valve 18.7cv | HONEYWELL INTERNATIONAL ECC US (HOFS) | V5011N2071/U | 307.39 | 295 | Y | 307.39 | 295 | 307.39
HWI-V5011N2071U | 175890 | 1 | 133921 | 1 1/4" 2-Way Steam Globe Valve 18.7cv | HONEYWELL INTERNATIONAL ECC US (HOFS) | V5011N2071/U | 307.39 | 287.91 | Y | 307.39 | 295 | 307.39
HWI-V5011N2071U | 175891 | 2 | 133921 | 1 1/4" 2-Way Steam Globe Valve 18.7cv | HONEYWELL INTERNATIONAL ECC US (HOFS) | V5011N2071/U | 307.39 | 295 | Y | 307.39 | 295 | 307.39
HWI-V5011N2089U | 10008 | 5 | 133921 | 1 1/2" 2-Way Steam Globe Valve 29cv | HONEYWELL INTERNATIONAL ECC US (HOFS) | V5011N2089/U | 398.565 | 381.0752 | Y | 398.565 | 381.0752 | 398.565
HWI-V5011N2089U | 10510 | 1 | 133921 | 1 1/2" 2-Way Steam Globe Valve 29cv | HONEYWELL INTERNATIONAL ECC US (HOFS) | V5011N2089/U | 398.565 | 371.8375 | Y | 398.565 | 381.0752 | 398.565
HWI-V5011N2089U | 175888 | 5 | 133921 | 1 1/2" 2-Way Steam Globe Valve 29cv | HONEYWELL INTERNATIONAL ECC US (HOFS) | V5011N2089/U | 398.565 | 376.5857 | Y | 398.565 | 381.0752 | 398.565
HWI-V5011N2089U | 175890 | 2 | 133921 | 1 1/2" 2-Way Steam Globe Valve 29cv | HONEYWELL INTERNATIONAL ECC US (HOFS) | V5011N2089/U | 398.565 | 371.8119 | Y | 398.565 | 381.0752 | 398.565
HWI-V5011N2089U | 175891 | 3 | 133921 | 1 1/2" 2-Way Steam Globe Valve 29cv | HONEYWELL INTERNATIONAL ECC US (HOFS) | V5011N2089/U | 398.565 | 351.9917 | Y | 398.565 | 381.0752 | 398.565
HWI-V5011N2097U | 10008 | 11 | 133921 | 2" 2-Way Steam Globe Valve 46.8cv | HONEYWELL INTERNATIONAL ECC US (HOFS) | V5011N2097/U | 586.125 | 575.5273 | Y | 586.125 | 575.5273 | 586.125
HWI-V5011N2097U | 10510 | 3 | 133921 | 2" 2-Way Steam Globe Valve 46.8cv | HONEYWELL INTERNATIONAL ECC US (HOFS) | V5011N2097/U | 586.125 | 552.3 | Y | 586.125 | 575.5273 | 586.125
HWI-V5011N2097U | 175888 | 6 | 133921 | 2" 2-Way Steam Globe Valve 46.8cv | HONEYWELL INTERNATIONAL ECC US (HOFS) | V5011N2097/U | 586.125 | 561.9333 | Y | 586.125 | 575.5273 | 586.125
HWI-V5011N2097U | 175890 | 2 | 133921 | 2" 2-Way Steam Globe Valve 46.8cv | HONEYWELL INTERNATIONAL ECC US (HOFS) | V5011N2097/U | 586.125 | 559.1 | Y | 586.125 | 575.5273 | 586.125
HWI-V5011N2097U | 175891 | 1 | 133921 | 2" 2-Way Steam Globe Valve 46.8cv | HONEYWELL INTERNATIONAL ECC US (HOFS) | V5011N2097/U | 586.125 | 552.3 | Y | 586.125 | 575.5273 | 586.125
HWI-V5011N3012U | 166553 | 2 | 133921 | 1/2" NPT, 2w, NC, 4.7cv Equal Valv | HONEYWELL INTERNATIONAL ECC US (HOFS) | V5011N3012/U | 117.225 | 61.07 | N | 117.225 | 101.56 | 117.225
HWI-V5011N3012U | 166557 | 2 | 133921 | 1/2" NPT, 2w, NC, 4.7cv Equal Valv | HONEYWELL INTERNATIONAL ECC US (HOFS) | V5011N3012/U | 117.225 | 76.8073 | Y | 117.225 | 101.56 | 117.225
HWI-V5011N3012U | 166559 | 1 | 133921 | 1/2" NPT, 2w, NC, 4.7cv Equal Valv | HONEYWELL INTERNATIONAL ECC US (HOFS) | V5011N3012/U | 117.225 | 101.56 | Y | 117.225 | 101.56 | 117.225
HWI-V5011N3012U | 166560 | 2 | 133921 | 1/2" NPT, 2w, NC, 4.7cv Equal Valv | HONEYWELL INTERNATIONAL ECC US (HOFS) | V5011N3012/U | 117.225 | 88.0633 | Y | 117.225 | 101.56 | 117.225
HWI-V5011N3020U | 166553 | 1 | 133921 | Valve, Globe | HONEYWELL INTERNATIONAL ECC US (HOFS) | V5011N3020/U | 113.11 | 72.3644 | N | 113.11 | 98.36 | 113.11
HWI-V5011N3020U | 166557 | 1 | 133921 | Valve, Globe | HONEYWELL INTERNATIONAL ECC US (HOFS) | V5011N3020/U | 113.11 | 63.4066 | N | 113.11 | 98.36 | 113.11
HWI-V5011N3020U | 166559 | 2 | 133921 | Valve, Globe | HONEYWELL INTERNATIONAL ECC US (HOFS) | V5011N3020/U | 113.11 | 98.36 | Y | 113.11 | 98.36 | 113.11
HWI-V5011N3020U | 166560 | 2 | 133921 | Valve, Globe | HONEYWELL INTERNATIONAL ECC US (HOFS) | V5011N3020/U | 113.11 | 58.8684 | N | 113.11 | 98.36 | 113.11
HWI-V5011N3020U | 166561 | 1 | 133921 | Valve, Globe | HONEYWELL INTERNATIONAL ECC US (HOFS) | V5011N3020/U | 113.11 | 87.82 | N | 113.11 | 98.36 | 113.11
HWI-V5011N3020U | 175888 | 1 | 133921 | Valve, Globe | HONEYWELL INTERNATIONAL ECC US (HOFS) | V5011N3020/U | 113.11 | 57.75 | N | 113.11 | 98.36 | 113.11
HWI-V5011N3038U | 166557 | 2 | 133921 | V5011N3038 PIPE SIZE: 1 INCH, CV: | HONEYWELL INTERNATIONAL ECC US (HOFS) | V5011N3038/U | 148.485 | 95.4185 | Y | 148.485 | 125.16 | 148.485
HWI-V5011N3038U | 166559 | 2 | 133921 | V5011N3038 PIPE SIZE: 1 INCH, CV: | HONEYWELL INTERNATIONAL ECC US (HOFS) | V5011N3038/U | 148.485 | 125.16 | Y | 148.485 | 125.16 | 148.485
HWI-V5011N3038U | 166560 | 4 | 133921 | V5011N3038 PIPE SIZE: 1 INCH, CV: | HONEYWELL INTERNATIONAL ECC US (HOFS) | V5011N3038/U | 148.485 | 74.5797 | Y | 148.485 | 125.16 | 148.485
HWI-V5011N3038U | 166561 | 1 | 133921 | V5011N3038 PIPE SIZE: 1 INCH, CV: | HONEYWELL INTERNATIONAL ECC US (HOFS) | V5011N3038/U | 148.485 | 97.7993 | N | 148.485 | 125.16 | 148.485
HWI-V5011N3046U | 166557 | 1 | 133921 | 1-1/4" NPT, 2w, NC, 18.7cv Equal V | HONEYWELL INTERNATIONAL ECC US (HOFS) | V5011N3046/U | 156.92 | 91.127 | N | 156.92 | 141.37 | 156.92
HWI-V5011N3046U | 166559 | 1 | 133921 | 1-1/4" NPT, 2w, NC, 18.7cv Equal V | HONEYWELL INTERNATIONAL ECC US (HOFS) | V5011N3046/U | 156.92 | 73.7025 | N | 156.92 | 141.37 | 156.92
HWI-V5011N3046U | 166560 | 1 | 133921 | 1-1/4" NPT, 2w, NC, 18.7cv Equal V | HONEYWELL INTERNATIONAL ECC US (HOFS) | V5011N3046/U | 156.92 | 87.2946 | N | 156.92 | 141.37 | 156.92
HWI-V5011N3046U | 175888 | 2 | 133921 | 1-1/4" NPT, 2w, NC, 18.7cv Equal V | HONEYWELL INTERNATIONAL ECC US (HOFS) | V5011N3046/U | 156.92 | 141.37 | N | 156.92 | 141.37 | 156.92
HWI-V5013N1030U | 10008 | 3 | 133921 | Honeywell 1/2" 3-Way Globe Valve 2.9cv | HONEYWELL INTERNATIONAL ECC US (HOFS) | V5013N1030/U | 112.015 | 106.0133 | Y | 112.015 | 107.5 | 112.015
HWI-V5013N1030U | 166557 | 2 | 133921 | Honeywell 1/2" 3-Way Globe Valve 2.9cv | HONEYWELL INTERNATIONAL ECC US (HOFS) | V5013N1030/U | 112.015 | 107.5 | N | 112.015 | 107.5 | 112.015
HWI-V5013N1048U | 10008 | 15 | 133921 | 1/2" 3-Way Globe Valve 4.7cv | HONEYWELL INTERNATIONAL ECC US (HOFS) | V5013N1048/U | 110.7125 | 103.68 | Y | 110.7125 | 106.25 | 110.7125
HWI-V5013N1048U | 10510 | 1 | 133921 | 1/2" 3-Way Globe Valve 4.7cv | HONEYWELL INTERNATIONAL ECC US (HOFS) | V5013N1048/U | 110.7125 | 106.25 | Y | 110.7125 | 106.25 | 110.7125
HWI-V5013N1048U | 166553 | 1 | 133921 | 1/2" 3-Way Globe Valve 4.7cv | HONEYWELL INTERNATIONAL ECC US (HOFS) | V5013N1048/U | 110.7125 | 106.25 | Y | 110.7125 | 106.25 | 110.7125
HWI-V5013N1048U | 166559 | 1 | 133921 | 1/2" 3-Way Globe Valve 4.7cv | HONEYWELL INTERNATIONAL ECC US (HOFS) | V5013N1048/U | 110.7125 | 106.25 | Y | 110.7125 | 106.25 | 110.7125
HWI-V5013N1048U | 173042 | 1 | 133921 | 1/2" 3-Way Globe Valve 4.7cv | HONEYWELL INTERNATIONAL ECC US (HOFS) | V5013N1048/U | 110.7125 | 106.25 | Y | 110.7125 | 106.25 | 110.7125
HWI-V5013N1048U | 175891 | 2 | 133921 | 1/2" 3-Way Globe Valve 4.7cv | HONEYWELL INTERNATIONAL ECC US (HOFS) | V5013N1048/U | 110.7125 | 106.25 | Y | 110.7125 | 106.25 | 110.7125
HWI-V5013N1055U | 10008 | 2 | 133921 | Honeywell 3/4" 3-Way Globe Valve 7.3cv | HONEYWELL INTERNATIONAL ECC US (HOFS) | V5013N1055/U | 122.435 | 117.0987 | Y | 122.435 | 117.5 | 122.435
HWI-V5013N1055U | 166553 | 1 | 133921 | Honeywell 3/4" 3-Way Globe Valve 7.3cv | HONEYWELL INTERNATIONAL ECC US (HOFS) | V5013N1055/U | 122.435 | 117.5 | Y | 122.435 | 117.5 | 122.435
HWI-V5013N1055U | 166560 | 2 | 133921 | Honeywell 3/4" 3-Way Globe Valve 7.3cv | HONEYWELL INTERNATIONAL ECC US (HOFS) | V5013N1055/U | 122.435 | 117.1656 | Y | 122.435 | 117.5 | 122.435
HWI-V5013N1055U | 173042 | 1 | 133921 | Honeywell 3/4" 3-Way Globe Valve 7.3cv | HONEYWELL INTERNATIONAL ECC US (HOFS) | V5013N1055/U | 122.435 | 114.49 | Y | 122.435 | 117.5 | 122.435
HWI-V5013N1055U | 175888 | 2 | 133921 | Honeywell 3/4" 3-Way Globe Valve 7.3cv | HONEYWELL INTERNATIONAL ECC US (HOFS) | V5013N1055/U | 122.435 | 114.49 | Y | 122.435 | 117.5 | 122.435
HWI-V5013N1055U | 175890 | 1 | 133921 | Honeywell 3/4" 3-Way Globe Valve 7.3cv | HONEYWELL INTERNATIONAL ECC US (HOFS) | V5013N1055/U | 122.435 | 114.49 | Y | 122.435 | 117.5 | 122.435
HWI-V5013N1063U | 10510 | 2 | 133921 | 1" 3-Way Globe Valve 11.7cv | HONEYWELL INTERNATIONAL ECC US (HOFS) | V5013N1063/U | 140.67 | 131.96 | Y | 140.67 | 131.96 | 140.67
HWI-V5013N1063U | 166553 | 2 | 133921 | 1" 3-Way Globe Valve 11.7cv | HONEYWELL INTERNATIONAL ECC US (HOFS) | V5013N1063/U | 140.67 | 131.96 | Y | 140.67 | 131.96 | 140.67
HWI-V5013N1063U | 166560 | 3 | 133921 | 1" 3-Way Globe Valve 11.7cv | HONEYWELL INTERNATIONAL ECC US (HOFS) | V5013N1063/U | 140.67 | 131.96 | Y | 140.67 | 131.96 | 140.67
HWI-V5013N1063U | 166561 | 1 | 133921 | 1" 3-Way Globe Valve 11.7cv | HONEYWELL INTERNATIONAL ECC US (HOFS) | V5013N1063/U | 140.67 | 131.96 | Y | 140.67 | 131.96 | 140.67
HWI-V5013N1063U | 173042 | 1 | 133921 | 1" 3-Way Globe Valve 11.7cv | HONEYWELL INTERNATIONAL ECC US (HOFS) | V5013N1063/U | 140.67 | 131.96 | Y | 140.67 | 131.96 | 140.67
HWI-V5013N1063U | 175888 | 1 | 133921 | 1" 3-Way Globe Valve 11.7cv | HONEYWELL INTERNATIONAL ECC US (HOFS) | V5013N1063/U | 140.67 | 124.4388 | Y | 140.67 | 131.96 | 140.67
HWI-V5013N1071U | 10008 | 7 | 133921 | 1 1/4" 3-Way Globe Valve 18.7cv | HONEYWELL INTERNATIONAL ECC US (HOFS) | V5013N1071/U | 250.08 | 234.92 | Y | 250.08 | 234.92 | 250.08
HWI-V5013N1071U | 166560 | 1 | 133921 | 1 1/4" 3-Way Globe Valve 18.7cv | HONEYWELL INTERNATIONAL ECC US (HOFS) | V5013N1071/U | 250.08 | 234.92 | Y | 250.08 | 234.92 | 250.08
HWI-V5013N1071U | 175891 | 1 | 133921 | 1 1/4" 3-Way Globe Valve 18.7cv | HONEYWELL INTERNATIONAL ECC US (HOFS) | V5013N1071/U | 250.08 | 234.92 | Y | 250.08 | 234.92 | 250.08
HWI-V5013N1089U | 10008 | 2 | 133921 | Honeywell 1 1/2" 3-Way Globe Valve 29cv | HONEYWELL INTERNATIONAL ECC US (HOFS) | V5013N1089/U | 276.13 | 258.31 | Y | 276.13 | 258.31 | 276.13
HWI-V5013N1089U | 10510 | 1 | 133921 | Honeywell 1 1/2" 3-Way Globe Valve 29cv | HONEYWELL INTERNATIONAL ECC US (HOFS) | V5013N1089/U | 276.13 | 254.2445 | Y | 276.13 | 258.31 | 276.13
HWI-V5013N1089U | 166553 | 1 | 133921 | Honeywell 1 1/2" 3-Way Globe Valve 29cv | HONEYWELL INTERNATIONAL ECC US (HOFS) | V5013N1089/U | 276.13 | 247.1775 | Y | 276.13 | 258.31 | 276.13
HWI-V5013N1089U | 166559 | 2 | 133921 | Honeywell 1 1/2" 3-Way Globe Valve 29cv | HONEYWELL INTERNATIONAL ECC US (HOFS) | V5013N1089/U | 276.13 | 258.31 | Y | 276.13 | 258.31 | 276.13
HWI-V5013N1089U | 166560 | 5 | 133921 | Honeywell 1 1/2" 3-Way Globe Valve 29cv | HONEYWELL INTERNATIONAL ECC US (HOFS) | V5013N1089/U | 276.13 | 254.2445 | Y | 276.13 | 258.31 | 276.13
HWI-V5013N1089U | 173042 | 1 | 133921 | Honeywell 1 1/2" 3-Way Globe Valve 29cv | HONEYWELL INTERNATIONAL ECC US (HOFS) | V5013N1089/U | 276.13 | 258.31 | Y | 276.13 | 258.31 | 276.13
HWI-V5013N1097U | 10008 | 2 | 133921 | Honeywell 2" 3-Way Globe Valve 46.8cv | HONEYWELL INTERNATIONAL ECC US (HOFS) | V5013N1097/U | 343.86 | 327.9933 | Y | 343.86 | 330 | 343.86
HWI-V5013N1097U | 10510 | 4 | 133921 | Honeywell 2" 3-Way Globe Valve 46.8cv | HONEYWELL INTERNATIONAL ECC US (HOFS) | V5013N1097/U | 343.86 | 310.8 | Y | 343.86 | 330 | 343.86
HWI-V5013N1097U | 166553 | 2 | 133921 | Honeywell 2" 3-Way Globe Valve 46.8cv | HONEYWELL INTERNATIONAL ECC US (HOFS) | V5013N1097/U | 343.86 | 330 | Y | 343.86 | 330 | 343.86
HWI-V5013N1097U | 166559 | 1 | 133921 | Honeywell 2" 3-Way Globe Valve 46.8cv | HONEYWELL INTERNATIONAL ECC US (HOFS) | V5013N1097/U | 343.86 | 320.685 | Y | 343.86 | 330 | 343.86
HWI-V5013N1097U | 166560 | 3 | 133921 | Honeywell 2" 3-Way Globe Valve 46.8cv | HONEYWELL INTERNATIONAL ECC US (HOFS) | V5013N1097/U | 343.86 | 319.0375 | Y | 343.86 | 330 | 343.86
HWI-V5013N1097U | 173042 | 1 | 133921 | Honeywell 2" 3-Way Globe Valve 46.8cv | HONEYWELL INTERNATIONAL ECC US (HOFS) | V5013N1097/U | 343.86 | 330 | Y | 343.86 | 330 | 343.86
HWI-V5013N1097U | 175888 | 3 | 133921 | Honeywell 2" 3-Way Globe Valve 46.8cv | HONEYWELL INTERNATIONAL ECC US (HOFS) | V5013N1097/U | 343.86 | 321.5088 | Y | 343.86 | 330 | 343.86
HWI-V5013N1097U | 175891 | 3 | 133921 | Honeywell 2" 3-Way Globe Valve 46.8cv | HONEYWELL INTERNATIONAL ECC US (HOFS) | V5013N1097/U | 343.86 | 308.0827 | Y | 343.86 | 330 | 343.86
HWI-V51E1000U | 10510 | 1 | 133922 | 1 1/2" BUTTERFLY VALVE | HONEYWELL THERMAL SOLUTIONS | V51E1000/U | 232.265 | 222.9033 | N | 232.265 | 222.9033 | 232.265
HWI-V5852A2023 | 10510 | 3 | 133921 | 1/2" VALVE, 0.47 CV. STEM DOWN TO CLOSE, | HONEYWELL INTERNATIONAL ECC US (HOFS) | V5852A2023 | 33.865 | 17.34 | N | 33.865 | 17.34 | 33.865
HWI-V5852A2031 | 10510 | 2 | 133921 | 1/2" VALVE, 0.74 CV. STEM DOWN TO CLOSE, | HONEYWELL INTERNATIONAL ECC US (HOFS) | V5852A2031 | 33.865 | 29.53 | Y | 33.865 | 29.53 | 33.865
HWI-V5852A2049 | 175888 | 4 | 133921 | 1/2" VALVE, 1.2 CV. STEM DOWN TO CLOSE, | HONEYWELL INTERNATIONAL ECC US (HOFS) | V5852A2049 | 35.1675 | 29.84 | Y | 35.1675 | 29.84 | 35.1675
HWI-V5852A2056 | 10008 | 1 | 133921 | 1/2" VALVE, 1.9 CV. STEM DOWN TO CLOSE, | HONEYWELL INTERNATIONAL ECC US (HOFS) | V5852A2056 | 35.1675 | 33.75 | N | 35.1675 | 33.75 | 35.1675
HWI-V5852A2064 | 10510 | 1 | 133921 | 3/4 INCH TWO-WAY SWEAT VALVE WITH 2.9 CV | HONEYWELL INTERNATIONAL ECC US (HOFS) | V5852A2064 | 52.1 | 44.66 | Y | 52.1 | 44.66 | 52.1
HWI-V5853A2022 | 10008 | 1 | 133921 | GLOBE VALVE, 3-WAY, 1/2" SWEAT | HONEYWELL INTERNATIONAL ECC US (HOFS) | V5853A2022 | 54.705 | 41.33 | N | 54.705 | 41.33 | 54.705
HWI-V5853A2030 | 10008 | 12 | 133921 | 1/2 INCH THREE-WAY SWEAT VALVE WITH 1.2 | HONEYWELL INTERNATIONAL ECC US (HOFS) | V5853A2030 | 54.705 | 41.3325 | N | 54.705 | 41.3325 | 54.705
HWI-V5853A2055 | 10008 | 19 | 133921 | 3/4 INCH THREE-WAY SWEAT VALVE WITH 2.9 | HONEYWELL INTERNATIONAL ECC US (HOFS) | V5853A2055 | 70.335 | 53.1841 | N | 70.335 | 53.1841 | 70.335
HWI-V5853A2055 | 175883 | 1 | 133921 | 3/4 INCH THREE-WAY SWEAT VALVE WITH 2.9 | HONEYWELL INTERNATIONAL ECC US (HOFS) | V5853A2055 | 70.335 | 26.81 | N | 70.335 | 53.1841 | 70.335
HWI-V5862A2005 | 10510 | 5 | 133921 | 1/2 valve 0.19cv | HONEYWELL INTERNATIONAL ECC US (HOFS) | V5862A2005 | 35.1675 | 21.37 | Y | 35.1675 | 31.9375 | 35.1675
HWI-V5862A2005 | 175888 | 4 | 133921 | 1/2 valve 0.19cv | HONEYWELL INTERNATIONAL ECC US (HOFS) | V5862A2005 | 35.1675 | 31.9375 | Y | 35.1675 | 31.9375 | 35.1675
HWI-V5862A2013 | 175888 | 1 | 133921 | 1/2" VALVE, 0.29 CV. STEM DOWN TO CLOSE, | HONEYWELL INTERNATIONAL ECC US (HOFS) | V5862A2013 | 33.865 | 31.3094 | Y | 33.865 | 31.3094 | 33.865
HWI-V5862A2021 | 175888 | 3 | 133921 | 1/2" VALVE, 0.47 CV. STEM DOWN TO CLOSE, | HONEYWELL INTERNATIONAL ECC US (HOFS) | V5862A2021 | 33.865 | 32.5 | Y | 33.865 | 32.5 | 33.865
HWI-V5862A2039 | 175888 | 1 | 133921 | V5862A2039 1/2 INCH FEMALE NPT, | HONEYWELL INTERNATIONAL ECC US (HOFS) | V5862A2039 | 37.7725 | 36.25 | Y | 37.7725 | 36.25 | 37.7725
HWI-V5862A2047 | 10510 | 6 | 133921 | 1/2" VALVE, 1.2 CV. STEM DOWN TO CLOSE, | HONEYWELL INTERNATIONAL ECC US (HOFS) | V5862A2047 | 36.47 | 35 | Y | 36.47 | 35 | 36.47
HWI-V5862A2047 | 175888 | 6 | 133921 | 1/2" VALVE, 1.2 CV. STEM DOWN TO CLOSE, | HONEYWELL INTERNATIONAL ECC US (HOFS) | V5862A2047 | 36.47 | 34.46 | Y | 36.47 | 35 | 36.47
HWI-V5862A2054 | 10510 | 1 | 133921 | V5862A2054 1/2 INCH FEMALE NPT, 1.9 | HONEYWELL INTERNATIONAL ECC US (HOFS) | V5862A2054 | 36.47 | 34.8537 | Y | 36.47 | 34.8537 | 36.47
HWI-V5862A2062 | 175888 | 1 | 133921 | V5862A2062 3/4 INCH FEMALE NPT, 2.9 | HONEYWELL INTERNATIONAL ECC US (HOFS) | V5862A2062 | 53.4025 | 51.25 | Y | 53.4025 | 51.25 | 53.4025
HWI-V5862A2070 | 10510 | 2 | 133921 | V5862A2070 3/4 INCH FEMALE NPT, 4.9 | HONEYWELL INTERNATIONAL ECC US (HOFS) | V5862A2070 | 54.705 | 45.61 | Y | 54.705 | 49.4131 | 54.705
HWI-V5862A2070 | 175888 | 4 | 133921 | V5862A2070 3/4 INCH FEMALE NPT, 4.9 | HONEYWELL INTERNATIONAL ECC US (HOFS) | V5862A2070 | 54.705 | 49.4131 | Y | 54.705 | 49.4131 | 54.705
HWI-V5862A3003 | 173042 | 1 | 133921 | 1 2-way valve 5.5 cv | HONEYWELL INTERNATIONAL ECC US (HOFS) | V5862A3003 | 171.93 | 114.05 | N | 171.93 | 114.05 | 171.93
HWI-V5863A1006 | 10510 | 1 | 133921 | 3/4" VALVE, 2.9 CV. STEM DOWN TO CLOSE A | HONEYWELL INTERNATIONAL ECC US (HOFS) | V5863A1006 | 71.6375 | 68.75 | N | 71.6375 | 68.75 | 71.6375
HWI-V5863A2020 | 166559 | 1 | 133921 | VALVE - 1/2 VALVE 0.74 CV. STEM DOWN TO | HONEYWELL INTERNATIONAL ECC US (HOFS) | V5863A2020 | 53.4025 | 50.28 | N | 53.4025 | 50.28 | 53.4025
HWI-V5863A2046 | 10510 | 2 | 133921 | V5863A2046 1/2 INCH FEMALE NPT, 1.9 | HONEYWELL INTERNATIONAL ECC US (HOFS) | V5863A2046 | 53.4025 | 39.3107 | Y | 53.4025 | 39.3107 | 53.4025
HWI-V5863A2046 | 175888 | 1 | 133921 | V5863A2046 1/2 INCH FEMALE NPT, 1.9 | HONEYWELL INTERNATIONAL ECC US (HOFS) | V5863A2046 | 53.4025 | 35.9945 | N | 53.4025 | 39.3107 | 53.4025
HWI-V5863A2061 | 175891 | 11 | 133921 | V5863A2061 3/4 INCH FEMALE NPT, 4.9 | HONEYWELL INTERNATIONAL ECC US (HOFS) | V5863A2061 | 72.94 | 81.4491 | N | 72.94 | 81.4491 | 81.4491
HWI-VAAVA00MB24NMC | 175883 | 1 | 133921 | Optimizer VAV controller | HONEYWELL INTERNATIONAL ECC US (HOFS) | VAA-VA00MB24NMC | 178.9635 | 171.75 | N | 178.9635 | 171.75 | 178.9635
HWI-VAAVA423M24NC | 10008 | 20 | 133921 | Optimizer Compact VAV controller | HONEYWELL INTERNATIONAL ECC US (HOFS) | VAA-VA423M24NC | 193.5515 | 185.75 | Y | 193.5515 | 185.75 | 193.5515
HWI-VAAVA423M24NC | 10510 | 2 | 133921 | Optimizer Compact VAV controller | HONEYWELL INTERNATIONAL ECC US (HOFS) | VAA-VA423M24NC | 193.5515 | 185.75 | Y | 193.5515 | 185.75 | 193.5515
HWI-VAAVA423M24NC | 166553 | 3 | 133921 | Optimizer Compact VAV controller | HONEYWELL INTERNATIONAL ECC US (HOFS) | VAA-VA423M24NC | 193.5515 | 185.75 | Y | 193.5515 | 185.75 | 193.5515
HWI-VAAVA423M24NC | 166557 | 11 | 133921 | Optimizer Compact VAV controller | HONEYWELL INTERNATIONAL ECC US (HOFS) | VAA-VA423M24NC | 193.5515 | 185.75 | Y | 193.5515 | 185.75 | 193.5515
HWI-VAAVA423M24NC | 166561 | 4 | 133921 | Optimizer Compact VAV controller | HONEYWELL INTERNATIONAL ECC US (HOFS) | VAA-VA423M24NC | 193.5515 | 185.75 | Y | 193.5515 | 185.75 | 193.5515
HWI-VAAVA423M24NC | 175883 | 9 | 133921 | Optimizer Compact VAV controller | HONEYWELL INTERNATIONAL ECC US (HOFS) | VAA-VA423M24NC | 193.5515 | 185.75 | Y | 193.5515 | 185.75 | 193.5515
HWI-VAAVA423M24NC | 175888 | 4 | 133921 | Optimizer Compact VAV controller | HONEYWELL INTERNATIONAL ECC US (HOFS) | VAA-VA423M24NC | 193.5515 | 185.75 | Y | 193.5515 | 185.75 | 193.5515
HWI-VAAVA423M24NC | 175891 | 10 | 133921 | Optimizer Compact VAV controller | HONEYWELL INTERNATIONAL ECC US (HOFS) | VAA-VA423M24NC | 193.5515 | 185.75 | Y | 193.5515 | 185.75 | 193.5515
HWI-VAAVA75I24NMC | 10006 | 9 | 133921 | Optimizer VAV controller | HONEYWELL INTERNATIONAL ECC US (HOFS) | VAA-VA75I24NMC | 201.8875 | 193.75 | Y | 201.8875 | 193.7551 | 201.8875
HWI-VAAVA75I24NMC | 10008 | 6 | 133921 | Optimizer VAV controller | HONEYWELL INTERNATIONAL ECC US (HOFS) | VAA-VA75I24NMC | 201.8875 | 193.7551 | Y | 201.8875 | 193.7551 | 201.8875
HWI-VAAVA75I24NMC | 10510 | 13 | 133921 | Optimizer VAV controller | HONEYWELL INTERNATIONAL ECC US (HOFS) | VAA-VA75I24NMC | 201.8875 | 193.75 | Y | 201.8875 | 193.7551 | 201.8875
HWI-VAAVA75I24NMC | 166553 | 5 | 133921 | Optimizer VAV controller | HONEYWELL INTERNATIONAL ECC US (HOFS) | VAA-VA75I24NMC | 201.8875 | 193.75 | N | 201.8875 | 193.7551 | 201.8875
HWI-VAAVA75I24NMC | 166559 | 46 | 133921 | Optimizer VAV controller | HONEYWELL INTERNATIONAL ECC US (HOFS) | VAA-VA75I24NMC | 201.8875 | 192.2375 | Y | 201.8875 | 193.7551 | 201.8875
HWI-VAAVA75I24NMC | 166560 | 11 | 133921 | Optimizer VAV controller | HONEYWELL INTERNATIONAL ECC US (HOFS) | VAA-VA75I24NMC | 201.8875 | 183.1845 | Y | 201.8875 | 193.7551 | 201.8875
HWI-VAAVA75I24NMC | 175883 | 21 | 133921 | Optimizer VAV controller | HONEYWELL INTERNATIONAL ECC US (HOFS) | VAA-VA75I24NMC | 201.8875 | 193.75 | Y | 201.8875 | 193.7551 | 201.8875
HWI-VAAVA75I24NMC | 175888 | 1 | 133921 | Optimizer VAV controller | HONEYWELL INTERNATIONAL ECC US (HOFS) | VAA-VA75I24NMC | 201.8875 | 193.75 | Y | 201.8875 | 193.7551 | 201.8875
HWI-VAAVA75I24NMC | 175891 | 77 | 133921 | Optimizer VAV controller | HONEYWELL INTERNATIONAL ECC US (HOFS) | VAA-VA75I24NMC | 201.8875 | 192.4189 | Y | 201.8875 | 193.7551 | 201.8875
HWI-VAAVA75IB24NMC | 10006 | 28 | 133921 | Optimizer VAV controller | HONEYWELL INTERNATIONAL ECC US (HOFS) | VAA-VA75IB24NMC | 203.9715 | 195.75 | Y | 203.9715 | 196.2635 | 203.9715
HWI-VAAVA75IB24NMC | 10008 | 39 | 133921 | Optimizer VAV controller | HONEYWELL INTERNATIONAL ECC US (HOFS) | VAA-VA75IB24NMC | 203.9715 | 196.2635 | Y | 203.9715 | 196.2635 | 203.9715
HWI-VAAVA75IB24NMC | 10510 | 10 | 133921 | Optimizer VAV controller | HONEYWELL INTERNATIONAL ECC US (HOFS) | VAA-VA75IB24NMC | 203.9715 | 195.75 | N | 203.9715 | 196.2635 | 203.9715
HWI-VAAVA75IB24NMC | 166557 | 34 | 133921 | Optimizer VAV controller | HONEYWELL INTERNATIONAL ECC US (HOFS) | VAA-VA75IB24NMC | 203.9715 | 195.75 | N | 203.9715 | 196.2635 | 203.9715
HWI-VAAVA75IB24NMC | 166559 | 15 | 133921 | Optimizer VAV controller | HONEYWELL INTERNATIONAL ECC US (HOFS) | VAA-VA75IB24NMC | 203.9715 | 195.75 | Y | 203.9715 | 196.2635 | 203.9715
HWI-VAAVA75IB24NMC | 166560 | 1 | 133921 | Optimizer VAV controller | HONEYWELL INTERNATIONAL ECC US (HOFS) | VAA-VA75IB24NMC | 203.9715 | 195.75 | Y | 203.9715 | 196.2635 | 203.9715
HWI-VAAVA75IB24NMC | 166561 | 12 | 133921 | Optimizer VAV controller | HONEYWELL INTERNATIONAL ECC US (HOFS) | VAA-VA75IB24NMC | 203.9715 | 195.75 | N | 203.9715 | 196.2635 | 203.9715
HWI-VAAVA75IB24NMC | 175883 | 40 | 133921 | Optimizer VAV controller | HONEYWELL INTERNATIONAL ECC US (HOFS) | VAA-VA75IB24NMC | 203.9715 | 195.75 | Y | 203.9715 | 196.2635 | 203.9715
HWI-VAAVA75IB24NMC | 175891 | 11 | 133921 | Optimizer VAV controller | HONEYWELL INTERNATIONAL ECC US (HOFS) | VAA-VA75IB24NMC | 203.9715 | 195.75 | Y | 203.9715 | 196.2635 | 203.9715
HWI-VAAVA75M24NMC | 10006 | 4 | 133921 | Optimizer VAV controller | HONEYWELL INTERNATIONAL ECC US (HOFS) | VAA-VA75M24NMC | 201.8875 | 193.75 | Y | 201.8875 | 194.0876 | 201.8875
HWI-VAAVA75M24NMC | 10008 | -2 | 133921 | Optimizer VAV controller | HONEYWELL INTERNATIONAL ECC US (HOFS) | VAA-VA75M24NMC | 201.8875 | 193.75 | Y | 201.8875 | 194.0876 | 201.8875
HWI-VAAVA75M24NMC | 10510 | 11 | 133921 | Optimizer VAV controller | HONEYWELL INTERNATIONAL ECC US (HOFS) | VAA-VA75M24NMC | 201.8875 | 193.75 | Y | 201.8875 | 194.0876 | 201.8875
HWI-VAAVA75M24NMC | 166553 | 5 | 133921 | Optimizer VAV controller | HONEYWELL INTERNATIONAL ECC US (HOFS) | VAA-VA75M24NMC | 201.8875 | 193.75 | Y | 201.8875 | 194.0876 | 201.8875
HWI-VAAVA75M24NMC | 166559 | 26 | 133921 | Optimizer VAV controller | HONEYWELL INTERNATIONAL ECC US (HOFS) | VAA-VA75M24NMC | 201.8875 | 193.75 | Y | 201.8875 | 194.0876 | 201.8875
HWI-VAAVA75M24NMC | 166560 | 10 | 133921 | Optimizer VAV controller | HONEYWELL INTERNATIONAL ECC US (HOFS) | VAA-VA75M24NMC | 201.8875 | 194.0876 | Y | 201.8875 | 194.0876 | 201.8875
HWI-VAAVA75M24NMC | 175883 | 9 | 133921 | Optimizer VAV controller | HONEYWELL INTERNATIONAL ECC US (HOFS) | VAA-VA75M24NMC | 201.8875 | 193.75 | Y | 201.8875 | 194.0876 | 201.8875
HWI-VAAVA75M24NMC | 175888 | 5 | 133921 | Optimizer VAV controller | HONEYWELL INTERNATIONAL ECC US (HOFS) | VAA-VA75M24NMC | 201.8875 | 193.75 | Y | 201.8875 | 194.0876 | 201.8875
HWI-VAAVA75M24NMC | 175891 | -1 | 133921 | Optimizer VAV controller | HONEYWELL INTERNATIONAL ECC US (HOFS) | VAA-VA75M24NMC | 201.8875 | 193.75 | Y | 201.8875 | 194.0876 | 201.8875
HWI-VAAVA75MB24NMC | 10006 | 5 | 133921 | MS/TP Serial VAV Controller: 7 UIO: 5 SS | HONEYWELL INTERNATIONAL ECC US (HOFS) | VAA-VA75MB24NMC | 203.9715 | 195.75 | Y | 203.9715 | 195.75 | 203.9715
HWI-VAAVA75MB24NMC | 10008 | 41 | 133921 | MS/TP Serial VAV Controller: 7 UIO: 5 SS | HONEYWELL INTERNATIONAL ECC US (HOFS) | VAA-VA75MB24NMC | 203.9715 | 195.75 | Y | 203.9715 | 195.75 | 203.9715
HWI-VAAVA75MB24NMC | 10510 | 20 | 133921 | MS/TP Serial VAV Controller: 7 UIO: 5 SS | HONEYWELL INTERNATIONAL ECC US (HOFS) | VAA-VA75MB24NMC | 203.9715 | 195.75 | N | 203.9715 | 195.75 | 203.9715
HWI-VAAVA75MB24NMC | 166557 | 7 | 133921 | MS/TP Serial VAV Controller: 7 UIO: 5 SS | HONEYWELL INTERNATIONAL ECC US (HOFS) | VAA-VA75MB24NMC | 203.9715 | 195.75 | Y | 203.9715 | 195.75 | 203.9715
HWI-VAAVA75MB24NMC | 166559 | 7 | 133921 | MS/TP Serial VAV Controller: 7 UIO: 5 SS | HONEYWELL INTERNATIONAL ECC US (HOFS) | VAA-VA75MB24NMC | 203.9715 | 195.75 | Y | 203.9715 | 195.75 | 203.9715
HWI-VAAVA75MB24NMC | 175883 | 42 | 133921 | MS/TP Serial VAV Controller: 7 UIO: 5 SS | HONEYWELL INTERNATIONAL ECC US (HOFS) | VAA-VA75MB24NMC | 203.9715 | 195.75 | Y | 203.9715 | 195.75 | 203.9715
HWI-VAAVA75MB24NMC | 175888 | 0 | 133921 | MS/TP Serial VAV Controller: 7 UIO: 5 SS | HONEYWELL INTERNATIONAL ECC US (HOFS) | VAA-VA75MB24NMC | 203.9715 | 195.75 | N | 203.9715 | 195.75 | 203.9715
HWI-VAAVA75T24NMC | 10006 | 15 | 133921 | Optimizer VAV controller, BACnet T1L | HONEYWELL INTERNATIONAL ECC US (HOFS) | VAA-VA75T24NMC | 213.61 | 205 | Y | 213.61 | 205 | 213.61
HWI-VAAVA75T24NMC | 10008 | -158 | 133921 | Optimizer VAV controller, BACnet T1L | HONEYWELL INTERNATIONAL ECC US (HOFS) | VAA-VA75T24NMC | 213.61 | 205 | Y | 213.61 | 205 | 213.61
HWI-VAAVA75T24NMC | 10510 | 40 | 133921 | Optimizer VAV controller, BACnet T1L | HONEYWELL INTERNATIONAL ECC US (HOFS) | VAA-VA75T24NMC | 213.61 | 205 | Y | 213.61 | 205 | 213.61
HWI-VAAVA75T24NMC | 166553 | 0 | 133921 | Optimizer VAV controller, BACnet T1L | HONEYWELL INTERNATIONAL ECC US (HOFS) | VAA-VA75T24NMC | 213.61 | 205 | N | 213.61 | 205 | 213.61
HWI-VAAVA75T24NMC | 166559 | 6 | 133921 | Optimizer VAV controller, BACnet T1L | HONEYWELL INTERNATIONAL ECC US (HOFS) | VAA-VA75T24NMC | 213.61 | 205 | Y | 213.61 | 205 | 213.61
HWI-VAAVA75T24NMC | 166560 | 10 | 133921 | Optimizer VAV controller, BACnet T1L | HONEYWELL INTERNATIONAL ECC US (HOFS) | VAA-VA75T24NMC | 213.61 | 205 | Y | 213.61 | 205 | 213.61
HWI-VAAVA75T24NMC | 175883 | 20 | 133921 | Optimizer VAV controller, BACnet T1L | HONEYWELL INTERNATIONAL ECC US (HOFS) | VAA-VA75T24NMC | 213.61 | 205 | Y | 213.61 | 205 | 213.61
HWI-VAAVA75T24NMC | 175888 | 1 | 133921 | Optimizer VAV controller, BACnet T1L | HONEYWELL INTERNATIONAL ECC US (HOFS) | VAA-VA75T24NMC | 213.61 | 205 | Y | 213.61 | 205 | 213.61
HWI-VAAVA75T24NMC | 175891 | 2 | 133921 | Optimizer VAV controller, BACnet T1L | HONEYWELL INTERNATIONAL ECC US (HOFS) | VAA-VA75T24NMC | 213.61 | 205 | Y | 213.61 | 205 | 213.61
HWI-VAAVA75TB24NMC | 10008 | 9 | 133921 | Optimizer VAV controller | HONEYWELL INTERNATIONAL ECC US (HOFS) | VAA-VA75TB24NMC | 215.694 | 207 | Y | 215.694 | 207 | 215.694
HWI-VAAVA75TB24NMC | 10510 | 30 | 133921 | Optimizer VAV controller | HONEYWELL INTERNATIONAL ECC US (HOFS) | VAA-VA75TB24NMC | 215.694 | 207 | Y | 215.694 | 207 | 215.694
HWI-VAAVA75TB24NMC | 175883 | 20 | 133921 | Optimizer VAV controller | HONEYWELL INTERNATIONAL ECC US (HOFS) | VAA-VA75TB24NMC | 215.694 | 207 | Y | 215.694 | 207 | 215.694
HWI-VAAVA75TB24NMC | 175888 | 1 | 133921 | Optimizer VAV controller | HONEYWELL INTERNATIONAL ECC US (HOFS) | VAA-VA75TB24NMC | 215.694 | 207 | Y | 215.694 | 207 | 215.694
HWI-VAAVA75TB24NMC | 175891 | 60 | 133921 | Optimizer VAV controller | HONEYWELL INTERNATIONAL ECC US (HOFS) | VAA-VA75TB24NMC | 215.694 | 207 | Y | 215.694 | 207 | 215.694
HWI-VBN2A00130SXMS7505A2030FSO | 10008 | 1 | 133921 | .5" 2-WAY SS 1.3CV BALL VALVE 24V SR MOD | HONEYWELL INTERNATIONAL ECC US (HOFS) | VBN2A001.30SX+MS7505A2030+FSO | 149.49 | 149.49 | N | 149.49 | 149.49 | 149.49
HWI-VBN2A00200PXMS7505A2030FSO | 10008 | 6 | 133921 | .5" 2-Way Ball Valve 2CV SR | HONEYWELL INTERNATIONAL ECC US (HOFS) | VBN2A002.00PX+MS7505A2030+FSO | 129.47 | 129.47 | N | 129.47 | 129.47 | 129.47
HWI-VBN2A00200SXMS7505A2030FSC | 10008 | 1 | 133921 | .5" 2-Way SS Ball Valve 2CV SR MOD Actua | HONEYWELL INTERNATIONAL ECC US (HOFS) | VBN2A002.00SX+MS7505A2030+FSC | 149.49 | 149.49 | N | 149.49 | 149.49 | 149.49
HWI-VBN2A00260PA | 175883 | 5 | 133921 | 1/2" 2.6 CV 2-WAY BALL VALVE | HONEYWELL INTERNATIONAL ECC US (HOFS) | VBN2A00260PA | 19.6724 | 19.6724 | N | 19.6724 | 19.6724 | 19.6724
HWI-VBN2ABPA0000 | 10008 | 1 | 133921 | HW Control Ball Valve, 1/2 in, 2-Way, | HONEYWELL INTERNATIONAL ECC US (HOFS) | VBN2ABPA0000 | 28.9155 | 26.18 | N | 28.9155 | 26.18 | 28.9155
HWI-VBN2ABPX0000 | 10008 | 6 | 133921 | Honeywell ball valve 1/2" 2way .38CV | HONEYWELL INTERNATIONAL ECC US (HOFS) | VBN2ABPX0000 | 37.2098 | 33 | N | 37.2098 | 33 | 37.2098
HWI-VBN2ABPX0000 | 175883 | 5 | 133921 | Honeywell ball valve 1/2" 2way .38CV | HONEYWELL INTERNATIONAL ECC US (HOFS) | VBN2ABPX0000 | 37.2098 | 22.82 | N | 37.2098 | 33 | 37.2098
HWI-VBN2ADPA0000 | 10008 | 13 | 133921 | Honeywell Ball Valve, 1/2", 2-Way .68 Cv | HONEYWELL INTERNATIONAL ECC US (HOFS) | VBN2ADPA0000 | 28.9155 | 26.1726 | Y | 28.9155 | 26.1726 | 28.9155
HWI-VBN2ADPA0000 | 175883 | 5 | 133921 | Honeywell Ball Valve, 1/2", 2-Way .68 Cv | HONEYWELL INTERNATIONAL ECC US (HOFS) | VBN2ADPA0000 | 28.9155 | 17.73 | N | 28.9155 | 26.1726 | 28.9155
HWI-VBN2ADPA3001 | 10510 | 1 | 133921 | CONTROL BALL VALVE WITH ELECTRIC ACTUATO | HONEYWELL INTERNATIONAL ECC US (HOFS) | VBN2ADPA3001 | 121.0075 | 116.1038 | Y | 121.0075 | 116.1038 | 121.0075
HWI-VBN2AEPA0000 | 10008 | 14 | 133921 | Honeywell Ball Valve, 1/2" 2-Way 1.3 CV | HONEYWELL INTERNATIONAL ECC US (HOFS) | VBN2AEPA0000 | 29.822 | 27.0008 | Y | 29.822 | 27.0008 | 29.822
HWI-VBN2AEPA0000 | 175883 | 2 | 133921 | Honeywell Ball Valve, 1/2" 2-Way 1.3 CV | HONEYWELL INTERNATIONAL ECC US (HOFS) | VBN2AEPA0000 | 29.822 | 18.28 | N | 29.822 | 27.0008 | 29.822
HWI-VBN2AEPA3001 | 10510 | 4 | 133921 | CONTROL BALL VALVE WITH ELECTRIC ACTUATO | HONEYWELL INTERNATIONAL ECC US (HOFS) | VBN2AEPA3001 | 121.9244 | 117.01 | Y | 121.9244 | 117.01 | 121.9244
HWI-VBN2AEPX0000 | 10510 | 2 | 133921 | Honeywell Ball Valve 1/2" 2 way 1.3 CV | HONEYWELL INTERNATIONAL ECC US (HOFS) | VBN2AEPX0000 | 38.1268 | 36.59 | Y | 38.1268 | 36.59 | 38.1268
HWI-VBN2AEPX0000 | 175883 | 2 | 133921 | Honeywell Ball Valve 1/2" 2 way 1.3 CV | HONEYWELL INTERNATIONAL ECC US (HOFS) | VBN2AEPX0000 | 38.1268 | 23.38 | N | 38.1268 | 36.59 | 38.1268
HWI-VBN2AEPX0000 | 175891 | 1 | 133921 | Honeywell Ball Valve 1/2" 2 way 1.3 CV | HONEYWELL INTERNATIONAL ECC US (HOFS) | VBN2AEPX0000 | 38.1268 | 22.07 | Y | 38.1268 | 36.59 | 38.1268
HWI-VBN2AESA3000 | 10510 | 0 | 133921 | CONTROL BALL VALVE WITH ELECTRIC ACTUATO | HONEYWELL INTERNATIONAL ECC US (HOFS) | VBN2AESA3000 | 132.5424 | 127.2 | N | 132.5424 | 127.2 | 132.5424
HWI-VBN2AESX6200 | 10510 | 1 | 133921 | CONTROL BALL VALVE WITH ELECTRIC ACTUATO | HONEYWELL INTERNATIONAL ECC US (HOFS) | VBN2AESX6200 | 240.1289 | 217.41 | N | 240.1289 | 217.41 | 240.1289
HWI-VBN2AF3S0D | 10008 | 1 | 133921 | 1/2" 2-Way Ball Valve with 2 Cv | HONEYWELL INTERNATIONAL ECC US (HOFS) | VBN2AF3S0D | 114.08 | 114.08 | N | 114.08 | 114.08 | 114.08
HWI-VBN2AFPA0000 | 10008 | 1 | 133921 | Honeywell Control Ball Valve, 1/2" 2-Way | HONEYWELL INTERNATIONAL ECC US (HOFS) | VBN2AFPA0000 | 29.822 | 26.8849 | Y | 29.822 | 26.8849 | 29.822
HWI-VBN2AFPA0000 | 175883 | 2 | 133921 | Honeywell Control Ball Valve, 1/2" 2-Way | HONEYWELL INTERNATIONAL ECC US (HOFS) | VBN2AFPA0000 | 29.822 | 18.28 | N | 29.822 | 26.8849 | 29.822
HWI-VBN2AFPA3000 | 175883 | 13 | 133921 | Honeywell ball 1/2" 2 way 2CV | HONEYWELL INTERNATIONAL ECC US (HOFS) | VBN2AFPA3000 | 116.2143 | 81.6165 | N | 116.2143 | 81.6165 | 116.2143
HWI-VBN2AFPX0000 | 175883 | 1 | 133921 | Honeywell Ball Valve 1/2" 2 way 2 CV | HONEYWELL INTERNATIONAL ECC US (HOFS) | VBN2AFPX0000 | 38.1268 | 23.38 | N | 38.1268 | 23.38 | 38.1268
HWI-VBN2AFSA3000 | 10510 | 0 | 133921 | Ball Valve, 1/2" NPT, 2-Way | HONEYWELL INTERNATIONAL ECC US (HOFS) | VBN2AFSA3000 | 132.5424 | 127.2 | N | 132.5424 | 127.2 | 132.5424
HWI-VBN2AGPA0000 | 10008 | 1 | 133921 | Honeywell Ball Valve, 1/2" 2-Way 2.6Cv | HONEYWELL INTERNATIONAL ECC US (HOFS) | VBN2AGPA0000 | 31.1975 | 29.94 | Y | 31.1975 | 29.94 | 31.1975
HWI-VBN2AGPA3000 | 175883 | 2 | 133921 | Honweywell ball 1/2 2 way 2.6CV | HONEYWELL INTERNATIONAL ECC US (HOFS) | VBN2AGPA3000 | 117.5793 | 82.5702 | N | 117.5793 | 82.5702 | 117.5793
HWI-VBN2AGPX0000 | 175883 | 1 | 133921 | CONTROL BALL VALVE - 1/2 IN. NPT - 2-WAY | HONEYWELL INTERNATIONAL ECC US (HOFS) | VBN2AGPX0000 | 39.4918 | 51.19 | N | 39.4918 | 51.19 | 51.19
HWI-VBN2AGSA3000 | 10510 | 0 | 133921 | CONTROL BALL VALVE WITH ELECTRIC ACTUATO | HONEYWELL INTERNATIONAL ECC US (HOFS) | VBN2AGSA3000 | 134.1992 | 128.79 | N | 134.1992 | 128.79 | 134.1992
HWI-VBN2AH3P0A | 10008 | 1 | 133921 | 1/2" 2-Way Ball Valve with 4.7 Cv | HONEYWELL INTERNATIONAL ECC US (HOFS) | VBN2AH3P0A | 54.57 | 54.57 | N | 54.57 | 54.57 | 54.57
HWI-VBN2AHPA0000 | 10006 | 2 | 133921 | Honeywell Ball Valve, 1/2" 2-Way 4.7 Cv | HONEYWELL INTERNATIONAL ECC US (HOFS) | VBN2AHPA0000 | 32.1144 | 21.31 | N | 32.1144 | 30.82 | 32.1144
HWI-VBN2AHPA0000 | 10008 | 6 | 133921 | Honeywell Ball Valve, 1/2" 2-Way 4.7 Cv | HONEYWELL INTERNATIONAL ECC US (HOFS) | VBN2AHPA0000 | 32.1144 | 30.82 | Y | 32.1144 | 30.82 | 32.1144
HWI-VBN2AHSA3000 | 10510 | 0 | 133921 | CONTROL BALL VALVE WITH ELECTRIC ACTUATO | HONEYWELL INTERNATIONAL ECC US (HOFS) | VBN2AHSA3000 | 135.2829 | 129.83 | N | 135.2829 | 129.83 | 135.2829
HWI-VBN2AJPX0000 | 10006 | 1 | 133921 | Valve, Control | HONEYWELL INTERNATIONAL ECC US (HOFS) | VBN2AJPX0000 | 30.19 | 30.19 | N | 30.19 | 30.19 | 30.19
HWI-VBN2AKPA0000 | 10006 | 2 | 133921 | Valve, Control | HONEYWELL INTERNATIONAL ECC US (HOFS) | VBN2AKPA0000 | 34.8445 | 24.91 | N | 34.8445 | 31.55 | 34.8445
HWI-VBN2AKPA0000 | 10008 | 3 | 133921 | Valve, Control | HONEYWELL INTERNATIONAL ECC US (HOFS) | VBN2AKPA0000 | 34.8445 | 31.55 | Y | 34.8445 | 31.55 | 34.8445
HWI-VBN2B00031PA | 175883 | 5 | 133921 | 3/4" 2-WAY BALL VALVE .31 CV | HONEYWELL INTERNATIONAL ECC US (HOFS) | VBN2B00031PA | 31.8452 | 31.8452 | N | 31.8452 | 31.8452 | 31.8452
HWI-VBN2B00031SAMVN713A0000 | 10008 | 3 | 133921 | 2 Way NPT Actuated Control Ball Valve wi | HONEYWELL INTERNATIONAL ECC US (HOFS) | VBN2B000.31SA+MVN713A0000 | 104.19 | 104.19 | N | 104.19 | 104.19 | 104.19
HWI-VBN2B00063PA | 175883 | 5 | 133921 | 3/4" 2 WAY BALL VALVE .63 C.V. | HONEYWELL INTERNATIONAL ECC US (HOFS) | VBN2B000.63PA | 31.8452 | 31.8452 | N | 31.8452 | 31.8452 | 31.8452
HWI-VBN2B00120PA | 175883 | 5 | 133921 | 3/4" 2 WAY BALL VALVE 1.20 C.V. | HONEYWELL INTERNATIONAL ECC US (HOFS) | VBN2B001.20PA | 31.8452 | 31.8452 | N | 31.8452 | 31.8452 | 31.8452
HWI-VBN2B00120SAMVN613A0000 | 10008 | 2 | 133921 | 3/4", 2-way Actuated Control Ball Valve | HONEYWELL INTERNATIONAL ECC US (HOFS) | VBN2B001.20SA+MVN613A0000 | 71.64 | 71.64 | N | 71.64 | 71.64 | 71.64
HWI-VBN2B00250PX | 175883 | 9 | 133921 | 3/4" 2.5 C.V. BALL VALVE ONLY | HONEYWELL INTERNATIONAL ECC US (HOFS) | VBN2B002.50PX | 38.4293 | 38.4293 | N | 38.4293 | 38.4293 | 38.4293
HWI-VBN2B00430PA | 175883 | 5 | 133921 | Valve | HONEYWELL INTERNATIONAL ECC US (HOFS) | VBN2B004.30PA | 31.8452 | 31.8452 | N | 31.8452 | 31.8452 | 31.8452
HWI-VBN2B00430PAMVN713A0000 | 175883 | 9 | 133921 | 3/4", 2-way 4.3CV Ball Valve NSR Modula | HONEYWELL INTERNATIONAL ECC US (HOFS) | VBN2B00430PAMVN713A0000 | 97.2094 | 97.2094 | N | 97.2094 | 97.2094 | 97.2094
HWI-VBN2BDPA0000 | 10006 | 2 | 133921 | Valve, Control | HONEYWELL INTERNATIONAL ECC US (HOFS) | VBN2BDPA0000 | 83.585 | 83.585 | N | 83.585 | 83.585 | 83.585
HWI-VBN2BDPA0000 | 10008 | 6 | 133921 | Valve, Control | HONEYWELL INTERNATIONAL ECC US (HOFS) | VBN2BDPA0000 | 83.585 | 83.585 | N | 83.585 | 83.585 | 83.585
HWI-VBN2BEPA0000 | 10006 | 2 | 133921 | Valve, Control | HONEYWELL INTERNATIONAL ECC US (HOFS) | VBN2BEPA0000 | 37.31 | 37.31 | N | 37.31 | 37.31 | 37.31
HWI-VBN2BEPA0000 | 10008 | 8 | 133921 | Valve, Control | HONEYWELL INTERNATIONAL ECC US (HOFS) | VBN2BEPA0000 | 37.31 | 37.31 | N | 37.31 | 37.31 | 37.31
HWI-VBN2BGPA0000 | 10006 | 2 | 133921 | Valve, Control | HONEYWELL INTERNATIONAL ECC US (HOFS) | VBN2BGPA0000 | 37.31 | 37.31 | N | 37.31 | 37.31 | 37.31
HWI-VBN2BGPL0000 | 10006 | 2 | 133921 | Valve, Control | HONEYWELL INTERNATIONAL ECC US (HOFS) | VBN2BGPL0000 | 37.31 | 37.31 | N | 37.31 | 37.31 | 37.31
HWI-VBN2BGPL0000 | 10008 | 9 | 133921 | Valve, Control | HONEYWELL INTERNATIONAL ECC US (HOFS) | VBN2BGPL0000 | 37.31 | 37.31 | N | 37.31 | 37.31 | 37.31
HWI-VBN2BHPA0000 | 10008 | 37 | 133921 | Honeywell Ball Valve, 3/4" 2-Way 4.3 Cv | HONEYWELL INTERNATIONAL ECC US (HOFS) | VBN2BHPA0000 | 52.1938 | 50.0814 | Y | 52.1938 | 50.0814 | 52.1938
HWI-VBN2BJ3P0B | 10008 | 1 | 133921 | 3/4" 2-Way Ball Valve with 7.4 Cv | HONEYWELL INTERNATIONAL ECC US (HOFS) | VBN2BJ3P0B | 68 | 68 | N | 68 | 68 | 68
HWI-VBN2BJ3S0A | 10008 | 1 | 133921 | 3/4" 2-Way Ball Valve with 7.4 Cv | HONEYWELL INTERNATIONAL ECC US (HOFS) | VBN2BJ3S0A | 71.84 | 71.84 | N | 71.84 | 71.84 | 71.84
HWI-VBN2BJ3S0D | 10008 | 1 | 133921 | 3/4" 2-Way Ball Valve with 7.4 Cv | HONEYWELL INTERNATIONAL ECC US (HOFS) | VBN2BJ3S0D | 119.52 | 119.52 | N | 119.52 | 119.52 | 119.52
HWI-VBN2BJPA0000 | 10006 | 2 | 133921 | Honeywell Ball Valve, 3/4" 2-Way 7.4 Cv | HONEYWELL INTERNATIONAL ECC US (HOFS) | VBN2BJPA0000 | 52.1938 | 34.63 | N | 52.1938 | 37.8906 | 52.1938
HWI-VBN2BJPA0000 | 10008 | 11 | 133921 | Honeywell Ball Valve, 3/4" 2-Way 7.4 Cv | HONEYWELL INTERNATIONAL ECC US (HOFS) | VBN2BJPA0000 | 52.1938 | 37.8906 | Y | 52.1938 | 37.8906 | 52.1938
HWI-VBN2BK3P0A | 10008 | 1 | 133921 | 3/4" 2-Way Ball Valve 10.1 Cv | HONEYWELL INTERNATIONAL ECC US (HOFS) | VBN2BK3P0A | 59.04 | 59.04 | N | 59.04 | 59.04 | 59.04
HWI-VBN2BK3P0D | 10008 | 1 | 133921 | 3/4" 2-Way Ball Valve, 10.1 Cv | HONEYWELL INTERNATIONAL ECC US (HOFS) | VBN2BK3P0D | 117.79 | 117.79 | N | 117.79 | 117.79 | 117.79
HWI-VBN2BKPA0000 | 10006 | 2 | 133921 | Valve, Control | HONEYWELL INTERNATIONAL ECC US (HOFS) | VBN2BKPA0000 | 52.1938 | 21.32 | N | 52.1938 | 22.7989 | 52.1938
HWI-VBN2BKPA0000 | 10008 | 9 | 133921 | Valve, Control | HONEYWELL INTERNATIONAL ECC US (HOFS) | VBN2BKPA0000 | 52.1938 | 22.7989 | N | 52.1938 | 22.7989 | 52.1938
HWI-VBN2BKPX0000 | 10008 | 3 | 133921 | Honeywell Ball Valve 3/4" 2 way 10.1 CV | HONEYWELL INTERNATIONAL ECC US (HOFS) | VBN2BKPX0000 | 60.4881 | 58.05 | N | 60.4881 | 58.05 | 60.4881
HWI-VBN2BLPA0000 | 10006 | 2 | 133921 | Valve, Control | HONEYWELL INTERNATIONAL ECC US (HOFS) | VBN2BLPA0000 | 53.762 | 53.762 | N | 53.762 | 53.762 | 53.762
HWI-VBN2BLPA0000 | 10008 | 6 | 133921 | Valve, Control | HONEYWELL INTERNATIONAL ECC US (HOFS) | VBN2BLPA0000 | 53.762 | 53.762 | N | 53.762 | 53.762 | 53.762
HWI-VBN2BMPA0000 | 10006 | 1 | 133921 | Valve, Control | HONEYWELL INTERNATIONAL ECC US (HOFS) | VBN2BMPA0000 | 52.1938 | 53.762 | N | 52.1938 | 53.762 | 53.762
HWI-VBN2C05400SLMVN643L0000 | 10008 | 14 | 133921 | 1" 2-Way Stainless Ball Valve Assembly 5 | HONEYWELL INTERNATIONAL ECC US (HOFS) | VBN2C054.00SL+MVN643L0000 | 90.17 | 90.17 | N | 90.17 | 90.17 | 90.17
HWI-VBN2CJ3P0A | 10008 | 1 | 133921 | 1" 2-Way Ball Valve, with 9 Cv | HONEYWELL INTERNATIONAL ECC US (HOFS) | VBN2CJ3P0A | 63.79 | 63.79 | N | 63.79 | 63.79 | 63.79
HWI-VBN2CJPA0000 | 10006 | 2 | 133921 | Valve, Control | HONEYWELL INTERNATIONAL ECC US (HOFS) | VBN2CJPA0000 | 63.1452 | 82.968 | N | 63.1452 | 82.968 | 82.968
HWI-VBN2CJPA0000 | 10008 | 4 | 133921 | Valve, Control | HONEYWELL INTERNATIONAL ECC US (HOFS) | VBN2CJPA0000 | 63.1452 | 82.968 | N | 63.1452 | 82.968 | 82.968
HWI-VBN2CJPX0000 | 10008 | 1 | 133921 | Honeywell Ball Valve 1" 2 Way -9 CV, DCA | HONEYWELL INTERNATIONAL ECC US (HOFS) | VBN2CJPX0000 | 71.4395 | 36.0028 | N | 71.4395 | 36.0028 | 71.4395
HWI-VBN2CL3P0C | 10008 | 2 | 133921 | 1" 2-Way Ball Valve with 15.3 Cv | HONEYWELL INTERNATIONAL ECC US (HOFS) | VBN2CL3P0C | 106.86 | 106.86 | N | 106.86 | 106.86 | 106.86
HWI-VBN2CLPA0000 | 10006 | 2 | 133921 | Valve, Control | HONEYWELL INTERNATIONAL ECC US (HOFS) | VBN2CLPA0000 | 63.1452 | 49.254 | N | 63.1452 | 49.254 | 63.1452
HWI-VBN2CLPA0000 | 10008 | 6 | 133921 | Valve, Control | HONEYWELL INTERNATIONAL ECC US (HOFS) | VBN2CLPA0000 | 63.1452 | 49.254 | N | 63.1452 | 49.254 | 63.1452
HWI-VBN2CM3P0A | 10008 | 1 | 133921 | 1" 2-Way Ball Valve with 26 Cv | HONEYWELL INTERNATIONAL ECC US (HOFS) | VBN2CM3P0A | 63.53 | 63.53 | N | 63.53 | 63.53 | 63.53
HWI-VBN2CM3P0B | 10008 | 1 | 133921 | 1" 2-Way Ball Vale with 26 Cv | HONEYWELL INTERNATIONAL ECC US (HOFS) | VBN2CM3P0B | 73.43 | 73.43 | N | 73.43 | 73.43 | 73.43
HWI-VBN2CM3P0C | 10008 | 1 | 133921 | 1" 2-Way Ball Valve with 26 Cv | HONEYWELL INTERNATIONAL ECC US (HOFS) | VBN2CM3P0C | 106.81 | 106.81 | N | 106.81 | 106.81 | 106.81
HWI-VBN2CM3P0D | 10008 | 1 | 133921 | 1" 2-Way Ball Valve with 26 Cv | HONEYWELL INTERNATIONAL ECC US (HOFS) | VBN2CM3P0D | 131.6 | 131.6 | N | 131.6 | 131.6 | 131.6
HWI-VBN2CMPA0000 | 10006 | 2 | 133921 | Valve, Control | HONEYWELL INTERNATIONAL ECC US (HOFS) | VBN2CMPA0000 | 63.1452 | 45.15 | N | 63.1452 | 45.15 | 63.1452
HWI-VBN2CMPA0000 | 10008 | 7 | 133921 | Valve, Control | HONEYWELL INTERNATIONAL ECC US (HOFS) | VBN2CMPA0000 | 63.1452 | 45.15 | N | 63.1452 | 45.15 | 63.1452
HWI-VBN2CN3P0C | 10008 | 1 | 133921 | 1" 2-Way Ball Valve with 44 Cv | HONEYWELL INTERNATIONAL ECC US (HOFS) | VBN2CN3P0C | 106.81 | 106.81 | N | 106.81 | 106.81 | 106.81
HWI-VBN2CN3P0D | 10008 | 1 | 133921 | 1" 2-Way Ball Valve wiht 44 Cv | HONEYWELL INTERNATIONAL ECC US (HOFS) | VBN2CN3P0D | 131.6 | 131.6 | N | 131.6 | 131.6 | 131.6
HWI-VBN2CPPA0000 | 10006 | 2 | 133921 | Valve, Control | HONEYWELL INTERNATIONAL ECC US (HOFS) | VBN2CPPA0000 | 63.1452 | 45.15 | N | 63.1452 | 45.15 | 63.1452
HWI-VBN2CPPA0000 | 10008 | 4 | 133921 | Valve, Control | HONEYWELL INTERNATIONAL ECC US (HOFS) | VBN2CPPA0000 | 63.1452 | 45.15 | N | 63.1452 | 45.15 | 63.1452
HWI-VBN2DJPA0000 | 10006 | 2 | 133921 | Valve, Control | HONEYWELL INTERNATIONAL ECC US (HOFS) | VBN2DJPA0000 | 19.03 | 19.03 | N | 19.03 | 19.03 | 19.03
HWI-VBN2DJPA0000 | 10008 | 4 | 133921 | Valve, Control | HONEYWELL INTERNATIONAL ECC US (HOFS) | VBN2DJPA0000 | 19.03 | 19.03 | N | 19.03 | 19.03 | 19.03
HWI-VBN2DK3P0X | 10008 | 2 | 133921 | 1.25" 2-Way Ball Valve with 14.9 Cv | HONEYWELL INTERNATIONAL ECC US (HOFS) | VBN2DK3P0X | 54.7 | 54.7 | N | 54.7 | 54.7 | 54.7
HWI-VBN2DKPA0000 | 10006 | 1 | 133921 | Valve, Control | HONEYWELL INTERNATIONAL ECC US (HOFS) | VBN2DKPA0000 | 90.529 | 64.73 | N | 90.529 | 64.73 | 90.529
HWI-VBN2DKPA0000 | 10008 | 6 | 133921 | Valve, Control | HONEYWELL INTERNATIONAL ECC US (HOFS) | VBN2DKPA0000 | 90.529 | 64.73 | N | 90.529 | 64.73 | 90.529
HWI-VBN2DL3S0X | 10008 | 1 | 133921 | 1.25" 2-Way Ball Valve with 25 Cv | HONEYWELL INTERNATIONAL ECC US (HOFS) | VBN2DL3S0X | 81.04 | 81.04 | N | 81.04 | 81.04 | 81.04
HWI-VBN2DLPA0000 | 10006 | 1 | 133921 | Valve, Control | HONEYWELL INTERNATIONAL ECC US (HOFS) | VBN2DLPA0000 | 90.529 | 68.16 | N | 90.529 | 68.16 | 90.529
HWI-VBN2DMPA0000 | 10006 | 2 | 133921 | Valve, Control | HONEYWELL INTERNATIONAL ECC US (HOFS) | VBN2DMPA0000 | 90.529 | 64.73 | N | 90.529 | 64.73 | 90.529
HWI-VBN2DMPA0000 | 10008 | 3 | 133921 | Valve, Control | HONEYWELL INTERNATIONAL ECC US (HOFS) | VBN2DMPA0000 | 90.529 | 64.73 | N | 90.529 | 64.73 | 90.529
HWI-VBN2DN3S0C | 10008 | 1 | 133921 | 1.25" 2-Way Ball Valve with 41 Cv | HONEYWELL INTERNATIONAL ECC US (HOFS) | VBN2DN3S0C | 136.365 | 136.365 | N | 136.365 | 136.365 | 136.365
HWI-VBN2DN3S0X | 10008 | 2 | 133921 | 1.25" 2-Way Ball Valve with 41 Cv | HONEYWELL INTERNATIONAL ECC US (HOFS) | VBN2DN3S0X | 81.04 | 81.04 | N | 81.04 | 81.04 | 81.04
HWI-VBN2DSPA0000 | 10006 | 1 | 133921 | Valve, Control | HONEYWELL INTERNATIONAL ECC US (HOFS) | VBN2DSPA0000 | 90.529 | 64.73 | N | 90.529 | 64.73 | 90.529
HWI-VBN2DSPA2000 | 175888 | 1 | 133921 | CONTROL BALL VALVE WITH ELECTRIC ACTUATO | HONEYWELL INTERNATIONAL ECC US (HOFS) | VBN2DSPA2000 | 151.5068 | 119.6205 | N | 151.5068 | 119.6205 | 151.5068
HWI-VBN2EMPX0000 | 10006 | 1 | 133921 | Valve, Control | HONEYWELL INTERNATIONAL ECC US (HOFS) | VBN2EMPX0000 | 51.99 | 51.99 | N | 51.99 | 51.99 | 51.99
HWI-VBN2EMPX0000 | 10008 | 2 | 133921 | Valve, Control | HONEYWELL INTERNATIONAL ECC US (HOFS) | VBN2EMPX0000 | 51.99 | 51.99 | N | 51.99 | 51.99 | 51.99
HWI-VBN2ENSX6100 | 10510 | 0 | 133921 | CONTROL BALL VALVE WITH ELECTRIC ACTUATO | HONEYWELL INTERNATIONAL ECC US (HOFS) | VBN2ENSX6100 | 423.8335 | 406.7433 | N | 423.8335 | 406.7433 | 423.8335
HWI-VBN2F1SX0000 | 10008 | 1 | 133921 | 2 IN. NPT - 2-WAY - 210 CV - STAINLESS S | HONEYWELL INTERNATIONAL ECC US (HOFS) | VBN2F1SX0000 | 190.16 | 190.16 | N | 190.16 | 190.16 | 190.16
HWI-VBN2F2PX0000 | 10008 | 2 | 133921 | Honeywell Ball Valve, 2" 2-Way 266 Cv | HONEYWELL INTERNATIONAL ECC US (HOFS) | VBN2F2PX0000 | 197.2714 | 182.6069 | Y | 197.2714 | 182.6069 | 197.2714
HWI-VBN2FNPX0000 | 175883 | 1 | 133921 | Valve, Control | HONEYWELL INTERNATIONAL ECC US (HOFS) | VBN2FNPX0000 | 195.8022 | 243.52 | N | 195.8022 | 243.52 | 243.52
HWI-VBN3A00240PA | 10008 | 9 | 133921 | 1/2" 3-way ball valve 2.4 cv | HONEYWELL INTERNATIONAL ECC US (HOFS) | VBN3A002.40PA | 32.33 | 32.33 | N | 32.33 | 32.33 | 32.33
HWI-VBN3A00800PXMS7505A2030FSB | 10008 | 1 | 133921 | 1/2" 3-Way Ball Valve, 8.0cv, Modulating | HONEYWELL INTERNATIONAL ECC US (HOFS) | VBN3A008.00PX+MS7505A2030+FSB | 153.28 | 153.28 | N | 153.28 | 153.28 | 153.28
HWI-VBN3ABPA3001 | 10008 | 2 | 133921 | CONTROL BALL VALVE WITH ELECTRIC ACTUATO | HONEYWELL INTERNATIONAL ECC US (HOFS) | VBN3ABPA3001 | 140.8576 | 135.18 | N | 140.8576 | 135.18 | 140.8576
HWI-VBN3AEPA0000 | 10006 | 3 | 133921 | Honeywell Ball Valve, 1/2" 3-Way 1 Cv | HONEYWELL INTERNATIONAL ECC US (HOFS) | VBN3AEPA0000 | 49.7138 | 32.99 | N | 49.7138 | 47.1305 | 49.7138
HWI-VBN3AEPA0000 | 10008 | 10 | 133921 | Honeywell Ball Valve, 1/2" 3-Way 1 Cv | HONEYWELL INTERNATIONAL ECC US (HOFS) | VBN3AEPA0000 | 49.7138 | 47.1305 | Y | 49.7138 | 47.1305 | 49.7138
HWI-VBN3AEPA3000 | 175883 | 1 | 133921 | Honeywell ball 1/2" 3 way 1CV | HONEYWELL INTERNATIONAL ECC US (HOFS) | VBN3AEPA3000 | 136.0956 | 95.4847 | N | 136.0956 | 95.4847 | 136.0956
HWI-VBN3AEPX7300 | 175883 | 1 | 133921 | CONTROL BALL VALVE WITH ELECTRIC ACTUATO | HONEYWELL INTERNATIONAL ECC US (HOFS) | VBN3AEPX7300 | 185.2155 | 135.41 | N | 185.2155 | 135.41 | 185.2155
HWI-VBN3AFPA0000 | 10006 | 1 | 133921 | Honeywell Ball Valve, 1/2" 3-Way, 2.4 Cv | HONEYWELL INTERNATIONAL ECC US (HOFS) | VBN3AFPA0000 | 49.7138 | 32.99 | N | 49.7138 | 32.99 | 49.7138
HWI-VBN3AFPA3000 | 10510 | 0 | 133921 | CONTROL BALL VALVE WITH ELECTRIC ACTUATO | HONEYWELL INTERNATIONAL ECC US (HOFS) | VBN3AFPA3000 | 136.0956 | 130.61 | N | 136.0956 | 130.61 | 136.0956
HWI-VBN3AFPA3000 | 175883 | 1 | 133921 | CONTROL BALL VALVE WITH ELECTRIC ACTUATO | HONEYWELL INTERNATIONAL ECC US (HOFS) | VBN3AFPA3000 | 136.0956 | 95.4847 | N | 136.0956 | 130.61 | 136.0956
HWI-VBN3AHPA0000 | 10008 | 4 | 133921 | Valve, Control | HONEYWELL INTERNATIONAL ECC US (HOFS) | VBN3AHPA0000 | 52.0792 | 51.798 | Y | 52.0792 | 51.798 | 52.0792
HWI-VBN3AHPA3000 | 10510 | 0 | 133921 | Honeywell ball 1/2" 3 way 4.3CV | HONEYWELL INTERNATIONAL ECC US (HOFS) | VBN3AHPA3000 | 138.461 | 132.88 | N | 138.461 | 132.88 | 138.461
HWI-VBN3AHPA3001 | 10008 | 3 | 133921 | CONTROL BALL VALVE WITH ELECTRIC ACTUATO | HONEYWELL INTERNATIONAL ECC US (HOFS) | VBN3AHPA3001 | 144.1711 | 138.36 | N | 144.1711 | 138.36 | 144.1711
HWI-VBN3AJPA0000 | 10006 | 2 | 133921 | 1/2 IN. NPT - 3-WAY - 8 CV - PLATED BRAS | HONEYWELL INTERNATIONAL ECC US (HOFS) | VBN3AJPA0000 | 53.9756 | 30.75 | N | 53.9756 | 30.75 | 53.9756
HWI-VBN3BEPA0000 | 10006 | 2 | 133921 | 3/4 IN. NPT - 3-WAY - 1.3 CV - PLATED | HONEYWELL INTERNATIONAL ECC US (HOFS) | VBN3BEPA0000 | 47.77 | 47.77 | N | 47.77 | 47.77 | 47.77
HWI-VBN3BEPA0000 | 10008 | 2 | 133921 | 3/4 IN. NPT - 3-WAY - 1.3 CV - PLATED | HONEYWELL INTERNATIONAL ECC US (HOFS) | VBN3BEPA0000 | 47.77 | 47.77 | N | 47.77 | 47.77 | 47.77
HWI-VBN3C03100PXMS7505A2030 | 10008 | 1 | 133921 | 1.", 3-way Actuated Control Ball Valve, | HONEYWELL INTERNATIONAL ECC US (HOFS) | VBN3C031.00PX+MS7505A2030 | 164.27 | 164.27 | N | 164.27 | 164.27 | 164.27
HWI-VBN3CHPA0000 | 10006 | 1 | 133921 | Valve, Control | HONEYWELL INTERNATIONAL ECC US (HOFS) | VBN3CHPA0000 | 68.16 | 68.16 | N | 68.16 | 68.16 | 68.16
HWI-VBN3CHPA0000 | 10008 | 5 | 133921 | Valve, Control | HONEYWELL INTERNATIONAL ECC US (HOFS) | VBN3CHPA0000 | 68.16 | 68.16 | N | 68.16 | 68.16 | 68.16
HWI-VBN3CKPA0000 | 10008 | 2 | 133921 | Valve, Control | HONEYWELL INTERNATIONAL ECC US (HOFS) | VBN3CKPA0000 | 95.3326 | 45.74 | N | 95.3326 | 45.74 | 95.3326
HWI-VBN3CKPX6400 | 10510 | 0 | 133921 | CONTROL BALL VALVE WITH ELECTRIC ACTUATO | HONEYWELL INTERNATIONAL ECC US (HOFS) | VBN3CKPX6400 | 289.3009 | 277.64 | N | 289.3009 | 277.64 | 289.3009
HWI-VBN3D03400PX | 10008 | 2 | 133921 | 1 1/4" 3-way ball valve, 34 cv | HONEYWELL INTERNATIONAL ECC US (HOFS) | VBN3D034.00PX | 75.71 | 75.71 | N | 75.71 | 75.71 | 75.71
HWI-VBN3DJPA0000 | 10006 | 2 | 133921 | 1-1/4 IN. NPT - 3-WAY - 8.7 CV - PLATED | HONEYWELL INTERNATIONAL ECC US (HOFS) | VBN3DJPA0000 | 70.97 | 70.97 | N | 70.97 | 70.97 | 70.97
HWI-VBN3DJPA0000 | 10008 | 8 | 133921 | 1-1/4 IN. NPT - 3-WAY - 8.7 CV - PLATED | HONEYWELL INTERNATIONAL ECC US (HOFS) | VBN3DJPA0000 | 70.97 | 70.97 | N | 70.97 | 70.97 | 70.97
HWI-VBN3DKPA0000 | 10006 | 1 | 133921 | Valve, Control | HONEYWELL INTERNATIONAL ECC US (HOFS) | VBN3DKPA0000 | 125.759 | 89.92 | N | 125.759 | 89.92 | 125.759
HWI-VBN3DKPA0000 | 10008 | 3 | 133921 | Valve, Control | HONEYWELL INTERNATIONAL ECC US (HOFS) | VBN3DKPA0000 | 125.759 | 89.92 | N | 125.759 | 89.92 | 125.759
HWI-VBN3DLPA0000 | 10006 | 1 | 133921 | Valve, Control | HONEYWELL INTERNATIONAL ECC US (HOFS) | VBN3DLPA0000 | 125.759 | 89.92 | N | 125.759 | 89.92 | 125.759
HWI-VBN3DMPA0000 | 10006 | 1 | 133921 | Valve, Control | HONEYWELL INTERNATIONAL ECC US (HOFS) | VBN3DMPA0000 | 125.759 | 89.92 | N | 125.759 | 89.92 | 125.759
HWI-VBN3DNPA0000 | 10008 | 4 | 133921 | 1-1/4 IN. NPT - 3-WAY - 34 CV - PLATED B | HONEYWELL INTERNATIONAL ECC US (HOFS) | VBN3DNPA0000 | 125.759 | 70.97 | N | 125.759 | 70.97 | 125.759
HWI-VBN3FPPX0000 | 10008 | 1 | 133921 | Honeywell Ball Valve, 2" 3-Way 57Cv | HONEYWELL INTERNATIONAL ECC US (HOFS) | VBN3FPPX0000 | 351.9251 | 318.62 | Y | 351.9251 | 318.62 | 351.9251
HWI-VBN3FPPX5000 | 10008 | 2 | 133921 | 2" 3 way ball valve 57 CV, W/Actuator | HONEYWELL INTERNATIONAL ECC US (HOFS) | VBN3FPPX5000 | 457.0108 | 405.324 | N | 457.0108 | 405.324 | 457.0108
HWI-VFF2FW1Y2CM | 10008 | 1 | 133921 | Control Butterfly Valve | HONEYWELL INTERNATIONAL ECC US (HOFS) | VFF2FW1Y2C/M | 223.35 | 223.35 | N | 223.35 | 223.35 | 223.35
HWI-VFF2FW1Y2DM | 10008 | 1 | 133921 | 2" 2-WAY BUTTERFLY VALVE, MODULATING, SR | HONEYWELL INTERNATIONAL ECC US (HOFS) | VFF2FW1Y2D/M | 81.64 | 81.64 | N | 81.64 | 81.64 | 81.64
HWI-VFF2HW1YXAM | 10008 | 1 | 133921 | 3" 2 Way Butterfly Control Valve 175 psi | HONEYWELL INTERNATIONAL ECC US (HOFS) | VFF2HW1YXA/M | 816.41 | 816.41 | N | 816.41 | 816.41 | 816.41
HWI-VGF21EP30 | 10008 | 1 | 133921 | 3" two way flanged globe valve, stem dow | HONEYWELL INTERNATIONAL ECC US (HOFS) | VGF21EP30 | 1693.25 | 1469.36 | N | 1693.25 | 1469.36 | 1693.25
HWI-VGF21ES25 | 166559 | 1 | 133921 | HW 2way NO 2 1/2" Valve Body | HONEYWELL INTERNATIONAL ECC US (HOFS) | VGF21ES25 | 586.125 | 558.91 | Y | 586.125 | 558.91 | 586.125
HWI-VGF21ES30 | 166559 | 1 | 133921 | 3" STANDARD MODEL, CV=100 | HONEYWELL INTERNATIONAL ECC US (HOFS) | VGF21ES30 | 677.3 | 589.95 | Y | 677.3 | 589.95 | 677.3
HWI-VGF31EM25 | 166559 | 1 | 133921 | Honeywell 2.5" Mixing Valve, ANSI 125 | HONEYWELL INTERNATIONAL ECC US (HOFS) | VGF31EM25 | 618.6875 | 582.07 | Y | 618.6875 | 582.07 | 618.6875
HWI-VGF31EM40 | 175888 | 1 | 133921 | 4" 3-WAY, FLG, 160 CV | HONEYWELL INTERNATIONAL ECC US (HOFS) | VGF31EM40 | 1315.525 | 1376.06 | N | 1315.525 | 1376.06 | 1376.06
HWI-VGF32EM30 | 10008 | 1 | 133921 | Honeywell 3" Mixing Valve, ANSI 250 | HONEYWELL INTERNATIONAL ECC US (HOFS) | VGF32EM30 | 1152.7125 | 1005.75 | N | 1152.7125 | 1005.75 | 1152.7125
HWI-VP512A1726U | 10510 | 2 | 133921 | VP512A1726/U HNY | HONEYWELL INTERNATIONAL ECC US (HOFS) | VP512A1726/U | 727.1284 | 561.74 | Y | 727.1284 | 645.99 | 727.1284
HWI-VP512A1726U | 175888 | 2 | 133921 | VP512A1726/U HNY | HONEYWELL INTERNATIONAL ECC US (HOFS) | VP512A1726/U | 727.1284 | 645.99 | Y | 727.1284 | 645.99 | 727.1284
HWI-VP512A1742U | 10510 | 2 | 133921 | UNIT VENT VALVE, 1 IN. END, 10 CV | HONEYWELL INTERNATIONAL ECC US (HOFS) | VP512A1742/U | 714.9996 | 568.4587 | Y | 714.9996 | 568.4587 | 714.9996
HWI-VP512A1783U | 10510 | 2 | 133921 | 1 1/4 INCH ANGLE BODY, 16.0 CV, 3-8 PSI | HONEYWELL INTERNATIONAL ECC US (HOFS) | VP512A1783/U | 501.4 | 360.33 | Y | 501.4 | 501.4 | 501.4
HWI-VP512A1783U | 175888 | 4 | 133921 | 1 1/4 INCH ANGLE BODY, 16.0 CV, 3-8 PSI | HONEYWELL INTERNATIONAL ECC US (HOFS) | VP512A1783/U | 501.4 | 501.4 | Y | 501.4 | 501.4 | 501.4
HWI-VP513A1188U | 175888 | 2 | 133921 | VP513A1188/U HNY | HONEYWELL INTERNATIONAL ECC US (HOFS) | VP513A1188/U | 754.7206 | 724.3 | Y | 754.7206 | 724.3 | 754.7206
HWI-VP513A1204U | 175888 | 43 | 133921 | 5/8ODF 2.5CV 3-10psi pneu. zone val | HONEYWELL INTERNATIONAL ECC US (HOFS) | VP513A1204/U | 606.7462 | 173.842 | N | 606.7462 | 173.842 | 606.7462
HWI-VP513B1038U | 166561 | 2 | 133921 | Honeywell 5/8 in. OD 1/2 in. Nominal, | HONEYWELL INTERNATIONAL ECC US (HOFS) | VP513B1038/U | 386.9154 | 166.61 | N | 386.9154 | 166.61 | 386.9154
HWI-VP519C1006U | 10510 | 1 | 133921 | VP519C1006/U HNY | HONEYWELL INTERNATIONAL ECC US (HOFS) | VP519C1006/U | 1141.0212 | 403.295 | Y | 1141.0212 | 1054.47 | 1141.0212
HWI-VP519C1006U | 175888 | 2 | 133921 | VP519C1006/U HNY | HONEYWELL INTERNATIONAL ECC US (HOFS) | VP519C1006/U | 1141.0212 | 1054.47 | Y | 1141.0212 | 1054.47 | 1141.0212
HWI-VP522A1047U | 175888 | 2 | 133921 | 7/8 O.D. FLARE 4cv 2-13psi Spring | HONEYWELL INTERNATIONAL ECC US (HOFS) | VP522A1047/U | 889.0448 | 675.575 | Y | 889.0448 | 675.575 | 889.0448
HWI-VP522B1011U | 166561 | 1 | 133921 | 1/2 VALVE WITH 5/8 O.D. COPPER FLARE, 2. | HONEYWELL INTERNATIONAL ECC US (HOFS) | VP522B1011/U | 2213.5205 | 2124.24 | N | 2213.5205 | 2124.24 | 2213.5205
HWI-VP525C1008U | 10510 | 1 | 133921 | VP525C1008/U HNY | HONEYWELL INTERNATIONAL ECC US (HOFS) | VP525C1008/U | 181.631 | 174.12 | Y | 181.631 | 174.12 | 181.631
HWI-VP525C1016U | 173042 | 2 | 133921 | 1/2 2-Way N.O. Radiator Valve | HONEYWELL INTERNATIONAL ECC US (HOFS) | VP525C1016/U | 164.6464 | 158.01 | Y | 164.6464 | 158.01 | 164.6464
HWI-VP525C1016U | 175891 | 2 | 133921 | 1/2 2-Way N.O. Radiator Valve | HONEYWELL INTERNATIONAL ECC US (HOFS) | VP525C1016/U | 164.6464 | 158.01 | Y | 164.6464 | 158.01 | 164.6464
HWI-VP525C1024U | 10008 | 1 | 133921 | 3/4" STRAIT VALVE,3.0CV 3-10 PSI SPRING | HONEYWELL INTERNATIONAL ECC US (HOFS) | VP525C1024/U | 212.8598 | 191.59 | Y | 212.8598 | 219.8606 | 219.8606
HWI-VP525C1024U | 10510 | 15 | 133921 | 3/4" STRAIT VALVE,3.0CV 3-10 PSI SPRING | HONEYWELL INTERNATIONAL ECC US (HOFS) | VP525C1024/U | 212.8598 | 204.0807 | Y | 212.8598 | 219.8606 | 219.8606
HWI-VP525C1024U | 173042 | 6 | 133921 | 3/4" STRAIT VALVE,3.0CV 3-10 PSI SPRING | HONEYWELL INTERNATIONAL ECC US (HOFS) | VP525C1024/U | 212.8598 | 204.28 | Y | 212.8598 | 219.8606 | 219.8606
HWI-VP525C1024U | 175891 | 6 | 133921 | 3/4" STRAIT VALVE,3.0CV 3-10 PSI SPRING | HONEYWELL INTERNATIONAL ECC US (HOFS) | VP525C1024/U | 212.8598 | 219.8606 | Y | 212.8598 | 219.8606 | 219.8606
HWI-VP525C1032U | 10510 | 1 | 133921 | 3/4 STRAIT VALVE, 5.0CV 3-10 PSI SPRING | HONEYWELL INTERNATIONAL ECC US (HOFS) | VP525C1032/U | 227.4165 | 218.1 | Y | 227.4165 | 218.25 | 227.4165
HWI-VP525C1032U | 166560 | 1 | 133921 | 3/4 STRAIT VALVE, 5.0CV 3-10 PSI SPRING | HONEYWELL INTERNATIONAL ECC US (HOFS) | VP525C1032/U | 227.4165 | 136.59 | N | 227.4165 | 218.25 | 227.4165
HWI-VP525C1032U | 173042 | 6 | 133921 | 3/4 STRAIT VALVE, 5.0CV 3-10 PSI SPRING | HONEYWELL INTERNATIONAL ECC US (HOFS) | VP525C1032/U | 227.4165 | 218.25 | Y | 227.4165 | 218.25 | 227.4165
HWI-VP525C1032U | 175888 | 3 | 133921 | 3/4 STRAIT VALVE, 5.0CV 3-10 PSI SPRING | HONEYWELL INTERNATIONAL ECC US (HOFS) | VP525C1032/U | 227.4165 | 198.69 | Y | 227.4165 | 218.25 | 227.4165
HWI-VP525C1032U | 175891 | 5 | 133921 | 3/4 STRAIT VALVE, 5.0CV 3-10 PSI SPRING | HONEYWELL INTERNATIONAL ECC US (HOFS) | VP525C1032/U | 227.4165 | 201.5023 | Y | 227.4165 | 218.25 | 227.4165
HWI-VP525C1040U | 10510 | 4 | 133921 | 1/2 ANGLE VALVE, 2.0CV 3-10 PSI SPRING R | HONEYWELL INTERNATIONAL ECC US (HOFS) | VP525C1040/U | 160.1033 | 139.482 | Y | 160.1033 | 141.784 | 160.1033
HWI-VP525C1040U | 175891 | 3 | 133921 | 1/2 ANGLE VALVE, 2.0CV 3-10 PSI SPRING R | HONEYWELL INTERNATIONAL ECC US (HOFS) | VP525C1040/U | 160.1033 | 141.784 | Y | 160.1033 | 141.784 | 160.1033
HWI-VP525C1065U | 175891 | 3 | 133921 | 3/4 RADIATOR ANGLE 3-10 PSI | HONEYWELL INTERNATIONAL ECC US (HOFS) | VP525C1065/U | 206.191 | 230.82 | Y | 206.191 | 230.82 | 230.82
HWI-VP525C1081U | 10008 | 1 | 133921 | 1/2 ANGLE VALVE, 3.0 C- V, 3-10 PSI SPRI | HONEYWELL INTERNATIONAL ECC US (HOFS) | VP525C1081/U | 207.5 | 82.55 | N | 207.5 | 192.13 | 207.5
HWI-VP525C1081U | 10510 | 3 | 133921 | 1/2 ANGLE VALVE, 3.0 C- V, 3-10 PSI SPRI | HONEYWELL INTERNATIONAL ECC US (HOFS) | VP525C1081/U | 207.5 | 192.13 | Y | 207.5 | 192.13 | 207.5
HWI-VP526A1019U | 166559 | 0 | 133921 | Three-way Mixing, Unitary, O.D.: 5/8 in | HONEYWELL INTERNATIONAL ECC US (HOFS) | VP526A1019/U | 197.6987 | 189.48 | N | 197.6987 | 189.48 | 197.6987
HWI-VP526A1035U | 10510 | 2 | 133921 | VP526A1035 Valve,3-way, high pressure, 2 | HONEYWELL INTERNATIONAL ECC US (HOFS) | VP526A1035/U | 219.2264 | 169.17 | Y | 219.2264 | 169.17 | 219.2264
HWI-VP526A1035U | 166561 | 1 | 133921 | VP526A1035 Valve,3-way, high pressure, 2 | HONEYWELL INTERNATIONAL ECC US (HOFS) | VP526A1035/U | 219.2264 | 116.43 | N | 219.2264 | 169.17 | 219.2264
HWI-VP526A1050U | 166559 | 1 | 133921 | THREE-WAY MIXING UNITARY WATER VALVE | HONEYWELL INTERNATIONAL ECC US (HOFS) | VP526A1050/U | 214.9854 | 100.97 | N | 214.9854 | 100.97 | 214.9854
HWI-VP527A1026U | 175888 | 18 | 133921 | VP527A1026/U HNY | HONEYWELL INTERNATIONAL ECC US (HOFS) | VP527A1026/U | 189.519 | 168.29 | Y | 189.519 | 168.29 | 189.519
HWI-VP527A1034U | 10510 | 4 | 133921 | 1/2" o.d. 3/8 Pneum water valve 3-10PSI | HONEYWELL INTERNATIONAL ECC US (HOFS) | VP527A1034/U | 179.8075 | 157.7477 | Y | 179.8075 | 172.39 | 179.8075
HWI-VP527A1034U | 175888 | 1 | 133921 | 1/2" o.d. 3/8 Pneum water valve 3-10PSI | HONEYWELL INTERNATIONAL ECC US (HOFS) | VP527A1034/U | 179.8075 | 172.39 | Y | 179.8075 | 172.39 | 179.8075
HWI-VP527A1034U | 175890 | 10 | 133921 | 1/2" o.d. 3/8 Pneum water valve 3-10PSI | HONEYWELL INTERNATIONAL ECC US (HOFS) | VP527A1034/U | 179.8075 | 170.2546 | Y | 179.8075 | 172.39 | 179.8075
HWI-VP531C1000U | 175891 | 2 | 133921 | PNEUMATIC VALVE 1/2 NPT 1.6CV | HONEYWELL INTERNATIONAL ECC US (HOFS) | VP531C1000/U | 165.8656 | 159.18 | Y | 165.8656 | 159.18 | 165.8656
HWI-VP531C1018U | 175891 | 1 | 133921 | Valve, Pneumatic Terminal Unit | HONEYWELL INTERNATIONAL ECC US (HOFS) | VP531C1018/U | 224.6865 | 128.2127 | Y | 224.6865 | 128.2127 | 224.6865
HWI-VP531C1026U | 166561 | 1 | 133921 | 3/4" NPT, 3.3CV, 2-5PSI SPRING RANGE. | HONEYWELL INTERNATIONAL ECC US (HOFS) | VP531C1026/U | 213.7767 | 113.66 | N | 213.7767 | 207 | 213.7767
HWI-VP531C1026U | 173042 | 3 | 133921 | 3/4" NPT, 3.3CV, 2-5PSI SPRING RANGE. | HONEYWELL INTERNATIONAL ECC US (HOFS) | VP531C1026/U | 213.7767 | 207 | N | 213.7767 | 207 | 213.7767
HWI-VRN2BHSA0000 | 10008 | 1 | 133921 | PRESSURE INDEPENDENT CONTROL VALVE - 3/4 | HONEYWELL INTERNATIONAL ECC US (HOFS) | VRN2BHSA0000 | 227.9583 | 109.71 | N | 227.9583 | 109.71 | 227.9583
HWI-VRN2BJSA0000 | 10008 | 1 | 133921 | PRESSURE INDEPENDENT CONTROL VALVE - 3/4 | HONEYWELL INTERNATIONAL ECC US (HOFS) | VRN2BJSA0000 | 227.9583 | 109.71 | N | 227.9583 | 109.71 | 227.9583
HWI-VRN2BKSA0000 | 10008 | 1 | 133921 | PRESSURE INDEPENDENT CONTROL VALVE - 3/4 | HONEYWELL INTERNATIONAL ECC US (HOFS) | VRN2BKSA0000 | 227.9583 | 109.71 | N | 227.9583 | 109.71 | 227.9583
HWI-VRN2BLSA0000 | 10008 | 1 | 133921 | PRESSURE INDEPENDENT CONTROL VALVE - 3/4 | HONEYWELL INTERNATIONAL ECC US (HOFS) | VRN2BLSA0000 | 227.9583 | 109.71 | N | 227.9583 | 109.71 | 227.9583
HWI-VRN2BMSA0000 | 10008 | 1 | 133921 | PRESSURE INDEPENDENT CONTROL VALVE - 3/4 | HONEYWELL INTERNATIONAL ECC US (HOFS) | VRN2BMSA0000 | 227.9583 | 109.71 | N | 227.9583 | 109.71 | 227.9583
HWI-VRN2CLSA0000 | 10008 | 1 | 133921 | PRESSURE INDEPENDENT CONTROL VALVE - 1 I | HONEYWELL INTERNATIONAL ECC US (HOFS) | VRN2CLSA0000 | 260.0207 | 125.14 | N | 260.0207 | 125.14 | 260.0207
HWI-VRN2CMSA0000 | 10008 | 1 | 133921 | PRESSURE INDEPENDENT CONTROL VALVE - 1 I | HONEYWELL INTERNATIONAL ECC US (HOFS) | VRN2CMSA0000 | 290.395 | 139.75 | N | 290.395 | 139.75 | 290.395
HWI-VRN2CNSA0000 | 10008 | 1 | 133921 | PRESSURE INDEPENDENT CONTROL VALVE - 1 I | HONEYWELL INTERNATIONAL ECC US (HOFS) | VRN2CNSA0000 | 290.395 | 139.75 | N | 290.395 | 139.75 | 290.395
HWI-VRN2DQSA0000 | 10008 | 1 | 133921 | PRESSURE INDEPENDENT CONTROL VALVE - 1-1 | HONEYWELL INTERNATIONAL ECC US (HOFS) | VRN2DQSA0000 | 495.1584 | 238.3 | N | 495.1584 | 238.3 | 495.1584
HWI-VRN2DSSA0000 | 10008 | 1 | 133921 | PRESSURE INDEPENDENT CONTROL VALVE - 1-1 | HONEYWELL INTERNATIONAL ECC US (HOFS) | VRN2DSSA0000 | 495.1584 | 238.3 | N | 495.1584 | 238.3 | 495.1584
HWI-VRN2E1SX0000 | 10008 | 1 | 133921 | PRESSURE INDEPENDENT CONTROL VALVE - 1-1 | HONEYWELL INTERNATIONAL ECC US (HOFS) | VRN2E1SX0000 | 663.3789 | 319.26 | N | 663.3789 | 319.26 | 663.3789
HWI-VRN2EPSX5000 | 166557 | 1 | 133921 | PRESSURE INDEPENDENT CONTROL VALVE WITH | HONEYWELL INTERNATIONAL ECC US (HOFS) | VRN2EPSX5000 | 732.9428 | 612.12 | N | 732.9428 | 612.12 | 732.9428
HWI-VRN2G06000PXMN7505A2001 | 10008 | 2 | 133921 | VRN Valve Assembly 2.5" 2 Way 60GPM | HONEYWELL INTERNATIONAL ECC US (HOFS) | VRN2G060.00PX+MN7505A2001 | 462.18 | 462.18 | N | 462.18 | 462.18 | 462.18
HWI-VRN2G4SX0000 | 10008 | 1 | 133921 | PRESSURE INDEPENDENT CONTROL VALVE - 2-1 | HONEYWELL INTERNATIONAL ECC US (HOFS) | VRN2G4SX0000 | 845.2391 | 406.78 | N | 845.2391 | 406.78 | 845.2391
HWI-VRN2G6SX0000 | 10008 | 1 | 133921 | PRESSURE INDEPENDENT CONTROL VALVE - 2-1 | HONEYWELL INTERNATIONAL ECC US (HOFS) | VRN2G6SX0000 | 845.2391 | 406.78 | N | 845.2391 | 406.78 | 845.2391
HWI-VRN2G9SX0000 | 10008 | 1 | 133921 | PRESSURE INDEPENDENT CONTROL VALVE - 2-1 | HONEYWELL INTERNATIONAL ECC US (HOFS) | VRN2G9SX0000 | 845.2391 | 406.78 | N | 845.2391 | 406.78 | 845.2391
HWI-VRN2H7SX0000 | 10008 | 1 | 133921 | PRESSURE INDEPENDENT CONTROL VALVE - 3 I | HONEYWELL INTERNATIONAL ECC US (HOFS) | VRN2H7SX0000 | 909.3638 | 437.64 | N | 909.3638 | 437.64 | 909.3638
HWI-VRN2H9SX0000 | 10008 | 1 | 133921 | PRESSURE INDEPENDENT CONTROL VALVE - 3 I | HONEYWELL INTERNATIONAL ECC US (HOFS) | VRN2H9SX0000 | 909.3638 | 437.64 | N | 909.3638 | 437.64 | 909.3638
HWI-VS820A1054 | 173042 | 1 | 133921 | TRADELINE. 3/4 X 3/4, WITH SIDE OUTLETS. | HONEYWELL INTERNATIONAL ECC US (HOFS) | VS820A1054 | 351.8763 | 351.8763 | N | 351.8763 | 351.8763 | 351.8763
HWI-VU843A1087 | 10008 | 4 | 133921 | VALVE ACTUATOR, NICKEL, 24V, 6" LEADS | HONEYWELL INTERNATIONAL ECC US (HOFS) | VU843A1087 | 38.98 | 38.98 | N | 38.98 | 38.98 | 38.98
HWI-W7220A1000U | 10008 | 7 | 133921 | Controller, Economizer | HONEYWELL INTERNATIONAL ECC US (HOFS) | W7220A1000/U | 245.912 | 232.4911 | Y | 245.912 | 236 | 245.912
HWI-W7220A1000U | 10510 | 16 | 133921 | Controller, Economizer | HONEYWELL INTERNATIONAL ECC US (HOFS) | W7220A1000/U | 245.912 | 235.8592 | Y | 245.912 | 236 | 245.912
HWI-W7220A1000U | 166553 | 2 | 133921 | Controller, Economizer | HONEYWELL INTERNATIONAL ECC US (HOFS) | W7220A1000/U | 245.912 | 234.1387 | Y | 245.912 | 236 | 245.912
HWI-W7220A1000U | 175888 | 14 | 133921 | Controller, Economizer | HONEYWELL INTERNATIONAL ECC US (HOFS) | W7220A1000/U | 245.912 | 228.7127 | Y | 245.912 | 236 | 245.912
HWI-W7220A1000U | 175890 | 7 | 133921 | Controller, Economizer | HONEYWELL INTERNATIONAL ECC US (HOFS) | W7220A1000/U | 245.912 | 227.6281 | Y | 245.912 | 236 | 245.912
HWI-W7220A1000U | 175891 | 4 | 133921 | Controller, Economizer | HONEYWELL INTERNATIONAL ECC US (HOFS) | W7220A1000/U | 245.912 | 236 | Y | 245.912 | 236 | 245.912
HWI-W7350A1000U | 175888 | 1 | 133921 | WEBSTAT CONTROLLER {OBSOLETE} | HONEYWELL INTERNATIONAL ECC US (HOFS) | W7350A1000/U | 747.96 | 747.96 | N | 747.96 | 747.96 | 747.96
HWI-W7750C2001U | 175888 | 2 | 133921 | AHU CONTROLLER | HONEYWELL INTERNATIONAL ECC US (HOFS) | W7750C2001/U | 404.6232 | 404.6232 | N | 404.6232 | 404.6232 | 404.6232
HWI-W7750C2001U | 175891 | 1 | 133921 | AHU CONTROLLER | HONEYWELL INTERNATIONAL ECC US (HOFS) | W7750C2001/U | 404.6232 | 367.8374 | N | 404.6232 | 404.6232 | 404.6232
HWI-W7751D2016U | 175891 | 1 | 133921 | ROOM CONTROLLER VAV | HONEYWELL INTERNATIONAL ECC US (HOFS) | W7751D2016/U | 606.07 | 273.1947 | N | 606.07 | 273.1947 | 606.07
HWI-W7751F2011U | 166559 | 1 | 133921 | HONEYWELL EXCEL 10 LONMARK VAV | HONEYWELL INTERNATIONAL ECC US (HOFS) | W7751F2011/U | 479.17 | 334.9 | N | 479.17 | 479.17 | 479.17
HWI-W7751F2011U | 175891 | 1 | 133921 | HONEYWELL EXCEL 10 LONMARK VAV | HONEYWELL INTERNATIONAL ECC US (HOFS) | W7751F2011/U | 479.17 | 479.17 | Y | 479.17 | 479.17 | 479.17
HWI-W7760C2017U | 175883 | 1 | 133921 | XL15 PLANT CONTROLLER (TRADE MODEL) | HONEYWELL INTERNATIONAL ECC US (HOFS) | W7760C2017/U | 3911.5637 | 930.35 | N | 3911.5637 | 1074.5685 | 3911.5637
HWI-W7760C2017U | 175888 | 1 | 133921 | XL15 PLANT CONTROLLER (TRADE MODEL) | HONEYWELL INTERNATIONAL ECC US (HOFS) | W7760C2017/U | 3911.5637 | 1074.5685 | N | 3911.5637 | 1074.5685 | 3911.5637
HWI-W7761A2010U | 10008 | 1 | 133921 | W7761A2010 EXCEL 10 REMOTE I/O | HONEYWELL INTERNATIONAL ECC US (HOFS) | W7761A2010/U | 360.09 | 272.85 | N | 360.09 | 360.09 | 360.09
HWI-W7761A2010U | 175883 | 1 | 133921 | W7761A2010 EXCEL 10 REMOTE I/O | HONEYWELL INTERNATIONAL ECC US (HOFS) | W7761A2010/U | 360.09 | 360.09 | N | 360.09 | 360.09 | 360.09
HWI-W7763C1016 | 166559 | 1 | 133921 | Controller, Hydronic, XL10-CHC | HONEYWELL INTERNATIONAL ECC US (HOFS) | W7763C1016 | 124.85 | 124.85 | N | 124.85 | 124.85 | 124.85
HWI-WB10707U | 10008 | 10 | 133921 | CENTRALINE MICRO LYNX INSTALLATION BOX | HONEYWELL INTERNATIONAL ECC US (HOFS) | WB10707/U | 44.17 | 39.4817 | Y | 44.17 | 39.4817 | 44.17
HWI-WB10707U | 10510 | 8 | 133921 | CENTRALINE MICRO LYNX INSTALLATION BOX | HONEYWELL INTERNATIONAL ECC US (HOFS) | WB10707/U | 44.17 | 21.27 | N | 44.17 | 39.4817 | 44.17
HWI-WB10707U | 175883 | 13 | 133921 | CENTRALINE MICRO LYNX INSTALLATION BOX | HONEYWELL INTERNATIONAL ECC US (HOFS) | WB10707/U | 44.17 | 28.2563 | N | 44.17 | 39.4817 | 44.17
HWI-WB10707U | 175888 | 9 | 133921 | CENTRALINE MICRO LYNX INSTALLATION BOX | HONEYWELL INTERNATIONAL ECC US (HOFS) | WB10707/U | 44.17 | 37.627 | Y | 44.17 | 39.4817 | 44.17
HWI-WEBC3036EPUBNH | 10006 | 0 | 133921 | CIPer IP Unitary Controller, 150 Point/4 | HONEYWELL INTERNATIONAL ECC US (HOFS) | WEB-C3036EPUBNH | 598.8895 | 554.5109 | N | 598.8895 | 574.75 | 598.8895
HWI-WEBC3036EPUBNH | 10008 | 18 | 133921 | CIPer IP Unitary Controller, 150 Point/4 | HONEYWELL INTERNATIONAL ECC US (HOFS) | WEB-C3036EPUBNH | 598.8895 | 574.531 | Y | 598.8895 | 574.75 | 598.8895
HWI-WEBC3036EPUBNH | 10510 | 9 | 133921 | CIPer IP Unitary Controller, 150 Point/4 | HONEYWELL INTERNATIONAL ECC US (HOFS) | WEB-C3036EPUBNH | 598.8895 | 569.8722 | Y | 598.8895 | 574.75 | 598.8895
HWI-WEBC3036EPUBNH | 166559 | 3 | 133921 | CIPer IP Unitary Controller, 150 Point/4 | HONEYWELL INTERNATIONAL ECC US (HOFS) | WEB-C3036EPUBNH | 598.8895 | 568.3944 | Y | 598.8895 | 574.75 | 598.8895
HWI-WEBC3036EPUBNH | 175883 | 2 | 133921 | CIPer IP Unitary Controller, 150 Point/4 | HONEYWELL INTERNATIONAL ECC US (HOFS) | WEB-C3036EPUBNH | 598.8895 | 574.75 | Y | 598.8895 | 574.75 | 598.8895
HWI-WEBC3036EPUBNH | 175888 | 1 | 133921 | CIPer IP Unitary Controller, 150 Point/4 | HONEYWELL INTERNATIONAL ECC US (HOFS) | WEB-C3036EPUBNH | 598.8895 | 574.75 | Y | 598.8895 | 574.75 | 598.8895
HWI-WEBC3036EPUBNH | 175890 | 0 | 133921 | CIPer IP Unitary Controller, 150 Point/4 | HONEYWELL INTERNATIONAL ECC US (HOFS) | WEB-C3036EPUBNH | 598.8895 | 574.75 | N | 598.8895 | 574.75 | 598.8895
HWI-WEBC3036EPUBNH | 175891 | 7 | 133921 | CIPer IP Unitary Controller, 150 Point/4 | HONEYWELL INTERNATIONAL ECC US (HOFS) | WEB-C3036EPUBNH | 598.8895 | 571.4146 | Y | 598.8895 | 574.75 | 598.8895
HWI-WEBC3036EPVBNH | 10008 | 11 | 133921 | Controller Ciper 30 | HONEYWELL INTERNATIONAL ECC US (HOFS) | WEB-C3036EPVBNH | 582.2175 | 481.2031 | N | 582.2175 | 481.2031 | 582.2175
HWI-WEBC3036EPVBNH | 166559 | 5 | 133921 | Controller Ciper 30 | HONEYWELL INTERNATIONAL ECC US (HOFS) | WEB-C3036EPVBNH | 582.2175 | 459.0903 | N | 582.2175 | 481.2031 | 582.2175
HWI-WEBC3036EPVBNH | 175883 | 65 | 133921 | Controller Ciper 30 | HONEYWELL INTERNATIONAL ECC US (HOFS) | WEB-C3036EPVBNH | 582.2175 | 344.1345 | N | 582.2175 | 481.2031 | 582.2175
HWI-WEBC3036EPVBNH | 175891 | 52 | 133921 | Controller Ciper 30 | HONEYWELL INTERNATIONAL ECC US (HOFS) | WEB-C3036EPVBNH | 582.2175 | 420.9396 | N | 582.2175 | 481.2031 | 582.2175
HWI-WEBEHSERIESNX26D | 10008 | 37 | 133921 | Honeywell CIPer 50 Eagle NX Plant Contro | HONEYWELL INTERNATIONAL ECC US (HOFS) | WEB-EHSERIESNX26D | 1141.2505 | 788.721 | N | 1141.2505 | 921.3035 | 1141.2505
HWI-WEBEHSERIESNX26D | 166553 | 4 | 133921 | Honeywell CIPer 50 Eagle NX Plant Contro | HONEYWELL INTERNATIONAL ECC US (HOFS) | WEB-EHSERIESNX26D | 1141.2505 | 808.5324 | N | 1141.2505 | 921.3035 | 1141.2505
HWI-WEBEHSERIESNX26D | 166559 | 3 | 133921 | Honeywell CIPer 50 Eagle NX Plant Contro | HONEYWELL INTERNATIONAL ECC US (HOFS) | WEB-EHSERIESNX26D | 1141.2505 | 921.3035 | N | 1141.2505 | 921.3035 | 1141.2505
HWI-WEBEHSERIESNX26D | 175883 | 24 | 133921 | Honeywell CIPer 50 Eagle NX Plant Contro | HONEYWELL INTERNATIONAL ECC US (HOFS) | WEB-EHSERIESNX26D | 1141.2505 | 784.013 | N | 1141.2505 | 921.3035 | 1141.2505
HWI-WEBEHSERIESNX26D | 175888 | 6 | 133921 | Honeywell CIPer 50 Eagle NX Plant Contro | HONEYWELL INTERNATIONAL ECC US (HOFS) | WEB-EHSERIESNX26D | 1141.2505 | 823.1722 | N | 1141.2505 | 921.3035 | 1141.2505
HWI-WEBEHSERIESNX26D | 175891 | 1 | 133921 | Honeywell CIPer 50 Eagle NX Plant Contro | HONEYWELL INTERNATIONAL ECC US (HOFS) | WEB-EHSERIESNX26D | 1141.2505 | 862.335 | N | 1141.2505 | 921.3035 | 1141.2505
HWI-WEBEHSERIESNX26ND | 10006 | 18 | 133921 | Plant Controller with 26 on board IO | HONEYWELL INTERNATIONAL ECC US (HOFS) | WEB-EHSERIESNX26ND | 1015.429 | 684.9061 | N | 1015.429 | 936.95 | 1015.429
HWI-WEBEHSERIESNX26ND | 10008 | 36 | 133921 | Plant Controller with 26 on board IO | HONEYWELL INTERNATIONAL ECC US (HOFS) | WEB-EHSERIESNX26ND | 1015.429 | 690.2745 | N | 1015.429 | 936.95 | 1015.429
HWI-WEBEHSERIESNX26ND | 166553 | 21 | 133921 | Plant Controller with 26 on board IO | HONEYWELL INTERNATIONAL ECC US (HOFS) | WEB-EHSERIESNX26ND | 1015.429 | 468.56 | N | 1015.429 | 936.95 | 1015.429
HWI-WEBEHSERIESNX26ND | 166559 | 32 | 133921 | Plant Controller with 26 on board IO | HONEYWELL INTERNATIONAL ECC US (HOFS) | WEB-EHSERIESNX26ND | 1015.429 | 731.3648 | N | 1015.429 | 936.95 | 1015.429
HWI-WEBEHSERIESNX26ND | 175883 | 9 | 133921 | Plant Controller with 26 on board IO | HONEYWELL INTERNATIONAL ECC US (HOFS) | WEB-EHSERIESNX26ND | 1015.429 | 688.0356 | N | 1015.429 | 936.95 | 1015.429
HWI-WEBEHSERIESNX26ND | 175888 | 1 | 133921 | Plant Controller with 26 on board IO | HONEYWELL INTERNATIONAL ECC US (HOFS) | WEB-EHSERIESNX26ND | 1015.429 | 936.95 | N | 1015.429 | 936.95 | 1015.429
HWI-WEBHMI10CF | 166559 | 0 | 133921 | 10 inch WEB HMI | HONEYWELL INTERNATIONAL ECC US (HOFS) | WEB-HMI10/CF | 1121.713 | 1076.45 | N | 1121.713 | 1076.45 | 1121.713
HWI-WEBHMI10CF | 175888 | 1 | 133921 | 10 inch WEB HMI | HONEYWELL INTERNATIONAL ECC US (HOFS) | WEB-HMI10/CF | 1121.713 | 1073.2834 | Y | 1121.713 | 1076.45 | 1121.713
HWI-WEBHMI15CF | 175888 | 2 | 133921 | TOUCH SCREEN HMI MONITOR, 15 INCH | HONEYWELL INTERNATIONAL ECC US (HOFS) | WEB-HMI15/CF | 1655.4775 | 1576.0717 | Y | 1655.4775 | 1576.0717 | 1655.4775
HWI-WEBHMI7C | 10008 | 1 | 133921 | TOUCH SCREEN HMI MONITOR, 7 INCH | HONEYWELL INTERNATIONAL ECC US (HOFS) | WEB-HMI7/C | 368.0865 | 353.2179 | N | 368.0865 | 353.2468 | 368.0865
HWI-WEBHMI7C | 166559 | 1 | 133921 | TOUCH SCREEN HMI MONITOR, 7 INCH | HONEYWELL INTERNATIONAL ECC US (HOFS) | WEB-HMI7/C | 368.0865 | 353.2468 | Y | 368.0865 | 353.2468 | 368.0865
HWI-WEBO3022H | 10008 | 10 | 133921 | Honeywell Ciper30 Expansion Module, Smal | HONEYWELL INTERNATIONAL ECC US (HOFS) | WEB-O3022H | 274.046 | 258.3776 | Y | 274.046 | 262.0047 | 274.046
HWI-WEBO3022H | 10510 | 13 | 133921 | Honeywell Ciper30 Expansion Module, Smal | HONEYWELL INTERNATIONAL ECC US (HOFS) | WEB-O3022H | 274.046 | 262.0047 | Y | 274.046 | 262.0047 | 274.046
HWI-WEBO3022H | 175888 | 1 | 133921 | Honeywell Ciper30 Expansion Module, Smal | HONEYWELL INTERNATIONAL ECC US (HOFS) | WEB-O3022H | 274.046 | 249.716 | Y | 274.046 | 262.0047 | 274.046
HWI-WEBO3022H | 175891 | 1 | 133921 | Honeywell Ciper30 Expansion Module, Smal | HONEYWELL INTERNATIONAL ECC US (HOFS) | WEB-O3022H | 274.046 | 258.2932 | N | 274.046 | 262.0047 | 274.046
HWI-WEBO9056H | 10008 | 21 | 133921 | Honeywell, CIPer, IP Large Expansion Mod | HONEYWELL INTERNATIONAL ECC US (HOFS) | WEB-O9056H | 352.9775 | 338.7489 | Y | 352.9775 | 338.75 | 352.9775
HWI-WEBO9056H | 10510 | 1 | 133921 | Honeywell, CIPer, IP Large Expansion Mod | HONEYWELL INTERNATIONAL ECC US (HOFS) | WEB-O9056H | 352.9775 | 338.7492 | Y | 352.9775 | 338.75 | 352.9775
HWI-WEBO9056H | 175883 | 5 | 133921 | Honeywell, CIPer, IP Large Expansion Mod | HONEYWELL INTERNATIONAL ECC US (HOFS) | WEB-O9056H | 352.9775 | 338.75 | Y | 352.9775 | 338.75 | 352.9775
HWI-WEBO9056H | 175888 | 3 | 133921 | Honeywell, CIPer, IP Large Expansion Mod | HONEYWELL INTERNATIONAL ECC US (HOFS) | WEB-O9056H | 352.9775 | 338.75 | Y | 352.9775 | 338.75 | 352.9775
HWI-WEBO9056H | 175890 | 0 | 133921 | Honeywell, CIPer, IP Large Expansion Mod | HONEYWELL INTERNATIONAL ECC US (HOFS) | WEB-O9056H | 352.9775 | 338.75 | N | 352.9775 | 338.75 | 352.9775
HWI-WEBRL6N | 10006 | 10 | 133921 | Honeywell Spyder Model 5 Large Unitary C | HONEYWELL INTERNATIONAL ECC US (HOFS) | WEB-RL6N | 437.3795 | 237.12 | N | 437.3795 | 384.725 | 437.3795
HWI-WEBRL6N | 10008 | 43 | 133921 | Honeywell Spyder Model 5 Large Unitary C | HONEYWELL INTERNATIONAL ECC US (HOFS) | WEB-RL6N | 437.3795 | 239.6183 | N | 437.3795 | 384.725 | 437.3795
HWI-WEBRL6N | 166553 | 5 | 133921 | Honeywell Spyder Model 5 Large Unitary C | HONEYWELL INTERNATIONAL ECC US (HOFS) | WEB-RL6N | 437.3795 | 215.566 | N | 437.3795 | 384.725 | 437.3795
HWI-WEBRL6N | 166559 | 2 | 133921 | Honeywell Spyder Model 5 Large Unitary C | HONEYWELL INTERNATIONAL ECC US (HOFS) | WEB-RL6N | 437.3795 | 384.725 | Y | 437.3795 | 384.725 | 437.3795
HWI-WEBRL6N | 175883 | 48 | 133921 | Honeywell Spyder Model 5 Large Unitary C | HONEYWELL INTERNATIONAL ECC US (HOFS) | WEB-RL6N | 437.3795 | 249.9849 | N | 437.3795 | 384.725 | 437.3795
HWI-WEBRL6N | 175888 | 61 | 133921 | Honeywell Spyder Model 5 Large Unitary C | HONEYWELL INTERNATIONAL ECC US (HOFS) | WEB-RL6N | 437.3795 | 251.0688 | N | 437.3795 | 384.725 | 437.3795
HWI-WEBRL6N | 175891 | 109 | 133921 | Honeywell Spyder Model 5 Large Unitary C | HONEYWELL INTERNATIONAL ECC US (HOFS) | WEB-RL6N | 437.3795 | 251.49 | N | 437.3795 | 384.725 | 437.3795
HWI-WEBRS5N | 10006 | 11 | 133921 | Spyder 5 Controller | HONEYWELL INTERNATIONAL ECC US (HOFS) | WEB-RS5N | 326.4065 | 201.2944 | N | 326.4065 | 298.22 | 326.4065
HWI-WEBRS5N | 10008 | 11 | 133921 | Spyder 5 Controller | HONEYWELL INTERNATIONAL ECC US (HOFS) | WEB-RS5N | 326.4065 | 276.0381 | Y | 326.4065 | 298.22 | 326.4065
HWI-WEBRS5N | 10510 | 15 | 133921 | Spyder 5 Controller | HONEYWELL INTERNATIONAL ECC US (HOFS) | WEB-RS5N | 326.4065 | 202.7714 | Y | 326.4065 | 298.22 | 326.4065
HWI-WEBRS5N | 166557 | 1 | 133921 | Spyder 5 Controller | HONEYWELL INTERNATIONAL ECC US (HOFS) | WEB-RS5N | 326.4065 | 298.22 | Y | 326.4065 | 298.22 | 326.4065
HWI-WEBRS5N | 166559 | 2 | 133921 | Spyder 5 Controller | HONEYWELL INTERNATIONAL ECC US (HOFS) | WEB-RS5N | 326.4065 | 211.2398 | Y | 326.4065 | 298.22 | 326.4065
HWI-WEBRS5N | 175883 | 19 | 133921 | Spyder 5 Controller | HONEYWELL INTERNATIONAL ECC US (HOFS) | WEB-RS5N | 326.4065 | 219.2925 | Y | 326.4065 | 298.22 | 326.4065
HWI-WEBRS5N | 175891 | 52 | 133921 | Spyder 5 Controller | HONEYWELL INTERNATIONAL ECC US (HOFS) | WEB-RS5N | 326.4065 | 183.8234 | N | 326.4065 | 298.22 | 326.4065
HWI-WEBV423B24N | 10008 | 50 | 133921 | SPYDER MODEL 5 VAV REPLACEMENT CONTROLLE | HONEYWELL INTERNATIONAL ECC US (HOFS) | WEB-V423B24N | 176.52 | 171.38 | N | 176.52 | 171.38 | 176.52
HWI-WEBVA00IB24NM | 166557 | 21 | 133921 | IP-VAV Controller, SPYDER7 | HONEYWELL INTERNATIONAL ECC US (HOFS) | WEB-VA00IB24NM | 224.22 | 224.22 | N | 224.22 | 224.22 | 224.22
HWI-WEBVA00MB24NM | 10006 | 4 | 133921 | MSTP Serial VAV Controller: 0 UIO: 0 SSR | HONEYWELL INTERNATIONAL ECC US (HOFS) | WEB-VA00MB24NM | 224.22 | 161.7147 | N | 224.22 | 166.1793 | 224.22
HWI-WEBVA00MB24NM | 10008 | 7 | 133921 | MSTP Serial VAV Controller: 0 UIO: 0 SSR | HONEYWELL INTERNATIONAL ECC US (HOFS) | WEB-VA00MB24NM | 224.22 | 166.1793 | N | 224.22 | 166.1793 | 224.22
HWI-WEBVA423B24N | 10008 | 8 | 133921 | Spyder 5 VAV controller, 3 SSR, 2 AO, 4 | HONEYWELL INTERNATIONAL ECC US (HOFS) | WEB-VA423B24N | 210.86 | 195.9629 | N | 210.86 | 202.7326 | 210.86
HWI-WEBVA423B24N | 166561 | 1 | 133921 | Spyder 5 VAV controller, 3 SSR, 2 AO, 4 | HONEYWELL INTERNATIONAL ECC US (HOFS) | WEB-VA423B24N | 210.86 | 202.7326 | N | 210.86 | 202.7326 | 210.86
HWI-WEBVA423B24N | 175883 | 4 | 133921 | Spyder 5 VAV controller, 3 SSR, 2 AO, 4 | HONEYWELL INTERNATIONAL ECC US (HOFS) | WEB-VA423B24N | 210.86 | 198.305 | N | 210.86 | 202.7326 | 210.86
HWI-WEBVA423B24N | 175888 | 2 | 133921 | Spyder 5 VAV controller, 3 SSR, 2 AO, 4 | HONEYWELL INTERNATIONAL ECC US (HOFS) | WEB-VA423B24N | 210.86 | 195.9822 | N | 210.86 | 202.7326 | 210.86
HWI-WEBVA75I24NM | 10008 | 1 | 133921 | IP-VAV Controller: 7 UIO: 5 SSR | HONEYWELL INTERNATIONAL ECC US (HOFS) | WEB-VA75I24NM | 193.75 | 227.94 | N | 193.75 | 227.94 | 227.94
HWI-WEBVA75I24NM | 175883 | 1 | 133921 | IP-VAV Controller: 7 UIO: 5 SSR | HONEYWELL INTERNATIONAL ECC US (HOFS) | WEB-VA75I24NM | 193.75 | 193.75 | N | 193.75 | 227.94 | 227.94
HWI-WEBVA75IB24NM | 175883 | 1 | 133921 | SPYDER 7 VAV IP BLUETOOTH | HONEYWELL INTERNATIONAL ECC US (HOFS) | WEB-VA75IB24NM | 212.25 | 212.25 | N | 212.25 | 212.25 | 212.25
HWI-WEBVA75IB24NM | 175888 | 27 | 133921 | SPYDER 7 VAV IP BLUETOOTH | HONEYWELL INTERNATIONAL ECC US (HOFS) | WEB-VA75IB24NM | 212.25 | 212.25 | N | 212.25 | 212.25 | 212.25
HWI-WEBVA75M24NM | 10510 | 1 | 133921 | MSTP SERIAL VAV 7 UIO; 5 SSR, SPYDER 7 | HONEYWELL INTERNATIONAL ECC US (HOFS) | WEB-VA75M24NM | 193.75 | 193.75 | N | 193.75 | 193.75 | 193.75
HWI-WEBVA75M24NM | 166553 | 0 | 133921 | MSTP SERIAL VAV 7 UIO; 5 SSR, SPYDER 7 | HONEYWELL INTERNATIONAL ECC US (HOFS) | WEB-VA75M24NM | 193.75 | 191.5887 | N | 193.75 | 193.75 | 193.75
HWI-WEBVA75M24NM | 166559 | 1 | 133921 | MSTP SERIAL VAV 7 UIO; 5 SSR, SPYDER 7 | HONEYWELL INTERNATIONAL ECC US (HOFS) | WEB-VA75M24NM | 193.75 | 193.75 | N | 193.75 | 193.75 | 193.75
HWI-WEBVA75M24NM | 166561 | 2 | 133921 | MSTP SERIAL VAV 7 UIO; 5 SSR, SPYDER 7 | HONEYWELL INTERNATIONAL ECC US (HOFS) | WEB-VA75M24NM | 193.75 | 193.75 | N | 193.75 | 193.75 | 193.75
HWI-WEBVA75MB24NM | 10006 | 22 | 133921 | MSTP VAV CONTROLLER | HONEYWELL INTERNATIONAL ECC US (HOFS) | WEB-VA75MB24NM | 212.25 | 206.1957 | N | 212.25 | 207.5812 | 212.25
HWI-WEBVA75MB24NM | 10008 | 3 | 133921 | MSTP VAV CONTROLLER | HONEYWELL INTERNATIONAL ECC US (HOFS) | WEB-VA75MB24NM | 212.25 | 206.4075 | N | 212.25 | 207.5812 | 212.25
HWI-WEBVA75MB24NM | 166557 | 3 | 133921 | MSTP VAV CONTROLLER | HONEYWELL INTERNATIONAL ECC US (HOFS) | WEB-VA75MB24NM | 212.25 | 203.516 | N | 212.25 | 207.5812 | 212.25
HWI-WEBVA75MB24NM | 166559 | 1 | 133921 | MSTP VAV CONTROLLER | HONEYWELL INTERNATIONAL ECC US (HOFS) | WEB-VA75MB24NM | 212.25 | 205.7405 | N | 212.25 | 207.5812 | 212.25
HWI-WEBVA75MB24NM | 175891 | 5 | 133921 | MSTP VAV CONTROLLER | HONEYWELL INTERNATIONAL ECC US (HOFS) | WEB-VA75MB24NM | 212.25 | 207.5812 | N | 212.25 | 207.5812 | 212.25
HWI-WHLDT1000U | 10008 | 33 | 133921 | Water Leak Detector with cable for | HONEYWELL INTERNATIONAL ECC US (HOFS) | WHLDT1000/U | 22.5 | 22.5 | N | 22.5 | 22.5 | 22.5
HWI-XF522A | 10008 | 7 | 133921 | XF522A XL600, 500 ANALOG OUTPUT | HONEYWELL INTERNATIONAL ECC US (HOFS) | XF522A | 179.8 | 179.8 | N | 179.8 | 179.8 | 179.8
HWI-XF522A | 175883 | 1 | 133921 | XF522A XL600, 500 ANALOG OUTPUT | HONEYWELL INTERNATIONAL ECC US (HOFS) | XF522A | 179.8 | 140.89 | N | 179.8 | 179.8 | 179.8
HWI-XF523A | 10008 | 5 | 133921 | XF523A XL600, 500 DIGITAL INPUT | HONEYWELL INTERNATIONAL ECC US (HOFS) | XF523A | 203.232 | 203.232 | N | 203.232 | 203.232 | 203.232
HWI-XF524A | 10008 | 2 | 133921 | MICROSWITCH MODULE | HONEYWELL INTERNATIONAL ECC US (HOFS) | XF524A | 180.44 | 180.44 | N | 180.44 | 180.44 | 180.44
HWI-XF526 | 10008 | 2 | 133921 | XF526 XL600, 500 ANALOG INPUT | HONEYWELL INTERNATIONAL ECC US (HOFS) | XF526 | 193.03 | 193.03 | N | 193.03 | 193.03 | 193.03
HWI-XF821A | 166559 | 1 | 133921 | XL800 8 ANALOG INPUT MODULE - PANEL | HONEYWELL INTERNATIONAL ECC US (HOFS) | XF821A | 272.2225 | 211.8213 | Y | 272.2225 | 256.9266 | 272.2225
HWI-XF821A | 175883 | 12 | 133921 | XL800 8 ANALOG INPUT MODULE - PANEL | HONEYWELL INTERNATIONAL ECC US (HOFS) | XF821A | 272.2225 | 254.1359 | Y | 272.2225 | 256.9266 | 272.2225
HWI-XF821A | 175888 | 1 | 133921 | XL800 8 ANALOG INPUT MODULE - PANEL | HONEYWELL INTERNATIONAL ECC US (HOFS) | XF821A | 272.2225 | 244.8811 | N | 272.2225 | 256.9266 | 272.2225
HWI-XF821A | 175891 | 8 | 133921 | XL800 8 ANALOG INPUT MODULE - PANEL | HONEYWELL INTERNATIONAL ECC US (HOFS) | XF821A | 272.2225 | 256.9266 | Y | 272.2225 | 256.9266 | 272.2225
HWI-XF822A | 175891 | 10 | 133921 | XL800 8 AO MODULE- 8 ANALOG OUTPUT MODUL | HONEYWELL INTERNATIONAL ECC US (HOFS) | XF822A | 261.021 | 239.6447 | Y | 261.021 | 239.6447 | 261.021
HWI-XF823A | 166559 | 1 | 133921 | XL800 12 Binary Input Module -Panel Bus | HONEYWELL INTERNATIONAL ECC US (HOFS) | XF823A | 211.005 | 182.37 | N | 211.005 | 191.1769 | 211.005
HWI-XF823A | 175883 | 15 | 133921 | XL800 12 Binary Input Module -Panel Bus | HONEYWELL INTERNATIONAL ECC US (HOFS) | XF823A | 211.005 | 191.1769 | Y | 211.005 | 191.1769 | 211.005
HWI-XF823A | 175888 | 2 | 133921 | XL800 12 Binary Input Module -Panel Bus | HONEYWELL INTERNATIONAL ECC US (HOFS) | XF823A | 211.005 | 177.628 | N | 211.005 | 191.1769 | 211.005
HWI-XF824A | 175883 | 2 | 133921 | XL800 6 Relay Output Module-Panel Bus | HONEYWELL INTERNATIONAL ECC US (HOFS) | XF824A | 198.501 | 158.68 | Y | 198.501 | 158.68 | 198.501
HWI-XF824A | 175888 | 2 | 133921 | XL800 6 Relay Output Module-Panel Bus | HONEYWELL INTERNATIONAL ECC US (HOFS) | XF824A | 198.501 | 138.05 | Y | 198.501 | 158.68 | 198.501
HWI-XF824A | 175891 | 8 | 133921 | XL800 6 Relay Output Module-Panel Bus | HONEYWELL INTERNATIONAL ECC US (HOFS) | XF824A | 198.501 | 140.9747 | Y | 198.501 | 158.68 | 198.501
HWI-XFL823A | 166561 | 1 | 133921 | Ciiper 12-DI Module Reqs XS823 Base | HONEYWELL INTERNATIONAL ECC US (HOFS) | XFL823A | 242.64 | 242.64 | N | 242.64 | 242.64 | 242.64
HWI-XFL824A | 10008 | 7 | 133921 | Distributed I/O: 6 Relay Output Module | HONEYWELL INTERNATIONAL ECC US (HOFS) | XFL824A | 290.11 | 198.75 | N | 290.11 | 198.75 | 290.11
HWI-XFR822A | 166559 | 1 | 133921 | XL800 8 AO MODULE - 8 ANALOG WITH OVERRI | HONEYWELL INTERNATIONAL ECC US (HOFS) | XFR822A | 348.028 | 334 | Y | 348.028 | 334 | 348.028
HWI-XFU830A | 166553 | 3 | 133921 | Expansion Module | HONEYWELL INTERNATIONAL ECC US (HOFS) | XFU830A | 698.9215 | 564.6668 | N | 698.9215 | 635.0596 | 698.9215
HWI-XFU830A | 166559 | 1 | 133921 | Expansion Module | HONEYWELL INTERNATIONAL ECC US (HOFS) | XFU830A | 698.9215 | 561.3351 | N | 698.9215 | 635.0596 | 698.9215
HWI-XFU830A | 175883 | 15 | 133921 | Expansion Module | HONEYWELL INTERNATIONAL ECC US (HOFS) | XFU830A | 698.9215 | 625.88 | Y | 698.9215 | 635.0596 | 698.9215
HWI-XFU830A | 175888 | 1 | 133921 | Expansion Module | HONEYWELL INTERNATIONAL ECC US (HOFS) | XFU830A | 698.9215 | 577.064 | N | 698.9215 | 635.0596 | 698.9215
HWI-XFU830A | 175891 | 10 | 133921 | Expansion Module | HONEYWELL INTERNATIONAL ECC US (HOFS) | XFU830A | 698.9215 | 635.0596 | Y | 698.9215 | 635.0596 | 698.9215
HWI-XIO10DIU | 10510 | 3 | 133921 | LON DIGITAL I/O,24V AC/DC,4 DIGITAL INPU | HONEYWELL INTERNATIONAL ECC US (HOFS) | XIO-10DI/U | 708.56 | 448.16 | Y | 708.56 | 448.16 | 708.56
HWI-XIO4AOU | 10510 | 4 | 133921 | LON ANALONG I/O 24V AC/DC 4X0 TO 10 VDC | HONEYWELL INTERNATIONAL ECC US (HOFS) | XIO-4AO/U | 708.56 | 454.39 | N | 708.56 | 454.39 | 708.56
HWI-XIO4DIU | 10510 | 3 | 133921 | LON DIGITAL I/O, 24V AC/DC, 4 DIGITAL IN | HONEYWELL INTERNATIONAL ECC US (HOFS) | XIO-4DI/U | 652.292 | 285.89 | Y | 652.292 | 285.89 | 652.292
HWI-XIO4DIU | 175883 | 2 | 133921 | LON DIGITAL I/O, 24V AC/DC, 4 DIGITAL IN | HONEYWELL INTERNATIONAL ECC US (HOFS) | XIO-4DI/U | 652.292 | 224.69 | N | 652.292 | 285.89 | 652.292
HWI-XIO4DOU | 10008 | 4 | 133921 | LON DIGITAL I/O 24V AC/DC 4 RELAY OUTP | HONEYWELL INTERNATIONAL ECC US (HOFS) | XIO-4DO/U | 587.9485 | 226.4229 | N | 587.9485 | 425.06 | 587.9485
HWI-XIO4DOU | 10510 | 2 | 133921 | LON DIGITAL I/O 24V AC/DC 4 RELAY OUTP | HONEYWELL INTERNATIONAL ECC US (HOFS) | XIO-4DO/U | 587.9485 | 425.06 | N | 587.9485 | 425.06 | 587.9485
HWI-XIO8AIU | 10510 | 2 | 133921 | LON ANALOG, I/O 24VDC | HONEYWELL INTERNATIONAL ECC US (HOFS) | XIO-8AI/U | 906.54 | 625.67 | Y | 906.54 | 625.67 | 906.54
HWI-XL2000HMIA | 10008 | 1 | 133921 | CIPer Remote Display | HONEYWELL INTERNATIONAL ECC US (HOFS) | XL2000HMI-A | 317.2 | 0 | N | 317.2 | 0 | 317.2
HWI-XL2000HMIBASE | 10008 | 1 | 133921 | WALL SUBBASE FOR XL2000HMI-A | HONEYWELL INTERNATIONAL ECC US (HOFS) | XL2000HMI-BASE | 54.02 | 0 | N | 54.02 | 0 | 54.02
HWI-XSU82122 | 166559 | 1 | 133921 | Screw Terminal Socket Analog Inputs | HONEYWELL INTERNATIONAL ECC US (HOFS) | XSU821-22 | 84.402 | 75.65 | Y | 84.402 | 80.9177 | 84.402
HWI-XSU82122 | 175883 | 15 | 133921 | Screw Terminal Socket Analog Inputs | HONEYWELL INTERNATIONAL ECC US (HOFS) | XSU821-22 | 84.402 | 80.9177 | Y | 84.402 | 80.9177 | 84.402
HWI-XSU82122 | 175888 | 1 | 133921 | Screw Terminal Socket Analog Inputs | HONEYWELL INTERNATIONAL ECC US (HOFS) | XSU821-22 | 84.402 | 78.5338 | N | 84.402 | 80.9177 | 84.402
HWI-XSU82122 | 175891 | 12 | 133921 | Screw Terminal Socket Analog Inputs | HONEYWELL INTERNATIONAL ECC US (HOFS) | XSU821-22 | 84.402 | 80.4701 | Y | 84.402 | 80.9177 | 84.402
HWI-XSU823 | 175883 | 13 | 133921 | Screw Terminal Socket for BI Modules | HONEYWELL INTERNATIONAL ECC US (HOFS) | XSU823 | 85.1835 | 76.31 | Y | 85.1835 | 76.3492 | 85.1835
HWI-XSU823 | 175888 | 4 | 133921 | Screw Terminal Socket for BI Modules | HONEYWELL INTERNATIONAL ECC US (HOFS) | XSU823 | 85.1835 | 74.326 | N | 85.1835 | 76.3492 | 85.1835
HWI-XSU823 | 175891 | 7 | 133921 | Screw Terminal Socket for BI Modules | HONEYWELL INTERNATIONAL ECC US (HOFS) | XSU823 | 85.1835 | 76.3492 | Y | 85.1835 | 76.3492 | 85.1835
HWI-XSU82425 | 166553 | 1 | 133921 | Screw Terminal Socket Relay Output | HONEYWELL INTERNATIONAL ECC US (HOFS) | XSU824-25 | 89.3515 | 70.549 | N | 89.3515 | 85.75 | 89.3515
HWI-XSU82425 | 166559 | 1 | 133921 | Screw Terminal Socket Relay Output | HONEYWELL INTERNATIONAL ECC US (HOFS) | XSU824-25 | 89.3515 | 70.549 | N | 89.3515 | 85.75 | 89.3515
HWI-XSU82425 | 175883 | 1 | 133921 | Screw Terminal Socket Relay Output | HONEYWELL INTERNATIONAL ECC US (HOFS) | XSU824-25 | 89.3515 | 80.12 | Y | 89.3515 | 85.75 | 89.3515
HWI-XSU82425 | 175888 | 2 | 133921 | Screw Terminal Socket Relay Output | HONEYWELL INTERNATIONAL ECC US (HOFS) | XSU824-25 | 89.3515 | 85.75 | Y | 89.3515 | 85.75 | 89.3515
HWI-XSU82425 | 175891 | 7 | 133921 | Screw Terminal Socket Relay Output | HONEYWELL INTERNATIONAL ECC US (HOFS) | XSU824-25 | 89.3515 | 82.3097 | Y | 89.3515 | 85.75 | 89.3515
HWI-Y7220SJ3104U | 175888 | 1 | 133921 | JADE Y7220 Economizer System Y-Pack | HONEYWELL INTERNATIONAL ECC US (HOFS) | Y7220SJ3104/U | 535.192 | 513.52 | Y | 535.192 | 513.52 | 535.192
HWI-Y7220SJ3104U | 175891 | 5 | 133921 | JADE Y7220 Economizer System Y-Pack | HONEYWELL INTERNATIONAL ECC US (HOFS) | Y7220SJ3104/U | 535.192 | 513.52 | Y | 535.192 | 513.52 | 535.192
HWI-Y7751F2001U | 10008 | 5 | 133921 | Y PACK INCLUDING W7751F CONTROLLER AND | HONEYWELL INTERNATIONAL ECC US (HOFS) | Y7751F2001/U | 986.5135 | 308.24 | N | 986.5135 | 308.24 | 986.5135
HWI-Y7751F2001U | 175888 | 2 | 133921 | Y PACK INCLUDING W7751F CONTROLLER AND | HONEYWELL INTERNATIONAL ECC US (HOFS) | Y7751F2001/U | 986.5135 | 304.8978 | N | 986.5135 | 308.24 | 986.5135
HWI-YCRL6438SR1000 | 10006 | 10 | 133921 | Honeywell LCBS | HONEYWELL INTERNATIONAL ECC US (HOFS) | YCRL6438SR1000 | 419.3529 | 350.579 | Y | 419.3529 | 402.3469 | 419.3529
HWI-YCRL6438SR1000 | 10008 | 450 | 133921 | Honeywell LCBS | HONEYWELL INTERNATIONAL ECC US (HOFS) | YCRL6438SR1000 | 419.3529 | 402.3469 | Y | 419.3529 | 402.3469 | 419.3529
HWI-YCRL6438SR1000 | 10510 | 3 | 133921 | Honeywell LCBS | HONEYWELL INTERNATIONAL ECC US (HOFS) | YCRL6438SR1000 | 419.3529 | 347.073 | Y | 419.3529 | 402.3469 | 419.3529
HWI-YCRL6438SR1000 | 175888 | 10 | 133921 | Honeywell LCBS | HONEYWELL INTERNATIONAL ECC US (HOFS) | YCRL6438SR1000 | 419.3529 | 400.3555 | Y | 419.3529 | 402.3469 | 419.3529
HWI-YCRL6438SR1000 | 175890 | 12 | 133921 | Honeywell LCBS | HONEYWELL INTERNATIONAL ECC US (HOFS) | YCRL6438SR1000 | 419.3529 | 374.1785 | Y | 419.3529 | 402.3469 | 419.3529
HWI-YCRL6438SR1000 | 175891 | 7 | 133921 | Honeywell LCBS | HONEYWELL INTERNATIONAL ECC US (HOFS) | YCRL6438SR1000 | 419.3529 | 350.2492 | Y | 419.3529 | 402.3469 | 419.3529
HWRGOLDRE | 173042 | 2 | 173238 | 926580-02 CHASSIS EXCHANGE | HEAT-TIMER CORP | HWR-GOLD-R/E | 500 | 500 | N | 500 | 500 | 500
HWRQRE | 173042 | 2 | 173238 | CHASSIS EXCHANGE | HEAT-TIMER CORP | HWR-Q-R/E | 344.05 | 344.05 | N | 344.05 | 344.05 | 344.05
HWRRE | 173042 | 4 | 173238 | HEAT-TIMER CHASSIS EXCHANGE | HEAT-TIMER CORP | HWR-R/E | 312.5 | 312.5 | N | 312.5 | 312.5 | 312.5
HWT-105061U | 175891 | 1 | 133922 | HEAT BLOCK | HONEYWELL THERMAL SOLUTIONS | 105061/U | 34.2 | 16.12 | N | 34.2 | 16.12 | 34.2
HWT-116930U | 166553 | 1 | 133922 | 24V/60HZ REPLACEMENT COIL FOR V88A SOLE | HONEYWELL THERMAL SOLUTIONS | 116930/U | 59.4 | 23.08 | N | 59.4 | 23.08 | 59.4
HWT-117053U | 10510 | 3 | 133922 | CABLE CONNECTOR | HONEYWELL THERMAL SOLUTIONS | 117053/U | 29.7 | 20.2767 | Y | 29.7 | 20.2767 | 29.7
HWT-126590U | 10510 | 6 | 133922 | VALVE | HONEYWELL THERMAL SOLUTIONS | 126590/U | 6.9 | 6.6 | Y | 6.9 | 6.6 | 6.9
HWT-126590U | 175891 | 1 | 133922 | VALVE | HONEYWELL THERMAL SOLUTIONS | 126590/U | 6.9 | 6.6 | Y | 6.9 | 6.6 | 6.9
HWT-129178EU | 10008 | 1 | 133922 | COVER ASSY - MDSE REINSTATED PER PARTICK | HONEYWELL THERMAL SOLUTIONS | 129178E/U | 7.2 | 5.52 | N | 7.2 | 5.52 | 7.2
HWT-129464MU | 10510 | 1 | 133922 | UV TUBE | HONEYWELL THERMAL SOLUTIONS | 129464M/U | 389.4 | 160.297 | N | 389.4 | 238.9322 | 389.4
HWT-129464MU | 175888 | 1 | 133922 | UV TUBE | HONEYWELL THERMAL SOLUTIONS | 129464M/U | 389.4 | 238.9322 | N | 389.4 | 238.9322 | 389.4
HWT-129464NU | 10510 | 1 | 133922 | MINI PEEPER TUBE | HONEYWELL THERMAL SOLUTIONS | 129464N/U | 432.3 | 236.79 | Y | 432.3 | 432.3 | 432.3
HWT-129464NU | 175891 | 4 | 133922 | MINI PEEPER TUBE | HONEYWELL THERMAL SOLUTIONS | 129464N/U | 432.3 | 432.3 | Y | 432.3 | 432.3 | 432.3
HWT-133417AAU | 175891 | 1 | 133922 | LARGE BONNET ASSEMBLY | HONEYWELL THERMAL SOLUTIONS | 133417AA/U | 434.7 | 416.1 | Y | 434.7 | 416.1 | 434.7
HWT-133568U | 10510 | 1 | 133922 | AUXILIARY SWITCH | HONEYWELL THERMAL SOLUTIONS | 133568/U | 93 | 91.05 | Y | 93 | 93 | 93
HWT-133568U | 173042 | 2 | 133922 | AUXILIARY SWITCH | HONEYWELL THERMAL SOLUTIONS | 133568/U | 93 | 91.05 | Y | 93 | 93 | 93
HWT-133568U | 175891 | 1 | 133922 | AUXILIARY SWITCH | HONEYWELL THERMAL SOLUTIONS | 133568/U | 93 | 93 | Y | 93 | 93 | 93
HWT-133569U | 10510 | 2 | 133922 | PROOF SWITCH | HONEYWELL THERMAL SOLUTIONS | 133569/U | 73.5 | 64.6083 | Y | 73.5 | 64.6083 | 73.5
HWT-133569U | 175891 | 1 | 133922 | PROOF SWITCH | HONEYWELL THERMAL SOLUTIONS | 133569/U | 73.5 | 64.6083 | Y | 73.5 | 64.6083 | 73.5
HWT-136733U | 10510 | 2 | 133922 | HEAT BLOCK | HONEYWELL THERMAL SOLUTIONS | 136733/U | 35.7 | 35.7 | N | 35.7 | 35.7 | 35.7
HWT-136733U | 175888 | 1 | 133922 | HEAT BLOCK | HONEYWELL THERMAL SOLUTIONS | 136733/U | 35.7 | 22.2107 | N | 35.7 | 35.7 | 35.7
HWT-137253AU | 10008 | 1 | 133922 | REPLACEMENT SEAL ASSY. FOR 4 INCH V505 | HONEYWELL THERMAL SOLUTIONS | 137253A/U | 81 | 39.71 | N | 81 | 39.71 | 81
HWT-14026U | 10510 | 12 | 133922 | SYPHON | HONEYWELL THERMAL SOLUTIONS | 14026/U | 23.1 | 21.8532 | Y | 23.1 | 21.8532 | 23.1
HWT-14026U | 175891 | 1 | 133922 | SYPHON | HONEYWELL THERMAL SOLUTIONS | 14026/U | 23.1 | 18.675 | Y | 23.1 | 21.8532 | 23.1
HWT-203541U | 10510 | 1 | 133922 | CONNECTOR | HONEYWELL THERMAL SOLUTIONS | 203541/U | 43.2 | 24.17 | Y | 43.2 | 24.17 | 43.2
HWT-203579CU | 173042 | 1 | 133922 | CONFIG PLUG - MDSE | HONEYWELL THERMAL SOLUTIONS | 203579C/U | 90 | 107.85 | N | 90 | 107.85 | 107.85
HWT-203659U | 10510 | 1 | 133922 | UV-FLAMESIMULATOR | HONEYWELL THERMAL SOLUTIONS | 203659/U | 135 | 75.83 | N | 135 | 75.83 | 135
HWT-203765U | 10510 | 2 | 133922 | REMOTE DISPLAY BKT FOR S7800 | HONEYWELL THERMAL SOLUTIONS | 203765/U | 47.7 | 33.62 | Y | 47.7 | 44.1 | 47.7
HWT-203765U | 173042 | 1 | 133922 | REMOTE DISPLAY BKT FOR S7800 | HONEYWELL THERMAL SOLUTIONS | 203765/U | 47.7 | 24.39 | N | 47.7 | 44.1 | 47.7
HWT-203765U | 175891 | 1 | 133922 | REMOTE DISPLAY BKT FOR S7800 | HONEYWELL THERMAL SOLUTIONS | 203765/U | 47.7 | 44.1 | Y | 47.7 | 44.1 | 47.7
HWT-204729CU | 10510 | 2 | 133922 | COVER ASSEMBLY KEYBOARD DISPLAY | HONEYWELL THERMAL SOLUTIONS | 204729C/U | 157.2 | 145.5 | Y | 157.2 | 145.5 | 157.2
HWT-206311U | 10008 | 2 | 133922 | CASE | HONEYWELL THERMAL SOLUTIONS | 206311/U | 66.6 | 63.6 | Y | 66.6 | 63.6 | 66.6
HWT-206311U | 10510 | 3 | 133922 | CASE | HONEYWELL THERMAL SOLUTIONS | 206311/U | 66.6 | 62.4886 | Y | 66.6 | 63.6 | 66.6
HWT-206311U | 175891 | 21 | 133922 | CASE | HONEYWELL THERMAL SOLUTIONS | 206311/U | 66.6 | 2.239 | Y | 66.6 | 63.6 | 66.6
HWT-221818AU | 175891 | 2 | 133922 | EXTENSION CABLE | HONEYWELL THERMAL SOLUTIONS | 221818A/U | 176.1 | 162.6 | Y | 176.1 | 162.6 | 176.1
HWT-221818CU | 10510 | 7 | 133922 | 3048MM EXTENSION CABLE | HONEYWELL THERMAL SOLUTIONS | 221818C/U | 193.5 | 149.1 | Y | 193.5 | 159.54 | 193.5
HWT-221818CU | 166559 | 1 | 133922 | 3048MM EXTENSION CABLE | HONEYWELL THERMAL SOLUTIONS | 221818C/U | 193.5 | 131.93 | N | 193.5 | 159.54 | 193.5
HWT-221818CU | 175891 | 1 | 133922 | 3048MM EXTENSION CABLE | HONEYWELL THERMAL SOLUTIONS | 221818C/U | 193.5 | 159.54 | N | 193.5 | 159.54 | 193.5
HWT-23176CBU | 10510 | 1 | 133922 | POT ASSY | HONEYWELL THERMAL SOLUTIONS | 23176CB/U | 81.9 | 26.602 | N | 81.9 | 26.602 | 81.9
HWT-23176CFU | 10510 | 1 | 133922 | POTENTIOMETER | HONEYWELL THERMAL SOLUTIONS | 23176CF/U | 69 | 33.12 | N | 69 | 33.12 | 69
HWT-32000109004U | 173042 | 2 | 133922 | 1 1/2 NPT FLANGE | HONEYWELL THERMAL SOLUTIONS | 32000109-004/U | 58.8 | 32.92 | N | 58.8 | 32.92 | 58.8
HWT-32003039001U | 10510 | 5 | 133922 | BAG ASSEMBLY | HONEYWELL THERMAL SOLUTIONS | 32003039-001/U | 11.018 | 11.018 | N | 11.018 | 11.018 | 11.018
HWT-32004766003U | 10510 | 327 | 133922 | Ignition/flame rod cable pri | HONEYWELL THERMAL SOLUTIONS | 32004766-003/U | 0.68 | 0.45355 | N | 0.68 | 0.45355 | 0.68
HWT-32007255001U | 10510 | 5 | 133922 | LEAD SULPHIDE CELL - MDSE | HONEYWELL THERMAL SOLUTIONS | 32007255-001/U | 145.5 | 80.94 | N | 145.5 | 80.94 | 145.5
HWT-32008001002U | 10008 | 1 | 133922 | SLATE CONNECTOR BAG ASSEMBLY | HONEYWELL THERMAL SOLUTIONS | 32008001-002/U | 28.2 | 20.85 | N | 28.2 | 20.85 | 28.2
HWT-32008001002U | 166559 | 8 | 133922 | SLATE CONNECTOR BAG ASSEMBLY | HONEYWELL THERMAL SOLUTIONS | 32008001-002/U | 28.2 | 20.85 | N | 28.2 | 20.85 | 28.2
HWT-50024585001U | 10510 | 5 | 133922 | BRASS SYPHON MERCHANDISE PAR | HONEYWELL THERMAL SOLUTIONS | 50024585-001/U | 37.5 | 32.3578 | Y | 37.5 | 32.3578 | 37.5
HWT-50024585001U | 175891 | 1 | 133922 | BRASS SYPHON MERCHANDISE PAR | HONEYWELL THERMAL SOLUTIONS | 50024585-001/U | 37.5 | 26.246 | Y | 37.5 | 32.3578 | 37.5
HWT-50096820001U | 10008 | 2 | 133922 | SLATE EXTENSION CABLE | HONEYWELL THERMAL SOLUTIONS | 50096820-001/U | 38.7 | 28.12 | N | 38.7 | 28.12 | 38.7
HWT-50096820001U | 166559 | 4 | 133922 | SLATE EXTENSION CABLE | HONEYWELL THERMAL SOLUTIONS | 50096820-001/U | 38.7 | 27.0514 | N | 38.7 | 28.12 | 38.7
HWT-A7800A2010U | 173042 | 1 | 133922 | A7800A TESTER 2000 SERIES | HONEYWELL THERMAL SOLUTIONS | A7800A2010/U | 1382.1 | 1329 | Y | 1382.1 | 1329 | 1382.1
HWT-A7800A2010U | 175891 | 1 | 133922 | A7800A TESTER 2000 SERIES | HONEYWELL THERMAL SOLUTIONS | A7800A2010/U | 1382.1 | 1329 | N | 1382.1 | 1329 | 1382.1
HWT-C6097A3004U | 10510 | 6 | 133922 | GAS PRESS SWITCH 0.6-12.5MBAR | HONEYWELL THERMAL SOLUTIONS | C6097A3004/U | 124.78 | 120.6 | Y | 124.78 | 120.6 | 124.78
HWT-C6097A3004U | 173042 | 1 | 133922 | GAS PRESS SWITCH 0.6-12.5MBAR | HONEYWELL THERMAL SOLUTIONS | C6097A3004/U | 124.78 | 97.4822 | Y | 124.78 | 120.6 | 124.78
HWT-C6097A3004U | 175891 | 3 | 133922 | GAS PRESS SWITCH 0.6-12.5MBAR | HONEYWELL THERMAL SOLUTIONS | C6097A3004/U | 124.78 | 120.6 | Y | 124.78 | 120.6 | 124.78
HWT-C6097A3012B | 166561 | 3 | 133922 | NPTMOUNT,3-21inW.C.,WITHMANUALRESE | HONEYWELL THERMAL SOLUTIONS | C6097A3012/B | 72.58 | 60.6 | N | 72.58 | 60.6 | 72.58
HWT-C6097A3012U | 10008 | 10 | 133922 | PRESSURE SWITCH | HONEYWELL THERMAL SOLUTIONS | C6097A3012/U | 139.78 | 124.1382 | Y | 139.78 | 124.1382 | 139.78
HWT-C6097A3012U | 10510 | 18 | 133922 | PRESSURE SWITCH | HONEYWELL THERMAL SOLUTIONS | C6097A3012/U | 139.78 | 116.8157 | Y | 139.78 | 124.1382 | 139.78
HWT-C6097A3012U | 173042 | 5 | 133922 | PRESSURE SWITCH | HONEYWELL THERMAL SOLUTIONS | C6097A3012/U | 139.78 | 89.3285 | Y | 139.78 | 124.1382 | 139.78
HWT-C6097A3012U | 175888 | 1 | 133922 | PRESSURE SWITCH | HONEYWELL THERMAL SOLUTIONS | C6097A3012/U | 139.78 | 105.3254 | N | 139.78 | 124.1382 | 139.78
HWT-C6097A3012U | 175891 | 13 | 133922 | PRESSURE SWITCH | HONEYWELL THERMAL SOLUTIONS | C6097A3012/U | 139.78 | 122.6753 | Y | 139.78 | 124.1382 | 139.78
HWT-C6097A3038U | 10510 | 6 | 175067 | NPTMOUNT,12-60inW.C.,W/MANUALRESET | CHAS.F.CONNOLLY DIST.CO | C6097A3038/U | 135.65 | 125.5611 | Y | 135.65 | 131.1 | 135.65
HWT-C6097A3038U | 175891 | 4 | 175067 | NPTMOUNT,12-60inW.C.,W/MANUALRESET | CHAS.F.CONNOLLY DIST.CO | C6097A3038/U | 135.65 | 131.1 | Y | 135.65 | 131.1 | 135.65
HWT-C6097A3053U | 10008 | 3 | 133922 | AIR PRESSURE SWITCH | HONEYWELL THERMAL SOLUTIONS | C6097A3053/U | 111.22 | 99.3 | Y | 111.22 | 99.3 | 111.22
HWT-C6097A3053U | 10510 | 2 | 133922 | AIR PRESSURE SWITCH | HONEYWELL THERMAL SOLUTIONS | C6097A3053/U | 111.22 | 96.6814 | Y | 111.22 | 99.3 | 111.22
HWT-C6097A3053U | 166559 | 1 | 133922 | AIR PRESSURE SWITCH | HONEYWELL THERMAL SOLUTIONS | C6097A3053/U | 111.22 | 95.4 | N | 111.22 | 99.3 | 111.22
HWT-C6097A3053U | 173042 | 10 | 133922 | AIR PRESSURE SWITCH | HONEYWELL THERMAL SOLUTIONS | C6097A3053/U | 111.22 | 82.495 | N | 111.22 | 99.3 | 111.22
HWT-C6097A3053U | 175888 | 5 | 133922 | AIR PRESSURE SWITCH | HONEYWELL THERMAL SOLUTIONS | C6097A3053/U | 111.22 | 90.8399 | N | 111.22 | 99.3 | 111.22
HWT-C6097A3053U | 175891 | 3 | 133922 | AIR PRESSURE SWITCH | HONEYWELL THERMAL SOLUTIONS | C6097A3053/U | 111.22 | 94.5532 | Y | 111.22 | 99.3 | 111.22
HWT-C6097A3079U | 10008 | 3 | 133922 | GAS PRESSURE SWITCH | HONEYWELL THERMAL SOLUTIONS | C6097A3079/U | 109.26 | 105.6 | Y | 109.26 | 105.6 | 109.26
HWT-C6097A3079U | 166559 | 1 | 175067 | GAS PRESSURE SWITCH | CHAS.F.CONNOLLY DIST.CO | C6097A3079/U | 109.26 | 85.23 | N | 109.26 | 105.6 | 109.26
HWT-C6097A3095U | 10510 | 4 | 175067 | PRESSURE SWITCH | CHAS.F.CONNOLLY DIST.CO | C6097A3095/U | 125.4 | 110.9968 | Y | 125.4 | 113.1 | 125.4
HWT-C6097A3095U | 173042 | 9 | 175067 | PRESSURE SWITCH | CHAS.F.CONNOLLY DIST.CO | C6097A3095/U | 125.4 | 92.88 | N | 125.4 | 113.1 | 125.4
HWT-C6097A3095U | 175891 | 9 | 175067 | PRESSURE SWITCH | CHAS.F.CONNOLLY DIST.CO | C6097A3095/U | 125.4 | 113.1 | Y | 125.4 | 113.1 | 125.4
HWT-C6097A3111U | 10008 | 1 | 133922 | NPT MOUNT, 1.5-7 PSI, W/MANUAL RESET | HONEYWELL THERMAL SOLUTIONS | C6097A3111/U | 147.84 | 97.68 | Y | 147.84 | 97.68 | 147.84
HWT-C6097B3002U | 10510 | 6 | 175067 | NPTMOUNT,12-60inW.C.,W/MANUALRESET | CHAS.F.CONNOLLY DIST.CO | C6097B3002/U | 130.99 | 113.8779 | Y | 130.99 | 116.143 | 130.99
HWT-C6097B3002U | 175891 | 6 | 175067 | NPTMOUNT,12-60inW.C.,W/MANUALRESET | CHAS.F.CONNOLLY DIST.CO | C6097B3002/U | 130.99 | 116.143 | Y | 130.99 | 116.143 | 130.99
HWT-C6097B3028U | 10006 | 1 | 175067 | Pressure Switch 0-20" Manual Reset _ | CHAS.F.CONNOLLY DIST.CO | C6097B3028/U | 126.96 | 120.0313 | N | 126.96 | 121.263 | 126.96
HWT-C6097B3028U | 10008 | 13 | 133922 | Pressure Switch 0-20" Manual Reset _ | HONEYWELL THERMAL SOLUTIONS | C6097B3028/U | 126.96 | 121.263 | Y | 126.96 | 121.263 | 126.96
HWT-C6097B3028U | 10510 | 17 | 175067 | Pressure Switch 0-20" Manual Reset _ | CHAS.F.CONNOLLY DIST.CO | C6097B3028/U | 126.96 | 117.3637 | Y | 126.96 | 121.263 | 126.96
HWT-C6097B3028U | 173042 | 2 | 175067 | Pressure Switch 0-20" Manual Reset _ | CHAS.F.CONNOLLY DIST.CO | C6097B3028/U | 126.96 | 100.0718 | N | 126.96 | 121.263 | 126.96
HWT-C6097B3028U | 175891 | 5 | 175067 | Pressure Switch 0-20" Manual Reset _ | CHAS.F.CONNOLLY DIST.CO | C6097B3028/U | 126.96 | 116.7754 | Y | 126.96 | 121.263 | 126.96
HWT-C6097B3051U | 173042 | 3 | 175067 | NPT MOUNT, 1.5-7 PSI, W/MANUAL RESET | CHAS.F.CONNOLLY DIST.CO | C6097B3051/U | 145.27 | 98.865 | N | 145.27 | 135 | 145.27
HWT-C6097B3051U | 175891 | 4 | 175067 | NPT MOUNT, 1.5-7 PSI, W/MANUAL RESET | CHAS.F.CONNOLLY DIST.CO | C6097B3051/U | 145.27 | 135 | Y | 145.27 | 135 | 145.27
HWT-C6097B3085U | 175891 | 3 | 175067 | NPTMOUNT,12-60inW.C.,AUTORECYCLE | CHAS.F.CONNOLLY DIST.CO | C6097B3085/U | 103.36 | 97.3976 | Y | 103.36 | 97.3976 | 103.36
HWT-C6097B3101U | 10510 | 1 | 133922 | PRESSURE SWITCH | HONEYWELL THERMAL SOLUTIONS | C6097B3101/U | 121.97 | 98 | N | 121.97 | 98 | 121.97
HWT-C6097B3101U | 175891 | 1 | 133922 | PRESSURE SWITCH | HONEYWELL THERMAL SOLUTIONS | C6097B3101/U | 121.97 | 94.536 | Y | 121.97 | 98 | 121.97
HWT-C6097B3119U | 10008 | 2 | 133922 | Press Switch, Honeywell 3-21" NPT MT. AU | HONEYWELL THERMAL SOLUTIONS | C6097B3119/U | 99 | 84.57 | Y | 99 | 93 | 99
HWT-C6097B3119U | 10510 | 4 | 175067 | Press Switch, Honeywell 3-21" NPT MT. AU | CHAS.F.CONNOLLY DIST.CO | C6097B3119/U | 99 | 93 | Y | 99 | 93 | 99
HWT-C7027A1023U | 10008 | 3 | 133922 | UV DETECTOR MINIPEEPER | HONEYWELL THERMAL SOLUTIONS | C7027A1023/U | 208.66 | 172.6505 | Y | 208.66 | 186.3 | 208.66
HWT-C7027A1023U | 10510 | 6 | 133922 | UV DETECTOR MINIPEEPER | HONEYWELL THERMAL SOLUTIONS | C7027A1023/U | 208.66 | 185.6688 | Y | 208.66 | 186.3 | 208.66
HWT-C7027A1023U | 166553 | 1 | 133922 | UV DETECTOR MINIPEEPER | HONEYWELL THERMAL SOLUTIONS | C7027A1023/U | 208.66 | 184.0909 | Y | 208.66 | 186.3 | 208.66
HWT-C7027A1023U | 173042 | 26 | 133922 | UV DETECTOR MINIPEEPER | HONEYWELL THERMAL SOLUTIONS | C7027A1023/U | 208.66 | 186.3 | Y | 208.66 | 186.3 | 208.66
HWT-C7027A1023U | 175888 | 2 | 133922 | UV DETECTOR MINIPEEPER | HONEYWELL THERMAL SOLUTIONS | C7027A1023/U | 208.66 | 102.2797 | N | 208.66 | 186.3 | 208.66
HWT-C7027A1023U | 175891 | 13 | 133922 | UV DETECTOR MINIPEEPER | HONEYWELL THERMAL SOLUTIONS | C7027A1023/U | 208.66 | 185.3751 | Y | 208.66 | 186.3 | 208.66
HWT-C7027A1031U | 10510 | 16 | 133922 | UV DETECTOR MINIPEEPER | HONEYWELL THERMAL SOLUTIONS | C7027A1031/U | 230.16 | 177.8957 | Y | 230.16 | 177.8957 | 230.16
HWT-C7027A1031U | 175891 | 14 | 133922 | UV DETECTOR MINIPEEPER | HONEYWELL THERMAL SOLUTIONS | C7027A1031/U | 230.16 | 161.9095 | Y | 230.16 | 177.8957 | 230.16
HWT-C7027A1049U | 10008 | 2 | 133922 | UV DETECTOR MINIPEEPER | HONEYWELL THERMAL SOLUTIONS | C7027A1049/U | 208.66 | 186.3 | Y | 208.66 | 186.9038 | 208.66
HWT-C7027A1049U | 10510 | 14 | 133922 | UV DETECTOR MINIPEEPER | HONEYWELL THERMAL SOLUTIONS | C7027A1049/U | 208.66 | 161.674 | Y | 208.66 | 186.9038 | 208.66
HWT-C7027A1049U | 166553 | 2 | 133922 | UV DETECTOR MINIPEEPER | HONEYWELL THERMAL SOLUTIONS | C7027A1049/U | 208.66 | 155.7 | Y | 208.66 | 186.9038 | 208.66
HWT-C7027A1049U | 166559 | 4 | 133922 | UV DETECTOR MINIPEEPER | HONEYWELL THERMAL SOLUTIONS | C7027A1049/U | 208.66 | 155.61 | Y | 208.66 | 186.9038 | 208.66
HWT-C7027A1049U | 166561 | 1 | 133922 | UV DETECTOR MINIPEEPER | HONEYWELL THERMAL SOLUTIONS | C7027A1049/U | 208.66 | 155.61 | Y | 208.66 | 186.9038 | 208.66
HWT-C7027A1049U | 175891 | 10 | 133922 | UV DETECTOR MINIPEEPER | HONEYWELL THERMAL SOLUTIONS | C7027A1049/U | 208.66 | 186.9038 | Y | 208.66 | 186.9038 | 208.66
HWT-C7027A1056U | 166559 | 1 | 133922 | UV DETECTOR MINIPEEPER | HONEYWELL THERMAL SOLUTIONS | C7027A1056/U | 228.82 | 94.99 | N | 228.82 | 128.4 | 228.82
HWT-C7027A1056U | 166561 | 2 | 133922 | UV DETECTOR MINIPEEPER | HONEYWELL THERMAL SOLUTIONS | C7027A1056/U | 228.82 | 128.4 | N | 228.82 | 128.4 | 228.82
HWT-C7027A1072U | 10008 | 2 | 133922 | UV DETECTOR MINIPEEPER | HONEYWELL THERMAL SOLUTIONS | C7027A1072/U | 230.16 | 192.15 | Y | 230.16 | 192.15 | 230.16
HWT-C7027A1072U | 10510 | 13 | 133922 | UV DETECTOR MINIPEEPER | HONEYWELL THERMAL SOLUTIONS | C7027A1072/U | 230.16 | 170.8413 | Y | 230.16 | 192.15 | 230.16
HWT-C7027A1072U | 175891 | 3 | 133922 | UV DETECTOR MINIPEEPER | HONEYWELL THERMAL SOLUTIONS | C7027A1072/U | 230.16 | 168.7466 | N | 230.16 | 192.15 | 230.16
HWT-C7027A1114U | 173042 | 1 | 133922 | UV DETECTOR MINIPEEPER | HONEYWELL THERMAL SOLUTIONS | C7027A1114/U | 221.76 | 171.9 | Y | 221.76 | 171.9 | 221.76
HWT-C7035A1023U | 10008 | 3 | 133922 | UV DETECTOR MINIPEEPER | HONEYWELL THERMAL SOLUTIONS | C7035A1023/U | 457.63 | 253.1156 | Y | 457.63 | 341.4 | 457.63
HWT-C7035A1023U | 10510 | 8 | 133922 | UV DETECTOR MINIPEEPER | HONEYWELL THERMAL SOLUTIONS | C7035A1023/U | 457.63 | 259.1561 | Y | 457.63 | 341.4 | 457.63
HWT-C7035A1023U | 166553 | 1 | 133922 | UV DETECTOR MINIPEEPER | HONEYWELL THERMAL SOLUTIONS | C7035A1023/U | 457.63 | 341.4 | Y | 457.63 | 341.4 | 457.63
HWT-C7035A1023U | 166559 | 2 | 133922 | UV DETECTOR MINIPEEPER | HONEYWELL THERMAL SOLUTIONS | C7035A1023/U | 457.63 | 200.85 | Y | 457.63 | 341.4 | 457.63
HWT-C7035A1023U | 166561 | 4 | 133922 | UV DETECTOR MINIPEEPER | HONEYWELL THERMAL SOLUTIONS | C7035A1023/U | 457.63 | 210.58 | Y | 457.63 | 341.4 | 457.63
HWT-C7035A1023U | 175891 | 12 | 133922 | UV DETECTOR MINIPEEPER | HONEYWELL THERMAL SOLUTIONS | C7035A1023/U | 457.63 | 279.5958 | Y | 457.63 | 341.4 | 457.63
HWT-C7035A1031U | 10510 | 1 | 133922 | UV DETECTOR MINIPEEPER | HONEYWELL THERMAL SOLUTIONS | C7035A1031/U | 481.82 | 198.4005 | N | 481.82 | 430.2 | 481.82
HWT-C7035A1031U | 175891 | 1 | 133922 | UV DETECTOR MINIPEEPER | HONEYWELL THERMAL SOLUTIONS | C7035A1031/U | 481.82 | 430.2 | Y | 481.82 | 430.2 | 481.82
HWT-C7035A1049U | 10008 | 3 | 133922 | UV DETECTOR MINIPEEPER | HONEYWELL THERMAL SOLUTIONS | C7035A1049/U | 503.33 | 280.5267 | N | 503.33 | 280.5267 | 503.33
HWT-C7035A1049U | 166559 | 1 | 133922 | UV DETECTOR MINIPEEPER | HONEYWELL THERMAL SOLUTIONS | C7035A1049/U | 503.33 | 232.84 | N | 503.33 | 280.5267 | 503.33
HWT-C7061A1020U | 10510 | 1 | 133922 | UV DETECTOR 120/230V SHUTTER | HONEYWELL THERMAL SOLUTIONS | C7061A1020/U | 1433.7 | 941.185 | Y | 1433.7 | 941.185 | 1433.7
HWT-C7061A1046U | 10510 | 9 | 133922 | UV DETECTOR 120V SHUTTER BH CONN | HONEYWELL THERMAL SOLUTIONS | C7061A1046/U | 1453.2 | 1354.4 | Y | 1453.2 | 1354.4 | 1453.2
HWT-C7061A1053U | 10510 | 3 | 133922 | UV DETECTOR 120V SHUTTER | HONEYWELL THERMAL SOLUTIONS | C7061A1053/U | 1433.7 | 1365.3 | Y | 1433.7 | 1365.3 | 1433.7
HWT-C7061A1053U | 166557 | 2 | 133922 | UV DETECTOR 120V SHUTTER | HONEYWELL THERMAL SOLUTIONS | C7061A1053/U | 1433.7 | 1365.3 | Y | 1433.7 | 1365.3 | 1433.7
HWT-C7061A1053U | 173042 | 1 | 133922 | UV DETECTOR 120V SHUTTER | HONEYWELL THERMAL SOLUTIONS | C7061A1053/U | 1433.7 | 712.5 | N | 1433.7 | 1365.3 | 1433.7
HWT-C7061A1053U | 175891 | 1 | 133922 | UV DETECTOR 120V SHUTTER | HONEYWELL THERMAL SOLUTIONS | C7061A1053/U | 1433.7 | 1365.3 | Y | 1433.7 | 1365.3 | 1433.7
HWT-C7915A1028U | 173042 | 2 | 133922 | IR FLAME SENSOR | HONEYWELL THERMAL SOLUTIONS | C7915A1028/U | 448.8 | 362.9666 | Y | 448.8 | 448.8 | 448.8
HWT-C7915A1028U | 175888 | 1 | 133922 | IR FLAME SENSOR | HONEYWELL THERMAL SOLUTIONS | C7915A1028/U | 448.8 | 375.46 | N | 448.8 | 448.8 | 448.8
HWT-C7915A1028U | 175891 | 0 | 133922 | IR FLAME SENSOR | HONEYWELL THERMAL SOLUTIONS | C7915A1028/U | 448.8 | 448.8 | Y | 448.8 | 448.8 | 448.8
HWT-C7915A1036U | 10510 | 2 | 133922 | IR FLAME SENSOR | HONEYWELL THERMAL SOLUTIONS | C7915A1036/U | 426.3 | 426.3 | Y | 426.3 | 426.3 | 426.3
HWT-C7915A1036U | 166559 | 1 | 133922 | IR FLAME SENSOR | HONEYWELL THERMAL SOLUTIONS | C7915A1036/U | 426.3 | 370.8 | N | 426.3 | 426.3 | 426.3
HWT-ET401A1U | 10510 | 5 | 133922 | Ignition transformer 110V UL-14kV-Unit | HONEYWELL THERMAL SOLUTIONS | ET401A1/U | 87.36 | 64.9036 | Y | 87.36 | 78 | 87.36
HWT-ET401A1U | 173042 | 17 | 133922 | Ignition transformer 110V UL-14kV-Unit | HONEYWELL THERMAL SOLUTIONS | ET401A1/U | 87.36 | 65.1 | N | 87.36 | 78 | 87.36
HWT-ET401A1U | 175891 | 1 | 133922 | Ignition transformer 110V UL-14kV-Unit | HONEYWELL THERMAL SOLUTIONS | ET401A1/U | 87.36 | 78 | Y | 87.36 | 78 | 87.36
HWT-ET401RC | 173042 | 12 | 133922 | ET401RC RAJAH | HONEYWELL THERMAL SOLUTIONS | ET401RC | 66.19 | 59.1 | Y | 66.19 | 59.1 | 66.19
HWT-L404F1060U | 10008 | 5 | 133922 | PRESSURETROL 2 - 15 SPI SPDT | HONEYWELL THERMAL SOLUTIONS | L404F1060/U | 183.12 | 160.862 | Y | 183.12 | 160.862 | 183.12
HWT-L404F1060U | 10510 | 11 | 133922 | PRESSURETROL 2 - 15 SPI SPDT | HONEYWELL THERMAL SOLUTIONS | L404F1060/U | 183.12 | 151.281 | Y | 183.12 | 160.862 | 183.12
HWT-L404F1060U | 166553 | 1 | 133922 | PRESSURETROL 2 - 15 SPI SPDT | HONEYWELL THERMAL SOLUTIONS | L404F1060/U | 183.12 | 110.59 | Y | 183.12 | 160.862 | 183.12
HWT-L404F1060U | 166559 | 1 | 133922 | PRESSURETROL 2 - 15 SPI SPDT | HONEYWELL THERMAL SOLUTIONS | L404F1060/U | 183.12 | 110.59 | Y | 183.12 | 160.862 | 183.12
HWT-L404F1060U | 166561 | 2 | 133922 | PRESSURETROL 2 - 15 SPI SPDT | HONEYWELL THERMAL SOLUTIONS | L404F1060/U | 183.12 | 145.8 | Y | 183.12 | 160.862 | 183.12
HWT-L404F1060U | 173042 | 5 | 133922 | PRESSURETROL 2 - 15 SPI SPDT | HONEYWELL THERMAL SOLUTIONS | L404F1060/U | 183.12 | 160.5 | Y | 183.12 | 160.862 | 183.12
HWT-L404F1060U | 175888 | 3 | 133922 | PRESSURETROL 2 - 15 SPI SPDT | HONEYWELL THERMAL SOLUTIONS | L404F1060/U | 183.12 | 117.0398 | N | 183.12 | 160.862 | 183.12
HWT-L404F1060U | 175890 | 3 | 133922 | PRESSURETROL 2 - 15 SPI SPDT | HONEYWELL THERMAL SOLUTIONS | L404F1060/U | 183.12 | 99.807 | Y | 183.12 | 160.862 | 183.12
HWT-L404F1060U | 175891 | 4 | 133922 | PRESSURETROL 2 - 15 SPI SPDT | HONEYWELL THERMAL SOLUTIONS | L404F1060/U | 183.12 | 138.7259 | Y | 183.12 | 160.862 | 183.12
HWT-L404F1078U | 10008 | 63 | 133922 | PRESSURETROL 5 - 50 PSI SPDT | HONEYWELL THERMAL SOLUTIONS | L404F1078/U | 196.9 | 172.9635 | Y | 196.9 | 172.9635 | 196.9
HWT-L404F1078U | 10510 | 2 | 133922 | PRESSURETROL 5 - 50 PSI SPDT | HONEYWELL THERMAL SOLUTIONS | L404F1078/U | 196.9 | 168.125 | N | 196.9 | 172.9635 | 196.9
HWT-L404F1078U | 166553 | 10 | 133922 | PRESSURETROL 5 - 50 PSI SPDT | HONEYWELL THERMAL SOLUTIONS | L404F1078/U | 196.9 | 156.6 | Y | 196.9 | 172.9635 | 196.9
HWT-L404F1078U | 166557 | 2 | 133922 | PRESSURETROL 5 - 50 PSI SPDT | HONEYWELL THERMAL SOLUTIONS | L404F1078/U | 196.9 | 117.1025 | Y | 196.9 | 172.9635 | 196.9
HWT-L404F1078U | 166561 | 2 | 133922 | PRESSURETROL 5 - 50 PSI SPDT | HONEYWELL THERMAL SOLUTIONS | L404F1078/U | 196.9 | 156.6 | Y | 196.9 | 172.9635 | 196.9
HWT-L404F1078U | 175888 | 1 | 133922 | PRESSURETROL 5 - 50 PSI SPDT | HONEYWELL THERMAL SOLUTIONS | L404F1078/U | 196.9 | 126.145 | N | 196.9 | 172.9635 | 196.9
HWT-L404F1078U | 175890 | 5 | 133922 | PRESSURETROL 5 - 50 PSI SPDT | HONEYWELL THERMAL SOLUTIONS | L404F1078/U | 196.9 | 136.085 | N | 196.9 | 172.9635 | 196.9
HWT-L404F1078U | 175891 | 5 | 133922 | PRESSURETROL 5 - 50 PSI SPDT | HONEYWELL THERMAL SOLUTIONS | L404F1078/U | 196.9 | 152.775 | Y | 196.9 | 172.9635 | 196.9
HWT-L404F1094U | 10510 | 4 | 133922 | PRESSURE SWITCH 20 - 300 PSI SPDT | HONEYWELL THERMAL SOLUTIONS | L404F1094/U | 237.22 | 196.2 | Y | 237.22 | 211.8 | 237.22
HWT-L404F1094U | 175890 | 2 | 133922 | PRESSURE SWITCH 20 - 300 PSI SPDT | HONEYWELL THERMAL SOLUTIONS | L404F1094/U | 237.22 | 211.8 | Y | 237.22 | 211.8 | 237.22
HWT-L404F1094U | 175891 | 1 | 133922 | PRESSURE SWITCH 20 - 300 PSI SPDT | HONEYWELL THERMAL SOLUTIONS | L404F1094/U | 237.22 | 211.8 | Y | 237.22 | 211.8 | 237.22
HWT-L404F1102U | 10008 | 1 | 133922 | PRESSURETOL 10 - 150 PSI SPDT | HONEYWELL THERMAL SOLUTIONS | L404F1102/U | 187 | 180.3 | Y | 187 | 180.3 | 187
HWT-L404F1102U | 10510 | 9 | 175067 | PRESSURETOL 10 - 150 PSI SPDT | CHAS.F.CONNOLLY DIST.CO | L404F1102/U | 187 | 180.3 | Y | 187 | 180.3 | 187
HWT-L404F1102U | 166553 | 1 | 175067 | PRESSURETOL 10 - 150 PSI SPDT | CHAS.F.CONNOLLY DIST.CO | L404F1102/U | 187 | 179.86 | N | 187 | 180.3 | 187
HWT-L404F1102U | 173042 | 2 | 175067 | PRESSURETOL 10 - 150 PSI SPDT | CHAS.F.CONNOLLY DIST.CO | L404F1102/U | 187 | 180.3 | Y | 187 | 180.3 | 187
HWT-L404F1102U | 175888 | 4 | 133922 | PRESSURETOL 10 - 150 PSI SPDT | HONEYWELL THERMAL SOLUTIONS | L404F1102/U | 187 | 177.3381 | Y | 187 | 180.3 | 187
HWT-L404F1102U | 175890 | 5 | 175067 | PRESSURETOL 10 - 150 PSI SPDT | CHAS.F.CONNOLLY DIST.CO | L404F1102/U | 187 | 177.3381 | Y | 187 | 180.3 | 187
HWT-L404F1102U | 175891 | 3 | 175067 | PRESSURETOL 10 - 150 PSI SPDT | CHAS.F.CONNOLLY DIST.CO | L404F1102/U | 187 | 179.86 | Y | 187 | 180.3 | 187
HWT-L404F1235U | 175891 | 1 | 133922 | PRESSURETROL W/SIPHON 20-300PSI SPDT | HONEYWELL THERMAL SOLUTIONS | L404F1235/U | 228.48 | 204.11 | N | 228.48 | 204.11 | 228.48
HWT-L404F1367U | 10008 | 2 | 133922 | PRESSURETROL 1 - 8 PSI SPDT | HONEYWELL THERMAL SOLUTIONS | L404F1367/U | 176.4 | 157.5 | N | 176.4 | 157.5 | 176.4
HWT-L404F1367U | 173042 | 1 | 133922 | PRESSURETROL 1 - 8 PSI SPDT | HONEYWELL THERMAL SOLUTIONS | L404F1367/U | 176.4 | 105.13 | N | 176.4 | 157.5 | 176.4
HWT-L404F1367U | 175891 | 2 | 133922 | PRESSURETROL 1 - 8 PSI SPDT | HONEYWELL THERMAL SOLUTIONS | L404F1367/U | 176.4 | 157.5 | Y | 176.4 | 157.5 | 176.4
HWT-L404F1383U | 10510 | 6 | 133922 | PRESSURETROL 10 - 150 PSI SPST | HONEYWELL THERMAL SOLUTIONS | L404F1383/U | 186.82 | 115.0557 | Y | 186.82 | 115.0557 | 186.82
HWT-L404V1087U | 10510 | 2 | 133922 | PRESSURETROL CONTROLLERS | HONEYWELL THERMAL SOLUTIONS | L404V1087/U | 358.18 | 239.427 | Y | 358.18 | 239.427 | 358.18
HWT-L404V1087U | 175891 | 2 | 133922 | PRESSURETROL CONTROLLERS | HONEYWELL THERMAL SOLUTIONS | L404V1087/U | 358.18 | 205.3785 | Y | 358.18 | 239.427 | 358.18
HWT-L404V1095U | 10510 | 7 | 133922 | PRESSURETROL | HONEYWELL THERMAL SOLUTIONS | L404V1095/U | 315.84 | 231.1676 | Y | 315.84 | 231.1676 | 315.84
HWT-L4079A1050U | 10510 | 5 | 133922 | PRESSURETROL 10 - 150 PSI HIGH LIMIT M/R | HONEYWELL THERMAL SOLUTIONS | L4079A1050/U | 289.3 | 225.118 | Y | 289.3 | 225.118 | 289.3
HWT-L4079A1050U | 166553 | 1 | 133922 | PRESSURETROL 10 - 150 PSI HIGH LIMIT M/R | HONEYWELL THERMAL SOLUTIONS | L4079A1050/U | 289.3 | 172.967 | N | 289.3 | 225.118 | 289.3
HWT-L4079B1033U | 10008 | 3 | 133922 | PRESSURETROL 2 - 15 PSI HIGH LIMIT M/R | HONEYWELL THERMAL SOLUTIONS | L4079B1033/U | 164 | 146.7 | Y | 164 | 158.4 | 164
HWT-L4079B1033U | 10510 | 8 | 175067 | PRESSURETROL 2 - 15 PSI HIGH LIMIT M/R | CHAS.F.CONNOLLY DIST.CO | L4079B1033/U | 164 | 146.0859 | Y | 164 | 158.4 | 164
HWT-L4079B1033U | 166561 | 1 | 175067 | PRESSURETROL 2 - 15 PSI HIGH LIMIT M/R | CHAS.F.CONNOLLY DIST.CO | L4079B1033/U | 164 | 141.3 | Y | 164 | 158.4 | 164
HWT-L4079B1033U | 173042 | 5 | 175067 | PRESSURETROL 2 - 15 PSI HIGH LIMIT M/R | CHAS.F.CONNOLLY DIST.CO | L4079B1033/U | 164 | 158.4 | Y | 164 | 158.4 | 164
HWT-L4079B1033U | 175891 | 7 | 175067 | PRESSURETROL 2 - 15 PSI HIGH LIMIT M/R | CHAS.F.CONNOLLY DIST.CO | L4079B1033/U | 164 | 149.4605 | Y | 164 | 158.4 | 164
HWT-L4079B1041U | 10510 | 1 | 175067 | PRESSURETROL 10 - 150 PSI HIGH LIMIT M/R | CHAS.F.CONNOLLY DIST.CO | L4079B1041/U | 215 | 207.6 | Y | 215 | 207.6 | 215
HWT-L4079B1041U | 173042 | 2 | 175067 | PRESSURETROL 10 - 150 PSI HIGH LIMIT M/R | CHAS.F.CONNOLLY DIST.CO | L4079B1041/U | 215 | 200.13 | Y | 215 | 207.6 | 215
HWT-L4079B1041U | 175891 | 3 | 175067 | PRESSURETROL 10 - 150 PSI HIGH LIMIT M/R | CHAS.F.CONNOLLY DIST.CO | L4079B1041/U | 215 | 207.6 | Y | 215 | 207.6 | 215
HWT-L4079B1058U | 175891 | 1 | 133922 | PRESSURETROL 5 - 50 PSI HIGH LIMIT M/R | HONEYWELL THERMAL SOLUTIONS | L4079B1058/U | 218.4 | 133.2526 | N | 218.4 | 133.2526 | 218.4
HWT-L4079B1066U | 10510 | 3 | 133922 | PRESSURETROL 20 - 300 PSI HIGH LIMIT M/R | HONEYWELL THERMAL SOLUTIONS | L4079B1066/U | 264.1 | 213.2213 | Y | 264.1 | 213.2213 | 264.1
HWT-L408J1009U | 175891 | 2 | 175067 | VAPORSTAT CONTROLLER | CHAS.F.CONNOLLY DIST.CO | L408J1009/U | 260 | 250.8 | Y | 260 | 250.8 | 260
HWT-L408J1017U | 173042 | 2 | 175067 | PRESSURETROL | CHAS.F.CONNOLLY DIST.CO | L408J1017/U | 260 | 244.6 | Y | 260 | 250.8 | 260
HWT-L408J1017U | 175891 | 1 | 175067 | PRESSURETROL | CHAS.F.CONNOLLY DIST.CO | L408J1017/U | 260 | 250.8 | Y | 260 | 250.8 | 260
HWT-L604N1009U | 10510 | 6 | 133922 | Pressuretrol SPDT 10-150 PSI | HONEYWELL THERMAL SOLUTIONS | L604N1009/U | 238.8 | 212.16 | N | 238.8 | 212.16 | 238.8
HWT-L91A1037U | 10510 | 3 | 133922 | PROPORTIONAL PRESSURE 0-15PSI FIXED DIFF | HONEYWELL THERMAL SOLUTIONS | L91A1037/U | 286.27 | 224.6439 | Y | 286.27 | 254.1 | 286.27
HWT-L91A1037U | 173042 | 1 | 133922 | PROPORTIONAL PRESSURE 0-15PSI FIXED DIFF | HONEYWELL THERMAL SOLUTIONS | L91A1037/U | 286.27 | 254.1 | N | 286.27 | 254.1 | 286.27
HWT-L91A1037U | 175891 | 2 | 133922 | PROPORTIONAL PRESSURE 0-15PSI FIXED DIFF | HONEYWELL THERMAL SOLUTIONS | L91A1037/U | 286.27 | 242.833 | Y | 286.27 | 254.1 | 286.27
HWT-L91A1052U | 10510 | 2 | 133922 | PORPORTIONAL PRESSURE 5-150PSI FIXED DIF | HONEYWELL THERMAL SOLUTIONS | L91A1052/U | 322.56 | 288 | Y | 322.56 | 288 | 322.56
HWT-L91A1052U | 175891 | 1 | 133922 | PORPORTIONAL PRESSURE 5-150PSI FIXED DIF | HONEYWELL THERMAL SOLUTIONS | L91A1052/U | 322.56 | 266.7 | Y | 322.56 | 288 | 322.56
HWT-L91A1078U | 10510 | 2 | 133922 | MODULATING PRESSURE 10-300PSI FIXED DIFF | HONEYWELL THERMAL SOLUTIONS | L91A1078/U | 357.5 | 194.985 | Y | 357.5 | 194.985 | 357.5
HWT-L91B1035U | 10510 | 7 | 133922 | PROPORTIONAL PRESSURE 0-15 PSI | HONEYWELL THERMAL SOLUTIONS | L91B1035/U | 260 | 260.24 | Y | 260 | 285.6 | 285.6
HWT-L91B1035U | 173042 | 1 | 175067 | PROPORTIONAL PRESSURE 0-15 PSI | CHAS.F.CONNOLLY DIST.CO | L91B1035/U | 260 | 285.6 | Y | 260 | 285.6 | 285.6
HWT-L91B1035U | 175891 | 2 | 175067 | PROPORTIONAL PRESSURE 0-15 PSI | CHAS.F.CONNOLLY DIST.CO | L91B1035/U | 260 | 285.6 | Y | 260 | 285.6 | 285.6
HWT-L91B1050U | 10510 | 2 | 133922 | PROPORTIONAL PRESSURE 5-150PSI | HONEYWELL THERMAL SOLUTIONS | L91B1050/U | 355.82 | 294 | Y | 355.82 | 317.7 | 355.82
HWT-L91B1050U | 175891 | 2 | 133922 | PROPORTIONAL PRESSURE 5-150PSI | HONEYWELL THERMAL SOLUTIONS | L91B1050/U | 355.82 | 317.7 | Y | 355.82 | 317.7 | 355.82
HWT-L91B1068U | 10510 | 2 | 175067 | PROPORTIONAL PRESSURETROL 10-300PSI | CHAS.F.CONNOLLY DIST.CO | L91B1068/U | 359 | 225.03 | N | 359 | 225.03 | 359
HWT-M9484E1009U | 10510 | 2 | 175067 | SERIES 2 MOD IV MOTOR | CHAS.F.CONNOLLY DIST.CO | M9484E1009/U | 998 | 539.1033 | N | 998 | 539.1033 | 998
HWT-M9484E1033U | 10510 | 2 | 133922 | Motor, Modutrol | HONEYWELL THERMAL SOLUTIONS | M9484E1033/U | 987 | 930.9 | Y | 987 | 930.9 | 987
HWT-M9484F1007U | 10510 | 2 | 133922 | MODUTROL MOTOR | HONEYWELL THERMAL SOLUTIONS | M9484F1007/U | 1207 | 898.1802 | Y | 1207 | 921.12 | 1207
HWT-M9484F1007U | 166553 | 1 | 175067 | MODUTROL MOTOR | CHAS.F.CONNOLLY DIST.CO | M9484F1007/U | 1207 | 913.8 | N | 1207 | 921.12 | 1207
HWT-M9484F1007U | 175888 | 1 | 175067 | MODUTROL MOTOR | CHAS.F.CONNOLLY DIST.CO | M9484F1007/U | 1207 | 0 | N | 1207 | 921.12 | 1207
HWT-M9484F1007U | 175891 | 3 | 175067 | MODUTROL MOTOR | CHAS.F.CONNOLLY DIST.CO | M9484F1007/U | 1207 | 921.12 | Y | 1207 | 921.12 | 1207
HWT-M9484F1031U | 166561 | 1 | 175067 | MODUTROL MOTOR | CHAS.F.CONNOLLY DIST.CO | M9484F1031/U | 1238 | 935.025 | N | 1238 | 975 | 1238
HWT-M9484F1031U | 175891 | 1 | 175067 | MODUTROL MOTOR | CHAS.F.CONNOLLY DIST.CO | M9484F1031/U | 1238 | 975 | Y | 1238 | 975 | 1238
HWT-Q179A1001U | 10008 | 2 | 133922 | GAS PILOT | HONEYWELL THERMAL SOLUTIONS | Q179A1001/U | 325.92 | 270.9 | Y | 325.92 | 270.9 | 325.92
HWT-Q179A1001U | 10510 | 1 | 133922 | GAS PILOT | HONEYWELL THERMAL SOLUTIONS | Q179A1001/U | 325.92 | 140.819 | N | 325.92 | 270.9 | 325.92
HWT-Q179A1001U | 166557 | 1 | 133922 | GAS PILOT | HONEYWELL THERMAL SOLUTIONS | Q179A1001/U | 325.92 | 167.77 | Y | 325.92 | 270.9 | 325.92
HWT-Q179A1001U | 166559 | 1 | 133922 | GAS PILOT | HONEYWELL THERMAL SOLUTIONS | Q179A1001/U | 325.92 | 194.03 | N | 325.92 | 270.9 | 325.92
HWT-Q179A1035U | 166559 | 1 | 133922 | GAS PILOT | HONEYWELL THERMAL SOLUTIONS | Q179A1035/U | 325.92 | 226.824 | N | 325.92 | 226.824 | 325.92
HWT-Q179A1035U | 175891 | 1 | 133922 | GAS PILOT | HONEYWELL THERMAL SOLUTIONS | Q179A1035/U | 325.92 | 104.35 | Y | 325.92 | 226.824 | 325.92
HWT-Q179A1050U | 10008 | 5 | 133922 | T PILOT TIP | HONEYWELL THERMAL SOLUTIONS | Q179A1050/U | 325.92 | 284.4 | Y | 325.92 | 284.4 | 325.92
HWT-Q179A1050U | 175891 | 2 | 133922 | T PILOT TIP | HONEYWELL THERMAL SOLUTIONS | Q179A1050/U | 325.92 | 274.5 | Y | 325.92 | 284.4 | 325.92
HWT-Q179A1118U | 10006 | 2 | 133922 | Pilot | HONEYWELL THERMAL SOLUTIONS | Q179A1118/U | 366.91 | 309.3 | Y | 366.91 | 327.6 | 366.91
HWT-Q179A1118U | 10008 | 2 | 133922 | Pilot | HONEYWELL THERMAL SOLUTIONS | Q179A1118/U | 366.91 | 309.3 | Y | 366.91 | 327.6 | 366.91
HWT-Q179A1118U | 10510 | 2 | 133922 | Pilot | HONEYWELL THERMAL SOLUTIONS | Q179A1118/U | 366.91 | 309.3 | Y | 366.91 | 327.6 | 366.91
HWT-Q179A1118U | 173042 | 1 | 133922 | Pilot | HONEYWELL THERMAL SOLUTIONS | Q179A1118/U | 366.91 | 327.6 | Y | 366.91 | 327.6 | 366.91
HWT-Q179A1126U | 10008 | 5 | 133922 | 1 PILOT TIP, FOR HIGH TEMPERA | HONEYWELL THERMAL SOLUTIONS | Q179A1126/U | 366.91 | 309.3 | Y | 366.91 | 309.3 | 366.91
HWT-Q179A1126U | 10510 | 2 | 133922 | 1 PILOT TIP, FOR HIGH TEMPERA | HONEYWELL THERMAL SOLUTIONS | Q179A1126/U | 366.91 | 309.3 | Y | 366.91 | 309.3 | 366.91
HWT-Q624A1014U | 10008 | 2 | 133922 | IGNITION TRANSFORMER | HONEYWELL THERMAL SOLUTIONS | Q624A1014/U | 178.42 | 120.415 | Y | 178.42 | 156.7875 | 178.42
HWT-Q624A1014U | 10510 | 3 | 133922 | IGNITION TRANSFORMER | HONEYWELL THERMAL SOLUTIONS | Q624A1014/U | 178.42 | 156.7875 | Y | 178.42 | 156.7875 | 178.42
HWT-Q624A1014U | 166553 | 2 | 133922 | IGNITION TRANSFORMER | HONEYWELL THERMAL SOLUTIONS | Q624A1014/U | 178.42 | 139.2 | Y | 178.42 | 156.7875 | 178.42
HWT-Q624A1014U | 175888 | 1 | 133922 | IGNITION TRANSFORMER | HONEYWELL THERMAL SOLUTIONS | Q624A1014/U | 178.42 | 131.3698 | N | 178.42 | 156.7875 | 178.42
HWT-Q624A1014U | 175891 | 1 | 133922 | IGNITION TRANSFORMER | HONEYWELL THERMAL SOLUTIONS | Q624A1014/U | 178.42 | 156.7875 | Y | 178.42 | 156.7875 | 178.42
HWT-Q7800A1005B | 166561 | 5 | 133922 | SUB BASE PLASTIC; PANEL MOUNT; | HONEYWELL THERMAL SOLUTIONS | Q7800A1005/B | 22.51 | 18.6 | N | 22.51 | 18.6 | 22.51
HWT-Q7800A1005U | 10008 | 6 | 133922 | SUB BASE PLASTIC; PANEL MOUNT | HONEYWELL THERMAL SOLUTIONS | Q7800A1005/U | 34.94 | 20.6294 | Y | 34.94 | 31.2 | 34.94
HWT-Q7800A1005U | 10510 | 12 | 133922 | SUB BASE PLASTIC; PANEL MOUNT | HONEYWELL THERMAL SOLUTIONS | Q7800A1005/U | 34.94 | 30.2943 | Y | 34.94 | 31.2 | 34.94
HWT-Q7800A1005U | 166553 | 1 | 133922 | SUB BASE PLASTIC; PANEL MOUNT | HONEYWELL THERMAL SOLUTIONS | Q7800A1005/U | 34.94 | 28.8 | Y | 34.94 | 31.2 | 34.94
HWT-Q7800A1005U | 166557 | 12 | 133922 | SUB BASE PLASTIC; PANEL MOUNT | HONEYWELL THERMAL SOLUTIONS | Q7800A1005/U | 34.94 | 19.8061 | N | 34.94 | 31.2 | 34.94
HWT-Q7800A1005U | 166560 | 4 | 133922 | SUB BASE PLASTIC; PANEL MOUNT | HONEYWELL THERMAL SOLUTIONS | Q7800A1005/U | 34.94 | 19.7921 | Y | 34.94 | 31.2 | 34.94
HWT-Q7800A1005U | 173042 | 3 | 133922 | SUB BASE PLASTIC; PANEL MOUNT | HONEYWELL THERMAL SOLUTIONS | Q7800A1005/U | 34.94 | 31.2 | Y | 34.94 | 31.2 | 34.94
HWT-Q7800A1005U | 175891 | 7 | 133922 | SUB BASE PLASTIC; PANEL MOUNT | HONEYWELL THERMAL SOLUTIONS | Q7800A1005/U | 34.94 | 30.937 | Y | 34.94 | 31.2 | 34.94
HWT-Q7800A2005U | 173042 | 2 | 133922 | SUB BASE PLASTIC; PANEL MOUNT; PIN | HONEYWELL THERMAL SOLUTIONS | Q7800A2005/U | 34.94 | 31.2 | Y | 34.94 | 31.2 | 34.94
HWT-Q7800B1003U | 10008 | 2 | 133922 | SUB BASE METAL; WALL MOUNT; | HONEYWELL THERMAL SOLUTIONS | Q7800B1003/U | 34.94 | 28.8 | Y | 34.94 | 29.6826 | 34.94
HWT-Q7800B1003U | 10510 | 12 | 133922 | SUB BASE METAL; WALL MOUNT; | HONEYWELL THERMAL SOLUTIONS | Q7800B1003/U | 34.94 | 29.6826 | Y | 34.94 | 29.6826 | 34.94
HWT-Q7800B1003U | 175891 | 1 | 133922 | SUB BASE METAL; WALL MOUNT; | HONEYWELL THERMAL SOLUTIONS | Q7800B1003/U | 34.94 | 29.6826 | Y | 34.94 | 29.6826 | 34.94
HWT-Q7800B1011U | 166561 | 1 | 133922 | SUB BASE METAL; WALL MOUNT; 3 | HONEYWELL THERMAL SOLUTIONS | Q7800B1011/U | 34.94 | 18.34 | N | 34.94 | 18.34 | 34.94
HWT-R1298020U | 10510 | 36 | 133922 | CABLE-FLAME ROD LEAD ONLY; RATED AT 400 | HONEYWELL THERMAL SOLUTIONS | R1298020/U | 6.759 | 6.759 | Y | 6.759 | 6.759 | 6.759
HWT-R7847A1025U | 10008 | 3 | 133922 | STD RECT. AMP 0.8/1.0S | HONEYWELL THERMAL SOLUTIONS | R7847A1025/U | 226.8 | 198.4 | Y | 226.8 | 198.4 | 226.8
HWT-R7847A1025U | 10510 | 11 | 133922 | STD RECT. AMP 0.8/1.0S | HONEYWELL THERMAL SOLUTIONS | R7847A1025/U | 226.8 | 184.919 | Y | 226.8 | 198.4 | 226.8
HWT-R7847A1025U | 166561 | 1 | 133922 | STD RECT. AMP 0.8/1.0S | HONEYWELL THERMAL SOLUTIONS | R7847A1025/U | 226.8 | 187.2 | N | 226.8 | 198.4 | 226.8
HWT-R7847A1025U | 173042 | 4 | 133922 | STD RECT. AMP 0.8/1.0S | HONEYWELL THERMAL SOLUTIONS | R7847A1025/U | 226.8 | 137.32 | N | 226.8 | 198.4 | 226.8
HWT-R7847A1025U | 175891 | 6 | 133922 | STD RECT. AMP 0.8/1.0S | HONEYWELL THERMAL SOLUTIONS | R7847A1025/U | 226.8 | 178.2594 | Y | 226.8 | 198.4 | 226.8
HWT-R7847A1033U | 10008 | 3 | 133922 | STD RECT. AMP 3.0/2.0S | HONEYWELL THERMAL SOLUTIONS | R7847A1033/U | 226.8 | 197.82 | Y | 226.8 | 199.3287 | 226.8
HWT-R7847A1033U | 10510 | 11 | 133922 | STD RECT. AMP 3.0/2.0S | HONEYWELL THERMAL SOLUTIONS | R7847A1033/U | 226.8 | 197.8924 | Y | 226.8 | 199.3287 | 226.8
HWT-R7847A1033U | 173042 | 8 | 133922 | STD RECT. AMP 3.0/2.0S | HONEYWELL THERMAL SOLUTIONS | R7847A1033/U | 226.8 | 199.3287 | Y | 226.8 | 199.3287 | 226.8
HWT-R7847A1033U | 175891 | 9 | 133922 | STD RECT. AMP 3.0/2.0S | HONEYWELL THERMAL SOLUTIONS | R7847A1033/U | 226.8 | 197.7328 | Y | 226.8 | 199.3287 | 226.8
HWT-R7847A1082U | 10510 | 1 | 133922 | STD RECT. AMP 3.0/2.0S; LLW; | HONEYWELL THERMAL SOLUTIONS | R7847A1082/U | 226.8 | 202.5 | Y | 226.8 | 202.5 | 226.8
HWT-R7847A1082U | 175891 | 2 | 133922 | STD RECT. AMP 3.0/2.0S; LLW; | HONEYWELL THERMAL SOLUTIONS | R7847A1082/U | 226.8 | 201.0563 | Y | 226.8 | 202.5 | 226.8
HWT-R7847B1023U | 10510 | 3 | 133922 | A-CHK RECT. AMP 0.8/1.0S | HONEYWELL THERMAL SOLUTIONS | R7847B1023/U | 650.16 | 509.907 | Y | 650.16 | 509.907 | 650.16
HWT-R7847B1031U | 10510 | 3 | 133922 | A-CHK RECT. AMP 3.0/2.0S | HONEYWELL THERMAL SOLUTIONS | R7847B1031/U | 650.16 | 514.6333 | Y | 650.16 | 514.6333 | 650.16
HWT-R7847C1005U | 10510 | 1 | 133922 | S-CHK RECT. AMP 3.0/2.0S; C70 | HONEYWELL THERMAL SOLUTIONS | R7847C1005/U | 492.24 | 422.7 | Y | 492.24 | 422.7 | 492.24
HWT-R7847C1005U | 166559 | 1 | 133922 | S-CHK RECT. AMP 3.0/2.0S; C70 | HONEYWELL THERMAL SOLUTIONS | R7847C1005/U | 492.24 | 422.7 | N | 492.24 | 422.7 | 492.24
HWT-R7847C1005U | 166561 | 2 | 133922 | S-CHK RECT. AMP 3.0/2.0S; C70 | HONEYWELL THERMAL SOLUTIONS | R7847C1005/U | 492.24 | 406.5 | N | 492.24 | 422.7 | 492.24
HWT-R7847C1005U | 175891 | 3 | 133922 | S-CHK RECT. AMP 3.0/2.0S; C70 | HONEYWELL THERMAL SOLUTIONS | R7847C1005/U | 492.24 | 387.18 | Y | 492.24 | 422.7 | 492.24
HWT-R7848A1008U | 10510 | 1 | 133676 | STD IR AMP 3.0/2.0S; C7015 | REFRIGERATION-HEATING, INC. | R7848A1008 | 407.97 | 407.97 | Y | 407.97 | 407.97 | 407.97
HWT-R7849A1015U | 10510 | 7 | 133922 | STD UV AMP 0.8/1.0S; C7027 | HONEYWELL THERMAL SOLUTIONS | R7849A1015/U | 226.8 | 178.3954 | Y | 226.8 | 194.7 | 226.8
HWT-R7849A1015U | 166557 | 2 | 133922 | STD UV AMP 0.8/1.0S; C7027 | HONEYWELL THERMAL SOLUTIONS | R7849A1015/U | 226.8 | 145.93 | N | 226.8 | 194.7 | 226.8
HWT-R7849A1015U | 166559 | 2 | 133922 | STD UV AMP 0.8/1.0S; C7027 | HONEYWELL THERMAL SOLUTIONS | R7849A1015/U | 226.8 | 194.7 | N | 226.8 | 194.7 | 226.8
HWT-R7849A1015U | 166561 | 3 | 133922 | STD UV AMP 0.8/1.0S; C7027 | HONEYWELL THERMAL SOLUTIONS | R7849A1015/U | 226.8 | 153.03 | N | 226.8 | 194.7 | 226.8
HWT-R7849A1015U | 173042 | 3 | 133922 | STD UV AMP 0.8/1.0S; C7027 | HONEYWELL THERMAL SOLUTIONS | R7849A1015/U | 226.8 | 182.56 | Y | 226.8 | 194.7 | 226.8
HWT-R7849A1015U | 175888 | 1 | 133922 | STD UV AMP 0.8/1.0S; C7027 | HONEYWELL THERMAL SOLUTIONS | R7849A1015/U | 226.8 | 164.5316 | N | 226.8 | 194.7 | 226.8
HWT-R7849A1015U | 175891 | 11 | 133922 | STD UV AMP 0.8/1.0S; C7027 | HONEYWELL THERMAL SOLUTIONS | R7849A1015/U | 226.8 | 180.8719 | Y | 226.8 | 194.7 | 226.8
HWT-R7849A1023B | 10008 | 6 | 133922 | STD UV AMP 3.0/2.0S; C7027 | HONEYWELL THERMAL SOLUTIONS | R7849A1023/B | 134.74 | 122.34 | Y | 134.74 | 187.2 | 187.2
HWT-R7849A1023B | 173042 | 15 | 133922 | STD UV AMP 3.0/2.0S; C7027 | HONEYWELL THERMAL SOLUTIONS | R7849A1023/B | 134.74 | 120.3 | Y | 134.74 | 187.2 | 187.2
HWT-R7849A1023B | 175888 | 1 | 133922 | STD UV AMP 3.0/2.0S; C7027 | HONEYWELL THERMAL SOLUTIONS | R7849A1023/B | 134.74 | 187.2 | N | 134.74 | 187.2 | 187.2
HWT-R7849A1023B | 175891 | 14 | 133922 | STD UV AMP 3.0/2.0S; C7027 | HONEYWELL THERMAL SOLUTIONS | R7849A1023/B | 134.74 | 120.0514 | Y | 134.74 | 187.2 | 187.2
HWT-R7849A1023U | 10510 | 8 | 133922 | STD UV AMP 3.0/2.0S: C7027 | HONEYWELL THERMAL SOLUTIONS | R7849A1023/U | 226.8 | 202.2029 | Y | 226.8 | 202.2029 | 226.8
HWT-R7849A1023U | 166553 | 1 | 133922 | STD UV AMP 3.0/2.0S: C7027 | HONEYWELL THERMAL SOLUTIONS | R7849A1023/U | 226.8 | 202.2029 | N | 226.8 | 202.2029 | 226.8
HWT-R7849A1023U | 173042 | 8 | 133922 | STD UV AMP 3.0/2.0S: C7027 | HONEYWELL THERMAL SOLUTIONS | R7849A1023/U | 226.8 | 194.7 | N | 226.8 | 202.2029 | 226.8
HWT-R7849B1021U | 10510 | 4 | 133922 | Amplifier | HONEYWELL THERMAL SOLUTIONS | R7849B1021/U | 353.14 | 299.275 | Y | 353.14 | 325.6 | 353.14
HWT-R7849B1021U | 166553 | 2 | 133922 | Amplifier | HONEYWELL THERMAL SOLUTIONS | R7849B1021/U | 353.14 | 291.6 | N | 353.14 | 325.6 | 353.14
HWT-R7849B1021U | 166559 | 6 | 133922 | Amplifier | HONEYWELL THERMAL SOLUTIONS | R7849B1021/U | 353.14 | 295.5 | N | 353.14 | 325.6 | 353.14
HWT-R7849B1021U | 166561 | 2 | 133922 | Amplifier | HONEYWELL THERMAL SOLUTIONS | R7849B1021/U | 353.14 | 291.6 | N | 353.14 | 325.6 | 353.14
HWT-R7849B1021U | 173042 | 1 | 133922 | Amplifier | HONEYWELL THERMAL SOLUTIONS | R7849B1021/U | 353.14 | 325.6 | N | 353.14 | 325.6 | 353.14
HWT-R7851B1000U | 10510 | 2 | 133922 | A-CHK SSUV AMP 3.0/2.0S; C792 | HONEYWELL THERMAL SOLUTIONS | R7851B1000/U | 233.86 | 204.75 | Y | 233.86 | 204.75 | 233.86
HWT-R7851B1000U | 175891 | 1 | 133922 | A-CHK SSUV AMP 3.0/2.0S; C792 | HONEYWELL THERMAL SOLUTIONS | R7851B1000/U | 233.86 | 200.7 | Y | 233.86 | 204.75 | 233.86
HWT-R7851B1018U | 175891 | 1 | 133922 | A-CHK SSUV AMP 0.8/1.0S; C7927; NO CE | HONEYWELL THERMAL SOLUTIONS | R7851B1018/U | 233.86 | 163.3 | N | 233.86 | 163.3 | 233.86
HWT-R7851C1008U | 166561 | 1 | 133922 | S-CHK SSUV AMP 3.0/2.0S; C7961 | HONEYWELL THERMAL SOLUTIONS | R7851C1008/U | 754.32 | 330.828 | N | 754.32 | 330.828 | 754.32
HWT-R7852A1001U | 10510 | 3 | 133922 | STD IR AMP 3.0/2.0S; C7915 | HONEYWELL THERMAL SOLUTIONS | R7852A1001/U | 306.1 | 209.428 | Y | 306.1 | 248.056 | 306.1
HWT-R7852A1001U | 166559 | 1 | 133922 | STD IR AMP 3.0/2.0S; C7915 | HONEYWELL THERMAL SOLUTIONS | R7852A1001/U | 306.1 | 206.962 | N | 306.1 | 248.056 | 306.1
HWT-R7852A1001U | 166561 | 2 | 133922 | STD IR AMP 3.0/2.0S; C7915 | HONEYWELL THERMAL SOLUTIONS | R7852A1001/U | 306.1 | 213.085 | N | 306.1 | 248.056 | 306.1
HWT-R7852A1001U | 173042 | 2 | 133922 | STD IR AMP 3.0/2.0S; C7915 | HONEYWELL THERMAL SOLUTIONS | R7852A1001/U | 306.1 | 248.056 | N | 306.1 | 248.056 | 306.1
HWT-R7852A1001U | 175888 | 1 | 133922 | STD IR AMP 3.0/2.0S; C7915 | HONEYWELL THERMAL SOLUTIONS | R7852A1001/U | 306.1 | 223.0347 | N | 306.1 | 248.056 | 306.1
HWT-R7852A1001U | 175891 | 1 | 133922 | STD IR AMP 3.0/2.0S; C7915 | HONEYWELL THERMAL SOLUTIONS | R7852A1001/U | 306.1 | 229.6693 | Y | 306.1 | 248.056 | 306.1
HWT-R7861A1026U | 10008 | 4 | 133922 | S-CHK UV AMP 3.0/2.0S; C7061 | HONEYWELL THERMAL SOLUTIONS | R7861A1026/U | 596.06 | 501.9 | Y | 596.06 | 532.2 | 596.06
HWT-R7861A1026U | 10510 | 6 | 133922 | S-CHK UV AMP 3.0/2.0S; C7061 | HONEYWELL THERMAL SOLUTIONS | R7861A1026/U | 596.06 | 532.2 | Y | 596.06 | 532.2 | 596.06
HWT-R7861A1026U | 166557 | 1 | 133922 | S-CHK UV AMP 3.0/2.0S; C7061 | HONEYWELL THERMAL SOLUTIONS | R7861A1026/U | 596.06 | 511.8 | Y | 596.06 | 532.2 | 596.06
HWT-R7861A1026U | 175891 | 3 | 133922 | S-CHK UV AMP 3.0/2.0S; C7061 | HONEYWELL THERMAL SOLUTIONS | R7861A1026/U | 596.06 | 511.8 | Y | 596.06 | 532.2 | 596.06
HWT-R8001A1001U | 166559 | 1 | 133922 | SLATE BASE MODULE | HONEYWELL THERMAL SOLUTIONS | R8001A1001/U | 693.84 | 570.002 | N | 693.84 | 570.002 | 693.84
HWT-R8001B2001U | 166559 | 2 | 133922 | BURNER CONTROL MODULE | HONEYWELL THERMAL SOLUTIONS | R8001B2001/U | 395.81 | 325.201 | N | 395.81 | 325.201 | 395.81
HWT-R8001C6001U | 166559 | 1 | 133922 | FUEL AIR RATIO CONTROL | HONEYWELL THERMAL SOLUTIONS | R8001C6001/U | 494.93 | 377.832 | N | 494.93 | 377.832 | 494.93
HWT-R8001D4001U | 166559 | 1 | 133922 | DISCRETE I/O MODULES | HONEYWELL THERMAL SOLUTIONS | R8001D4001/U | 395.81 | 325.196 | N | 395.81 | 325.196 | 395.81
HWT-R8001F1041U | 10008 | 2 | 133922 | FLAME AMPLIFIER INFARED | HONEYWELL THERMAL SOLUTIONS | R8001F1041/U | 346.42 | 226.36 | N | 346.42 | 226.36 | 346.42
HWT-R8001F1041U | 166559 | 3 | 133922 | FLAME AMPLIFIER INFARED | HONEYWELL THERMAL SOLUTIONS | R8001F1041/U | 346.42 | 221.3433 | N | 346.42 | 226.36 | 346.42
HWT-R8001F1091U | 10008 | 2 | 133922 | SLATE FLAME AMP | HONEYWELL THERMAL SOLUTIONS | R8001F1091/U | 297.36 | 194.02 | N | 297.36 | 194.02 | 297.36
HWT-R8001F1091U | 166559 | 3 | 133922 | SLATE FLAME AMP | HONEYWELL THERMAL SOLUTIONS | R8001F1091/U | 297.36 | 189.72 | N | 297.36 | 194.02 | 297.36
HWT-R8001M1050 | 166559 | 4 | 133922 | SLATE COMM 50 IN/LB ACTUATOR | HONEYWELL THERMAL SOLUTIONS | R8001M1050 | 486.19 | 276.81 | N | 486.19 | 276.81 | 486.19
HWT-R8001M1150 | 10008 | 5 | 133922 | SLATE COMM 150 IN/LB ACTUATOR | HONEYWELL THERMAL SOLUTIONS | R8001M1150 | 594.05 | 401.0133 | N | 594.05 | 401.4166 | 594.05
HWT-R8001M1150 | 166559 | 6 | 133922 | SLATE COMM 150 IN/LB ACTUATOR | HONEYWELL THERMAL SOLUTIONS | R8001M1150 | 594.05 | 401.4166 | N | 594.05 | 401.4166 | 594.05
HWT-R8001M4050 | 10008 | 3 | 133922 | SLATE INDSTRL 50 IN/LB ACTUATOR | HONEYWELL THERMAL SOLUTIONS | R8001M4050 | 810.1 | 521.33 | N | 810.1 | 521.33 | 810.1
HWT-R8001M4050 | 166559 | 3 | 133922 | SLATE INDSTRL 50 IN/LB ACTUATOR | HONEYWELL THERMAL SOLUTIONS | R8001M4050 | 810.1 | 521.33 | N | 810.1 | 521.33 | 810.1
HWT-R8001M4150 | 10008 | 3 | 133922 | SLATE INDSTRL 150 IN/LB ACTUATOR | HONEYWELL THERMAL SOLUTIONS | R8001M4150 | 939.79 | 634.9775 | N | 939.79 | 634.9775 | 939.79
HWT-R8001M4150 | 166559 | 3 | 133922 | SLATE INDSTRL 150 IN/LB ACTUATOR | HONEYWELL THERMAL SOLUTIONS | R8001M4150 | 939.79 | 604.74 | N | 939.79 | 634.9775 | 939.79
HWT-R8001S1051U | 166559 | 1 | 133922 | FLAME AMPLIFIER UV SHUTTER | HONEYWELL THERMAL SOLUTIONS | R8001S1051/U | 395.81 | 302.016 | N | 395.81 | 302.016 | 395.81
HWT-R8001S1071U | 10008 | 1 | 133922 | SLATE FLAME AMP | HONEYWELL THERMAL SOLUTIONS | R8001S1071/U | 297.36 | 194.02 | N | 297.36 | 194.02 | 297.36
HWT-R8001S1071U | 166559 | 1 | 133922 | SLATE FLAME AMP | HONEYWELL THERMAL SOLUTIONS | R8001S1071/U | 297.36 | 181.12 | N | 297.36 | 194.02 | 297.36
HWT-R8001S9001U | 166559 | 1 | 133922 | SUBBASE ASSEMBLY | HONEYWELL THERMAL SOLUTIONS | R8001S9001/U | 49.39 | 37.752 | N | 49.39 | 37.752 | 49.39
HWT-R8001V1031U | 10008 | 1 | 133922 | FLAME AMPLIFIER UV/FLAME ROD | HONEYWELL THERMAL SOLUTIONS | R8001V1031/U | 247.97 | 182.8567 | N | 247.97 | 182.8567 | 247.97
HWT-R8001V1031U | 166559 | 1 | 133922 | FLAME AMPLIFIER UV/FLAME ROD | HONEYWELL THERMAL SOLUTIONS | R8001V1031/U | 247.97 | 181.802 | N | 247.97 | 182.8567 | 247.97
HWT-RM7800E1010U | 10008 | 1 | 133922 | BURNER MOD FULL; ESP; S7800; 120V; UL | HONEYWELL THERMAL SOLUTIONS | RM7800E1010/U | 2780.74 | 2387.4 | Y | 2780.74 | 2387.4 | 2780.74
HWT-RM7800L1012U | 10008 | 3 | 133922 | BURNER MOD FULL; S7800; 120V; | HONEYWELL THERMAL SOLUTIONS | RM7800L1012/U | 2811.31 | 2237.892 | Y | 2811.31 | 2413.5 | 2811.31
HWT-RM7800L1012U | 175888 | 1 | 133922 | BURNER MOD FULL; S7800; 120V; | HONEYWELL THERMAL SOLUTIONS | RM7800L1012/U | 2811.31 | 2320.8 | N | 2811.31 | 2413.5 | 2811.31
HWT-RM7800L1012U | 175891 | 2 | 133922 | BURNER MOD FULL; S7800; 120V; | HONEYWELL THERMAL SOLUTIONS | RM7800L1012/U | 2811.31 | 2413.5 | Y | 2811.31 | 2413.5 | 2811.31
HWT-RM7800L1053U | 175891 | 2 | 133922 | BURNER MOD FULL; S7800; 120V; | HONEYWELL THERMAL SOLUTIONS | RM7800L1053/U | 2678.59 | 2176.23 | Y | 2678.59 | 2176.23 | 2678.59
HWT-RM7800M1011U | 175891 | 2 | 133922 | BURNER MOD ON/OFF; S7800; 120V | HONEYWELL THERMAL SOLUTIONS | RM7800M1011/U | 2389.97 | 1831.752 | Y | 2389.97 | 1831.752 | 2389.97
HWT-RM7823A1016U | 10510 | 2 | 133922 | FLAME SWITCH; 2X SPDT; 120V; C | HONEYWELL THERMAL SOLUTIONS | RM7823A1016/U | 439.49 | 392.4 | Y | 439.49 | 439.49 | 439.49
HWT-RM7823A1016U | 175891 | 2 | 133922 | FLAME SWITCH; 2X SPDT; 120V; C | HONEYWELL THERMAL SOLUTIONS | RM7823A1016/U | 439.49 | 439.49 | Y | 439.49 | 439.49 | 439.49
HWT-RM7838A1014U | 10510 | 3 | 133922 | BURNER MOD MAN-S/S; S7800; 120 | HONEYWELL THERMAL SOLUTIONS | RM7838A1014/U | 1543.25 | 1140.75 | Y | 1543.25 | 1273.8 | 1543.25
HWT-RM7838A1014U | 175891 | 2 | 133922 | BURNER MOD MAN-S/S; S7800; 120 | HONEYWELL THERMAL SOLUTIONS | RM7838A1014/U | 1543.25 | 1273.8 | Y | 1543.25 | 1273.8 | 1543.25
HWT-RM7838B1013U | 10510 | 3 | 133922 | BURNER MOD MAN-S/S; S7800; 120 | HONEYWELL THERMAL SOLUTIONS | RM7838B1013/U | 1666.22 | 1342.7767 | Y | 1666.22 | 1375.5 | 1666.22
HWT-RM7838B1013U | 175891 | 2 | 133922 | BURNER MOD MAN-S/S; S7800; 120 | HONEYWELL THERMAL SOLUTIONS | RM7838B1013/U | 1666.22 | 1375.5 | Y | 1666.22 | 1375.5 | 1666.22
HWT-RM7840G1014U | 10510 | 2 | 133922 | BURNER MOD FULL; LF; 120V; UL | HONEYWELL THERMAL SOLUTIONS | RM7840G1014/U | 1945.78 | 1593.095 | Y | 1945.78 | 1593.095 | 1945.78
HWT-RM7840G1014U | 175891 | 1 | 133922 | BURNER MOD FULL; LF; 120V; UL | HONEYWELL THERMAL SOLUTIONS | RM7840G1014/U | 1945.78 | 1517.6968 | Y | 1945.78 | 1593.095 | 1945.78
HWT-RM7840G1022U | 10510 | 7 | 133922 | BURNER MOD FULL; LF; 120V; VPS | HONEYWELL THERMAL SOLUTIONS | RM7840G1022/U | 1964.93 | 1247.8517 | Y | 1964.93 | 1654.5 | 1964.93
HWT-RM7840G1022U | 175891 | 3 | 133922 | BURNER MOD FULL; LF; 120V; VPS | HONEYWELL THERMAL SOLUTIONS | RM7840G1022/U | 1964.93 | 1654.5 | Y | 1964.93 | 1654.5 | 1964.93
HWT-RM7840L1018U | 10510 | 2 | 133922 | BURNER MOD FULL; 120V; UL | HONEYWELL THERMAL SOLUTIONS | RM7840L1018/U | 2363.76 | 2029.2 | Y | 2363.76 | 2063.075 | 2363.76
HWT-RM7840L1018U | 166553 | 1 | 133922 | BURNER MOD FULL; 120V; UL | HONEYWELL THERMAL SOLUTIONS | RM7840L1018/U | 2363.76 | 1828.5471 | N | 2363.76 | 2063.075 | 2363.76
HWT-RM7840L1018U | 166557 | 2 | 133922 | BURNER MOD FULL; 120V; UL | HONEYWELL THERMAL SOLUTIONS | RM7840L1018/U | 2363.76 | 1951.2007 | N | 2363.76 | 2063.075 | 2363.76
HWT-RM7840L1018U | 166561 | 2 | 133922 | BURNER MOD FULL; 120V; UL | HONEYWELL THERMAL SOLUTIONS | RM7840L1018/U | 2363.76 | 1951.2 | N | 2363.76 | 2063.075 | 2363.76
HWT-RM7840L1018U | 175888 | 1 | 133922 | BURNER MOD FULL; 120V; UL | HONEYWELL THERMAL SOLUTIONS | RM7840L1018/U | 2363.76 | 1828.5471 | N | 2363.76 | 2063.075 | 2363.76
HWT-RM7840L1018U | 175891 | 5 | 133922 | BURNER MOD FULL; 120V; UL | HONEYWELL THERMAL SOLUTIONS | RM7840L1018/U | 2363.76 | 2063.075 | Y | 2363.76 | 2063.075 | 2363.76
HWT-RM7840L1026U | 10008 | 3 | 133922 | BURNER MOD FULL; INTERR.PILOT; | HONEYWELL THERMAL SOLUTIONS | RM7840L1026/U | 2251.54 | 1823.7375 | Y | 2251.54 | 1823.7375 | 2251.54
HWT-RM7840L1075U | 10510 | 6 | 133922 | BURNER MOD FULL; 120V; VPS; UL | HONEYWELL THERMAL SOLUTIONS | RM7840L1075/U | 2341.25 | 1886.9327 | Y | 2341.25 | 1886.9327 | 2341.25
HWT-RM7840L1075U | 173042 | 17 | 133787 | BURNER MOD FULL; 120V; VPS; UL | EBAY | HWT-RM7840L1075U | 2010 | 686.1422 | Y | 2341.25 | 1886.9327 | 2341.25
HWT-RM7840L1075U | 175891 | 8 | 133922 | BURNER MOD FULL; 120V; VPS; UL | HONEYWELL THERMAL SOLUTIONS | RM7840L1075/U | 2341.25 | 1876.8029 | Y | 2341.25 | 1886.9327 | 2341.25
HWT-RM7840M1017U | 10510 | 3 | 133922 | BURNER MOD FULL; RUNNING ILK; | HONEYWELL THERMAL SOLUTIONS | RM7840M1017/U | 1724.35 | 1539.6 | Y | 1724.35 | 1539.6 | 1724.35
HWT-RM7840M1017U | 175891 | 2 | 133922 | BURNER MOD FULL; RUNNING ILK; | HONEYWELL THERMAL SOLUTIONS | RM7840M1017/U | 1724.35 | 1265.955 | Y | 1724.35 | 1539.6 | 1724.35
HWT-RM7845A1001U | 10008 | 1 | 133922 | Burner Control | HONEYWELL THERMAL SOLUTIONS | RM7845A1001/U | 1818.43 | 1370.7938 | N | 1818.43 | 1501.2 | 1818.43
HWT-RM7845A1001U | 175891 | 1 | 133922 | Burner Control | HONEYWELL THERMAL SOLUTIONS | RM7845A1001/U | 1818.43 | 1501.2 | Y | 1818.43 | 1501.2 | 1818.43
HWT-RM7885A1015U | 10510 | 3 | 133922 | BURNER MOD MAN-S/S; 120V; UL | HONEYWELL THERMAL SOLUTIONS | RM7885A1015/U | 523.82 | 319.644 | Y | 523.82 | 449.59 | 523.82
HWT-RM7885A1015U | 175888 | 1 | 133922 | BURNER MOD MAN-S/S; 120V; UL | HONEYWELL THERMAL SOLUTIONS | RM7885A1015/U | 523.82 | 449.59 | Y | 523.82 | 449.59 | 523.82
HWT-RM7885A1015U | 175891 | 1 | 133922 | BURNER MOD MAN-S/S; 120V; UL | HONEYWELL THERMAL SOLUTIONS | RM7885A1015/U | 523.82 | 432.3 | N | 523.82 | 449.59 | 523.82
HWT-RM7890A1015U | 10008 | 5 | 133922 | Honeywell Automatic Primary Control 120V | HONEYWELL THERMAL SOLUTIONS | RM7890A1015/U | 476.78 | 413.8508 | Y | 476.78 | 425.7 | 476.78
HWT-RM7890A1015U | 10510 | 5 | 133922 | Honeywell Automatic Primary Control 120V | HONEYWELL THERMAL SOLUTIONS | RM7890A1015/U | 476.78 | 412.1927 | Y | 476.78 | 425.7 | 476.78
HWT-RM7890A1015U | 166553 | 1 | 133922 | Honeywell Automatic Primary Control 120V | HONEYWELL THERMAL SOLUTIONS | RM7890A1015/U | 476.78 | 393.6 | N | 476.78 | 425.7 | 476.78
HWT-RM7890A1015U | 173042 | 4 | 133922 | Honeywell Automatic Primary Control 120V | HONEYWELL THERMAL SOLUTIONS | RM7890A1015/U | 476.78 | 425.7 | Y | 476.78 | 425.7 | 476.78
HWT-RM7890A1015U | 175891 | 6 | 133922 | Honeywell Automatic Primary Control 120V | HONEYWELL THERMAL SOLUTIONS | RM7890A1015/U | 476.78 | 404.9455 | Y | 476.78 | 425.7 | 476.78
HWT-RM7890A1031U | 10510 | 4 | 133922 | BURNER MOD PRIMARY; 120V; NO S | HONEYWELL THERMAL SOLUTIONS | RM7890A1031/U | 476.78 | 421.1898 | Y | 476.78 | 421.1898 | 476.78
HWT-RM7890A1031U | 175891 | 2 | 133922 | BURNER MOD PRIMARY; 120V; NO S | HONEYWELL THERMAL SOLUTIONS | RM7890A1031/U | 476.78 | 393.37 | Y | 476.78 | 421.1898 | 476.78
HWT-RM7890A1056U | 173042 | 2 | 133922 | BURNR MOD PRMARY; 120V; VPS; N | HONEYWELL THERMAL SOLUTIONS | RM7890A1056/U | 483.84 | 432 | Y | 483.84 | 432 | 483.84
HWT-RM7890B1014U | 10008 | 1 | 133922 | BURNER MOD PRIMARY; 120V; UL | HONEYWELL THERMAL SOLUTIONS | RM7890B1014/U | 499.97 | 383.448 | Y | 499.97 | 383.448 | 499.97
HWT-RM7890B1014U | 10510 | 3 | 133922 | BURNER MOD PRIMARY; 120V; UL | HONEYWELL THERMAL SOLUTIONS | RM7890B1014/U | 499.97 | 371.665 | Y | 499.97 | 383.448 | 499.97
HWT-RM7890B1014U | 166559 | 1 | 133922 | BURNER MOD PRIMARY; 120V; UL | HONEYWELL THERMAL SOLUTIONS | RM7890B1014/U | 499.97 | 310.5 | Y | 499.97 | 383.448 | 499.97
HWT-RM7890B1048U | 10510 | 6 | 133922 | BURNER MOD PRIMARY; 120V; VPS; | HONEYWELL THERMAL SOLUTIONS | RM7890B1048/U | 507.36 | 430 | Y | 507.36 | 430 | 507.36
HWT-RM7890B1048U | 166561 | 2 | 133922 | BURNER MOD PRIMARY; 120V; VPS; | HONEYWELL THERMAL SOLUTIONS | RM7890B1048/U | 507.36 | 418.8 | N | 507.36 | 430 | 507.36
HWT-RM7890B1048U | 173042 | 4 | 133922 | BURNER MOD PRIMARY; 120V; VPS; | HONEYWELL THERMAL SOLUTIONS | RM7890B1048/U | 507.36 | 407.7494 | N | 507.36 | 430 | 507.36
HWT-RM7890B1048U | 175891 | 7 | 133922 | BURNER MOD PRIMARY; 120V; VPS; | HONEYWELL THERMAL SOLUTIONS | RM7890B1048/U | 507.36 | 399.0129 | Y | 507.36 | 430 | 507.36
HWT-RM7895A1014U | 10008 | 1 | 133922 | BURNER MOD PRIMARY; PURGE; 120V; UL | HONEYWELL THERMAL SOLUTIONS | RM7895A1014/U | 635.38 | 540.15 | Y | 635.38 | 567.3 | 635.38
HWT-RM7895A1014U | 10510 | 7 | 133922 | BURNER MOD PRIMARY; PURGE; 120V; UL | HONEYWELL THERMAL SOLUTIONS | RM7895A1014/U | 635.38 | 564.354 | Y | 635.38 | 567.3 | 635.38
HWT-RM7895A1014U | 166553 | 2 | 133922 | BURNER MOD PRIMARY; PURGE; 120V; UL | HONEYWELL THERMAL SOLUTIONS | RM7895A1014/U | 635.38 | 540.15 | Y | 635.38 | 567.3 | 635.38
HWT-RM7895A1014U | 166557 | 1 | 133922 | BURNER MOD PRIMARY; PURGE; 120V; UL | HONEYWELL THERMAL SOLUTIONS | RM7895A1014/U | 635.38 | 545.4 | Y | 635.38 | 567.3 | 635.38
HWT-RM7895A1014U | 173042 | 3 | 133922 | BURNER MOD PRIMARY; PURGE; 120V; UL | HONEYWELL THERMAL SOLUTIONS | RM7895A1014/U | 635.38 | 567.3 | Y | 635.38 | 567.3 | 635.38
HWT-RM7895A1014U | 175891 | 11 | 133922 | BURNER MOD PRIMARY; PURGE; 120V; UL | HONEYWELL THERMAL SOLUTIONS | RM7895A1014/U | 635.38 | 565.9198 | Y | 635.38 | 567.3 | 635.38
HWT-RM7895A1048U | 10510 | 3 | 133922 | BURNR MOD PRMARY; E.SP.T; PRGE | HONEYWELL THERMAL SOLUTIONS | RM7895A1048/U | 617.23 | 457.989 | Y | 617.23 | 493.8945 | 617.23
HWT-RM7895A1048U | 175891 | 2 | 133922 | BURNR MOD PRMARY; E.SP.T; PRGE | HONEYWELL THERMAL SOLUTIONS | RM7895A1048/U | 617.23 | 493.8945 | Y | 617.23 | 493.8945 | 617.23
HWT-RM7895A2014U | 173042 | 1 | 133922 | BURNER MOD PRIMARY; PURGE; 120V; UL | HONEYWELL THERMAL SOLUTIONS | RM7895A2014/U | 635.38 | 480.48 | N | 635.38 | 480.48 | 635.38
HWT-RM7895B1013U | 10510 | 2 | 133922 | BURNER MOD PRIMARY; PURGE; 120 | HONEYWELL THERMAL SOLUTIONS | RM7895B1013/U | 635.38 | 517.0183 | Y | 635.38 | 541.8967 | 635.38
HWT-RM7895B1013U | 175891 | 3 | 133922 | BURNER MOD PRIMARY; PURGE; 120 | HONEYWELL THERMAL SOLUTIONS | RM7895B1013/U | 635.38 | 541.8967 | Y | 635.38 | 541.8967 | 635.38
HWT-RM7895C1012U | 10008 | 2 | 133922 | BURNER MOD PRIMARY; PURGE; 120 | HONEYWELL THERMAL SOLUTIONS | RM7895C1012/U | 798 | 692.4929 | Y | 798 | 712.5 | 798
HWT-RM7895C1012U | 10510 | 2 | 133922 | BURNER MOD PRIMARY; PURGE; 120 | HONEYWELL THERMAL SOLUTIONS | RM7895C1012/U | 798 | 710.6124 | Y | 798 | 712.5 | 798
HWT-RM7895C1012U | 173042 | 2 | 133922 | BURNER MOD PRIMARY; PURGE; 120 | HONEYWELL THERMAL SOLUTIONS | RM7895C1012/U | 798 | 698.85 | Y | 798 | 712.5 | 798
HWT-RM7895C1012U | 175888 | 2 | 133922 | BURNER MOD PRIMARY; PURGE; 120 | HONEYWELL THERMAL SOLUTIONS | RM7895C1012/U | 798 | 685.2 | Y | 798 | 712.5 | 798
HWT-RM7895C1012U | 175891 | 2 | 133922 | BURNER MOD PRIMARY; PURGE; 120 | HONEYWELL THERMAL SOLUTIONS | RM7895C1012/U | 798 | 712.5 | Y | 798 | 712.5 | 798
HWT-RM7895C1020U | 10510 | 3 | 133922 | BURNER MOD PRIMARY; PURGE; 120 | HONEYWELL THERMAL SOLUTIONS | RM7895C1020/U | 798 | 576.681 | Y | 798 | 653.8146 | 798
HWT-RM7895C1020U | 175888 | 1 | 133922 | BURNER MOD PRIMARY; PURGE; 120 | HONEYWELL THERMAL SOLUTIONS | RM7895C1020/U | 798 | 644.5905 | Y | 798 | 653.8146 | 798
HWT-RM7895C1020U | 175891 | 2 | 133922 | BURNER MOD PRIMARY; PURGE; 120 | HONEYWELL THERMAL SOLUTIONS | RM7895C1020/U | 798 | 653.8146 | Y | 798 | 653.8146 | 798
HWT-RM7895D1011U | 175891 | 1 | 133922 | BURNER MOD PRIMARY; PURGE; 120 | HONEYWELL THERMAL SOLUTIONS | RM7895D1011/U | 798 | 712.5 | Y | 798 | 712.5 | 798
HWT-RM7896C1010U | 10510 | 2 | 133922 | BURNR MOD PRMARY; PR/POSTPURGE | HONEYWELL THERMAL SOLUTIONS | RM7896C1010/U | 1163.57 | 949.0443 | Y | 1163.57 | 949.0443 | 1163.57
HWT-RM7896D1027U | 10510 | 2 | 133922 | Primary controller | HONEYWELL THERMAL SOLUTIONS | RM7896D1027/U | 1128.62 | 953.3155 | Y | 1128.62 | 1033.3828 | 1128.62
HWT-RM7896D1027U | 175891 | 4 | 133922 | Primary controller | HONEYWELL THERMAL SOLUTIONS | RM7896D1027/U | 1128.62 | 1033.3828 | Y | 1128.62 | 1033.3828 | 1128.62
HWT-RM7897A1002U | 10510 | 2 | 133922 | BURNR MOD PRMARY; PR/POSTPURGE | HONEYWELL THERMAL SOLUTIONS | RM7897A1002/U | 632.02 | 564.3 | Y | 632.02 | 564.3 | 632.02
HWT-RM7897A1002U | 173042 | 8 | 133922 | BURNR MOD PRMARY; PR/POSTPURGE | HONEYWELL THERMAL SOLUTIONS | RM7897A1002/U | 632.02 | 563.8714 | Y | 632.02 | 564.3 | 632.02
HWT-RM7897A1002U | 175891 | 9 | 133922 | BURNR MOD PRMARY; PR/POSTPURGE | HONEYWELL THERMAL SOLUTIONS | RM7897A1002/U | 632.02 | 557.4683 | Y | 632.02 | 564.3 | 632.02
HWT-RM7897A2002U | 175891 | 2 | 133922 | BURNR MOD PRMARY; PR/POSTPURGE; 120V; UL | HONEYWELL THERMAL SOLUTIONS | RM7897A2002/U | 632.02 | 564.3 | Y | 632.02 | 564.3 | 632.02
HWT-RM7897C1000U | 10510 | 1 | 133922 | BURNR MOD PRMARY; PR/POSTPURGE; 120V; UL | HONEYWELL THERMAL SOLUTIONS | RM7897C1000/U | 793.97 | 708.9 | Y | 793.97 | 708.9 | 793.97
HWT-RM7897C1000U | 173042 | 4 | 133922 | BURNR MOD PRMARY; PR/POSTPURGE; 120V; UL | HONEYWELL THERMAL SOLUTIONS | RM7897C1000/U | 793.97 | 611.1156 | Y | 793.97 | 708.9 | 793.97
HWT-RM7897C1000U | 175888 | 1 | 133922 | BURNR MOD PRMARY; PR/POSTPURGE; 120V; UL | HONEYWELL THERMAL SOLUTIONS | RM7897C1000/U | 793.97 | 608.1413 | N | 793.97 | 708.9 | 793.97
HWT-RM7897C1000U | 175891 | 1 | 133922 | BURNR MOD PRMARY; PR/POSTPURGE; 120V; UL | HONEYWELL THERMAL SOLUTIONS | RM7897C1000/U | 793.97 | 708.9 | Y | 793.97 | 708.9 | 793.97
HWT-RM7898A1000U | 10008 | 1 | 133922 | BURNR MOD PRMARY; VPS; 120V; U | HONEYWELL THERMAL SOLUTIONS | RM7898A1000/U | 632.02 | 466.6898 | N | 632.02 | 564.3 | 632.02
HWT-RM7898A1000U | 10510 | 7 | 133922 | BURNR MOD PRMARY; VPS; 120V; U | HONEYWELL THERMAL SOLUTIONS | RM7898A1000/U | 632.02 | 493.367 | Y | 632.02 | 564.3 | 632.02
HWT-RM7898A1000U | 173042 | 6 | 133922 | BURNR MOD PRMARY; VPS; 120V; U | HONEYWELL THERMAL SOLUTIONS | RM7898A1000/U | 632.02 | 564.3 | Y | 632.02 | 564.3 | 632.02
HWT-RM7898A1000U | 175891 | 2 | 133922 | BURNR MOD PRMARY; VPS; 120V; U | HONEYWELL THERMAL SOLUTIONS | RM7898A1000/U | 632.02 | 498.7548 | Y | 632.02 | 564.3 | 632.02
HWT-RM7898A1018U | 173042 | 1 | 133922 | BURNR MOD PRMARY; VPS; 120V; U | HONEYWELL THERMAL SOLUTIONS | RM7898A1018/U | 632.02 | 573.87 | N | 632.02 | 573.87 | 632.02
HWT-S7800A1142U | 166553 | 1 | 133922 | 2-LINE VFD DISPLAY; ENH; EN | HONEYWELL THERMAL SOLUTIONS | S7800A1142/U | 469.8 | 443.1 | Y | 469.8 | 460.6834 | 469.8
HWT-S7800A1142U | 175888 | 3 | 133922 | 2-LINE VFD DISPLAY; ENH; EN | HONEYWELL THERMAL SOLUTIONS | S7800A1142/U | 469.8 | 434.4 | N | 469.8 | 460.6834 | 469.8
HWT-S7800A1142U | 175891 | 7 | 133922 | 2-LINE VFD DISPLAY; ENH; EN | HONEYWELL THERMAL SOLUTIONS | S7800A1142/U | 469.8 | 460.6834 | Y | 469.8 | 460.6834 | 469.8
HWT-S7800A2142U | 10008 | 4 | 133922 | 4-LINE LCD DISPLAY; EN/FR/SP | HONEYWELL THERMAL SOLUTIONS | S7800A2142/U | 429.9 | 426.4637 | Y | 429.9 | 429.7261 | 429.9
HWT-S7800A2142U | 10510 | 12 | 133922 | 4-LINE LCD DISPLAY; EN/FR/SP | HONEYWELL THERMAL SOLUTIONS | S7800A2142/U | 429.9 | 428.9868 | Y | 429.9 | 429.7261 | 429.9
HWT-S7800A2142U | 166559 | 1 | 133922 | 4-LINE LCD DISPLAY; EN/FR/SP | HONEYWELL THERMAL SOLUTIONS | S7800A2142/U | 429.9 | 428.3346 | Y | 429.9 | 429.7261 | 429.9
HWT-S7800A2142U | 173042 | 11 | 133922 | 4-LINE LCD DISPLAY; EN/FR/SP | HONEYWELL THERMAL SOLUTIONS | S7800A2142/U | 429.9 | 427.7787 | Y | 429.9 | 429.7261 | 429.9
HWT-S7800A2142U | 175891 | 6 | 133922 | 4-LINE LCD DISPLAY; EN/FR/SP | HONEYWELL THERMAL SOLUTIONS | S7800A2142/U | 429.9 | 429.7261 | Y | 429.9 | 429.7261 | 429.9
HWT-S7810A1009U | 10510 | 3 | 133922 | DATA CONTROL BUS MODULE | HONEYWELL THERMAL SOLUTIONS | S7810A1009/U | 246 | 177.06 | Y | 246 | 177.06 | 246
HWT-S7810M1003U | 10510 | 1 | 133922 | MODBUS COMMUNICATIONS MODULE | HONEYWELL THERMAL SOLUTIONS | S7810M1003/U | 189.6 | 182.4 | Y | 189.6 | 182.4 | 189.6
HWT-S7810M1029U | 166561 | 1 | 133922 | MODBUS COMMUNICATIONS MODULE; | HONEYWELL THERMAL SOLUTIONS | S7810M1029/U | 180.9 | 95.87 | N | 180.9 | 95.87 | 180.9
HWT-S7820A1007U | 10510 | 1 | 133922 | REMOTE RESET MODULE | HONEYWELL THERMAL SOLUTIONS | S7820A1007/U | 193.5 | 186 | Y | 193.5 | 186 | 193.5
HWT-S7820A1007U | 175888 | 3 | 133922 | REMOTE RESET MODULE | HONEYWELL THERMAL SOLUTIONS | S7820A1007/U | 193.5 | 171.2327 | N | 193.5 | 186 | 193.5
HWT-S7820A1007U | 175891 | 1 | 133922 | REMOTE RESET MODULE | HONEYWELL THERMAL SOLUTIONS | S7820A1007/U | 193.5 | 178.8 | Y | 193.5 | 186 | 193.5
HWT-SLATEAXTOOL | 166559 | 3 | 133922 | SLATEAXTOOL | HONEYWELL THERMAL SOLUTIONS | SLATEAXTOOL | 609.3 | 291.6367 | N | 609.3 | 291.6367 | 609.3
HWT-ST7800A1005U | 10510 | 4 | 133922 | PREPURGE TIMER MODULE 2 SEC | HONEYWELL THERMAL SOLUTIONS | ST7800A1005/U | 59.4 | 59.4 | Y | 59.4 | 59.4 | 59.4
HWT-ST7800A1005U | 175891 | 5 | 133922 | PREPURGE TIMER MODULE 2 SEC | HONEYWELL THERMAL SOLUTIONS | ST7800A1005/U | 59.4 | 52.2 | Y | 59.4 | 59.4 | 59.4
HWT-ST7800A1013U | 10510 | 3 | 133922 | PREPURGE TIMER MODULE 7 SEC | HONEYWELL THERMAL SOLUTIONS | ST7800A1013/U | 59.4 | 53.6133 | Y | 59.4 | 59.4 | 59.4
HWT-ST7800A1013U | 166553 | 1 | 133922 | PREPURGE TIMER MODULE 7 SEC | HONEYWELL THERMAL SOLUTIONS | ST7800A1013/U | 59.4 | 54.9 | N | 59.4 | 59.4 | 59.4
HWT-ST7800A1013U | 166561 | 2 | 133922 | PREPURGE TIMER MODULE 7 SEC | HONEYWELL THERMAL SOLUTIONS | ST7800A1013/U | 59.4 | 54.9 | Y | 59.4 | 59.4 | 59.4
HWT-ST7800A1013U | 173042 | 3 | 133922 | PREPURGE TIMER MODULE 7 SEC | HONEYWELL THERMAL SOLUTIONS | ST7800A1013/U | 59.4 | 59.4 | Y | 59.4 | 59.4 | 59.4
HWT-ST7800A1013U | 175891 | 11 | 133922 | PREPURGE TIMER MODULE 7 SEC | HONEYWELL THERMAL SOLUTIONS | ST7800A1013/U | 59.4 | 48.879 | Y | 59.4 | 59.4 | 59.4
HWT-ST7800A1021U | 10008 | 2 | 133922 | PREPURGE TIMER MODULE 10 SEC | HONEYWELL THERMAL SOLUTIONS | ST7800A1021/U | 59.4 | 41.8167 | Y | 59.4 | 59.4 | 59.4
HWT-ST7800A1021U | 10510 | 12 | 133922 | PREPURGE TIMER MODULE 10 SEC | HONEYWELL THERMAL SOLUTIONS | ST7800A1021/U | 59.4 | 58.7164 | Y | 59.4 | 59.4 | 59.4
HWT-ST7800A1021U | 166553 | 2 | 133922 | PREPURGE TIMER MODULE 10 SEC | HONEYWELL THERMAL SOLUTIONS | ST7800A1021/U | 59.4 | 54.9 | Y | 59.4 | 59.4 | 59.4
HWT-ST7800A1021U | 166557 | 2 | 133922 | PREPURGE TIMER MODULE 10 SEC | HONEYWELL THERMAL SOLUTIONS | ST7800A1021/U | 59.4 | 40.0742 | Y | 59.4 | 59.4 | 59.4
HWT-ST7800A1021U | 166561 | 2 | 133922 | PREPURGE TIMER MODULE 10 SEC | HONEYWELL THERMAL SOLUTIONS | ST7800A1021/U | 59.4 | 49.9581 | Y | 59.4 | 59.4 | 59.4
HWT-ST7800A1021U | 173042 | 4 | 133922 | PREPURGE TIMER MODULE 10 SEC | HONEYWELL THERMAL SOLUTIONS | ST7800A1021/U | 59.4 | 59.4 | Y | 59.4 | 59.4 | 59.4
HWT-ST7800A1021U | 175891 | 2 | 133922 | PREPURGE TIMER MODULE 10 SEC | HONEYWELL THERMAL SOLUTIONS | ST7800A1021/U | 59.4 | 55.1932 | Y | 59.4 | 59.4 | 59.4
HWT-ST7800A1039U | 10008 | 3 | 133922 | PREPURGE TIMER MODULE 30 SEC | HONEYWELL THERMAL SOLUTIONS | ST7800A1039/U | 59.4 | 54.2836 | Y | 59.4 | 59.4 | 59.4
HWT-ST7800A1039U | 10510 | 11 | 133922 | PREPURGE TIMER MODULE 30 SEC | HONEYWELL THERMAL SOLUTIONS | ST7800A1039/U | 59.4 | 57.8372 | Y | 59.4 | 59.4 | 59.4
HWT-ST7800A1039U | 166557 | 1 | 133922 | PREPURGE TIMER MODULE 30 SEC | HONEYWELL THERMAL SOLUTIONS | ST7800A1039/U | 59.4 | 49.3325 | Y | 59.4 | 59.4 | 59.4
HWT-ST7800A1039U | 173042 | 2 | 133922 | PREPURGE TIMER MODULE 30 SEC | HONEYWELL THERMAL SOLUTIONS | ST7800A1039/U | 59.4 | 52.9525 | Y | 59.4 | 59.4 | 59.4
HWT-ST7800A1039U | 175888 | 1 | 133922 | PREPURGE TIMER MODULE 30 SEC | HONEYWELL THERMAL SOLUTIONS | ST7800A1039/U | 59.4 | 44.7607 | N | 59.4 | 59.4 | 59.4
HWT-ST7800A1039U | 175891 | 5 | 133922 | PREPURGE TIMER MODULE 30 SEC | HONEYWELL THERMAL SOLUTIONS | ST7800A1039/U | 59.4 | 59.4 | Y | 59.4 | 59.4 | 59.4
HWT-ST7800A1047U | 10510 | 5 | 133922 | PREPURGE TIMER MODULE 40 SEC | HONEYWELL THERMAL SOLUTIONS | ST7800A1047/U | 59.4 | 35.2754 | N | 59.4 | 35.2754 | 59.4
HWT-ST7800A1054U | 10008 | 2 | 133922 | PREPURGE TIMER MODULE 60 SEC | HONEYWELL THERMAL SOLUTIONS | ST7800A1054/U | 59.4 | 41.1471 | Y | 59.4 | 59.4 | 59.4
HWT-ST7800A1054U | 10510 | 19 | 133922 | PREPURGE TIMER MODULE 60 SEC | HONEYWELL THERMAL SOLUTIONS | ST7800A1054/U | 59.4 | 55.8315 | Y | 59.4 | 59.4 | 59.4
HWT-ST7800A1054U | 166553 | 1 | 133922 | PREPURGE TIMER MODULE 60 SEC | HONEYWELL THERMAL SOLUTIONS | ST7800A1054/U | 59.4 | 54.9 | Y | 59.4 | 59.4 | 59.4
HWT-ST7800A1054U | 166559 | 1 | 133922 | PREPURGE TIMER MODULE 60 SEC | HONEYWELL THERMAL SOLUTIONS | ST7800A1054/U | 59.4 | 27.8583 | N | 59.4 | 59.4 | 59.4
HWT-ST7800A1054U | 166560 | 2 | 133922 | PREPURGE TIMER MODULE 60 SEC | HONEYWELL THERMAL SOLUTIONS | ST7800A1054/U | 59.4 | 38.625 | N | 59.4 | 59.4 | 59.4
HWT-ST7800A1054U | 166561 | 2 | 133922 | PREPURGE TIMER MODULE 60 SEC | HONEYWELL THERMAL SOLUTIONS | ST7800A1054/U | 59.4 | 35.91 | N | 59.4 | 59.4 | 59.4
HWT-ST7800A1054U | 173042 | 4 | 133922 | PREPURGE TIMER MODULE 60 SEC | HONEYWELL THERMAL SOLUTIONS | ST7800A1054/U | 59.4 | 59.4 | Y | 59.4 | 59.4 | 59.4
HWT-ST7800A1054U | 175888 | 1 | 133922 | PREPURGE TIMER MODULE 60 SEC | HONEYWELL THERMAL SOLUTIONS | ST7800A1054/U | 59.4 | 48.6453 | N | 59.4 | 59.4 | 59.4
HWT-ST7800A1054U | 175891 | 9 | 133922 | PREPURGE TIMER MODULE 60 SEC | HONEYWELL THERMAL SOLUTIONS | ST7800A1054/U | 59.4 | 50.3028 | Y | 59.4 | 59.4 | 59.4
HWT-ST7800A1062U | 10008 | 3 | 133922 | PREPURGE TIMER MODULE 90 SEC | HONEYWELL THERMAL SOLUTIONS | ST7800A1062/U | 59.4 | 57 | Y | 59.4 | 59.4 | 59.4
HWT-ST7800A1062U | 10510 | 10 | 133922 | PREPURGE TIMER MODULE 90 SEC | HONEYWELL THERMAL SOLUTIONS | ST7800A1062/U | 59.4 | 58.9704 | Y | 59.4 | 59.4 | 59.4
HWT-ST7800A1062U | 173042 | 5 | 133922 | PREPURGE TIMER MODULE 90 SEC | HONEYWELL THERMAL SOLUTIONS | ST7800A1062/U | 59.4 | 59.4 | Y | 59.4 | 59.4 | 59.4
HWT-ST7800A1062U | 175891 | 4 | 133922 | PREPURGE TIMER MODULE 90 SEC | HONEYWELL THERMAL SOLUTIONS | ST7800A1062/U | 59.4 | 55.4555 | Y | 59.4 | 59.4 | 59.4
HWT-ST7800A1070U | 10510 | 10 | 133922 | PREPURGE TIMER MODULE 2.5 MIN | HONEYWELL THERMAL SOLUTIONS | ST7800A1070/U | 59.4 | 46.561 | Y | 59.4 | 58.4 | 59.4
HWT-ST7800A1070U | 166561 | 4 | 133922 | PREPURGE TIMER MODULE 2.5 MIN | HONEYWELL THERMAL SOLUTIONS | ST7800A1070/U | 59.4 | 33.74 | N | 59.4 | 58.4 | 59.4
HWT-ST7800A1070U | 175888 | 1 | 133922 | PREPURGE TIMER MODULE 2.5 MIN | HONEYWELL THERMAL SOLUTIONS | ST7800A1070/U | 59.4 | 44.977 | N | 59.4 | 58.4 | 59.4
HWT-ST7800A1070U | 175891 | 2 | 133922 | PREPURGE TIMER MODULE 2.5 MIN | HONEYWELL THERMAL SOLUTIONS | ST7800A1070/U | 59.4 | 58.4 | Y | 59.4 | 58.4 | 59.4
HWT-ST7800A1088U | 175891 | 1 | 133922 | PREPURGE TIMER MODULE 4 MIN | HONEYWELL THERMAL SOLUTIONS | ST7800A1088/U | 59.4 | 57 | Y | 59.4 | 57 | 59.4
HWT-ST7800A1096U | 175891 | 1 | 133922 | PREPURGE TIMER MODULE 6 MIN | HONEYWELL THERMAL SOLUTIONS | ST7800A1096/U | 59.4 | 57 | Y | 59.4 | 57 | 59.4
HWT-V4046C1005U | 10510 | 4 | 133922 | 120/60. 1/8 IN | HONEYWELL THERMAL SOLUTIONS | V4046C1005/U | 93.74 | 74.4906 | Y | 93.74 | 74.4906 | 93.74
HWT-V4046C1005U | 175888 | 1 | 133922 | 120/60. 1/8 IN | HONEYWELL THERMAL SOLUTIONS | V4046C1005/U | 93.74 | 56.8323 | N | 93.74 | 74.4906 | 93.74
HWT-V4046C1047U | 10008 | 2 | 133922 | 1/4 SOLENOID VALVE 120VAC | HONEYWELL THERMAL SOLUTIONS | V4046C1047/U | 103.15 | 92.1 | Y | 103.15 | 92.1 | 103.15
HWT-V4046C1047U | 10510 | 2 | 133922 | 1/4 SOLENOID VALVE 120VAC | HONEYWELL THERMAL SOLUTIONS | V4046C1047/U | 103.15 | 87.6 | Y | 103.15 | 92.1 | 103.15
HWT-V4046C1047U | 173042 | 1 | 133922 | 1/4 SOLENOID VALVE 120VAC | HONEYWELL THERMAL SOLUTIONS | V4046C1047/U | 103.15 | 84.3 | Y | 103.15 | 92.1 | 103.15
HWT-V4046C1054U | 10008 | 2 | 133922 | Gas valve | HONEYWELL THERMAL SOLUTIONS | V4046C1054/U | 103.82 | 90.45 | Y | 103.82 | 90.45 | 103.82
HWT-V4046C1054U | 10510 | 3 | 133922 | Gas valve | HONEYWELL THERMAL SOLUTIONS | V4046C1054/U | 103.82 | 73.875 | Y | 103.82 | 90.45 | 103.82
HWT-V4046C1054U | 166553 | 2 | 133922 | Gas valve | HONEYWELL THERMAL SOLUTIONS | V4046C1054/U | 103.82 | 84.9 | Y | 103.82 | 90.45 | 103.82
HWT-V4046C1054U | 166559 | 1 | 133922 | Gas valve | HONEYWELL THERMAL SOLUTIONS | V4046C1054/U | 103.82 | 62.08 | N | 103.82 | 90.45 | 103.82
HWT-V4046C1054U | 175888 | 1 | 133922 | Gas valve | HONEYWELL THERMAL SOLUTIONS | V4046C1054/U | 103.82 | 57.8189 | N | 103.82 | 90.45 | 103.82
HWT-V4055A1064U | 10008 | 6 | 133922 | FLUID ACTUATOR | HONEYWELL THERMAL SOLUTIONS | V4055A1064/U | 552 | 526.1061 | Y | 552 | 533.1 | 552
HWT-V4055A1064U | 10510 | 4 | 175067 | FLUID ACTUATOR | CHAS.F.CONNOLLY DIST.CO | V4055A1064/U | 552 | 510.9912 | Y | 552 | 533.1 | 552
HWT-V4055A1064U | 173042 | 3 | 175067 | FLUID ACTUATOR | CHAS.F.CONNOLLY DIST.CO | V4055A1064/U | 552 | 533.1 | Y | 552 | 533.1 | 552
HWT-V4055A1064U | 175888 | 4 | 133922 | FLUID ACTUATOR | HONEYWELL THERMAL SOLUTIONS | V4055A1064/U | 552 | 496.2819 | Y | 552 | 533.1 | 552
HWT-V4055A1064U | 175891 | 5 | 175067 | FLUID ACTUATOR | CHAS.F.CONNOLLY DIST.CO | V4055A1064/U | 552 | 465.7392 | Y | 552 | 533.1 | 552
HWT-V4055A1098U | 10008 | 3 | 133922 | F.P. ACTUATOR 120V 13 SEC | HONEYWELL THERMAL SOLUTIONS | V4055A1098/U | 600 | 570.8128 | Y | 600 | 570.8128 | 600
HWT-V4055A1098U | 10510 | 12 | 175067 | F.P. ACTUATOR 120V 13 SEC | CHAS.F.CONNOLLY DIST.CO | V4055A1098/U | 600 | 570.3277 | Y | 600 | 570.8128 | 600
HWT-V4055A1098U | 173042 | 2 | 175067 | F.P. ACTUATOR 120V 13 SEC | CHAS.F.CONNOLLY DIST.CO | V4055A1098/U | 600 | 345.9616 | Y | 600 | 570.8128 | 600
HWT-V4055A1098U | 175888 | 1 | 133922 | F.P. ACTUATOR 120V 13 SEC | HONEYWELL THERMAL SOLUTIONS | V4055A1098/U | 600 | 458.625 | N | 600 | 570.8128 | 600
HWT-V4055A1098U | 175891 | 2 | 175067 | F.P. ACTUATOR 120V 13 SEC | CHAS.F.CONNOLLY DIST.CO | V4055A1098/U | 600 | 551.2247 | Y | 600 | 570.8128 | 600
HWT-V4055A1296U | 10510 | 2 | 175067 | ACTUATOR | CHAS.F.CONNOLLY DIST.CO | V4055A1296/U | 665 | 529.07 | N | 665 | 529.07 | 665
HWT-V4055D1001U | 10510 | 1 | 133922 | GAS VALVE ACTUATOR | HONEYWELL THERMAL SOLUTIONS | V4055D1001/U | 604 | 560.7 | Y | 604 | 569.0502 | 604
HWT-V4055D1001U | 175891 | 2 | 175067 | GAS VALVE ACTUATOR | CHAS.F.CONNOLLY DIST.CO | V4055D1001/U | 604 | 569.0502 | Y | 604 | 569.0502 | 604
HWT-V4055D1019U | 10008 | 1 | 175067 | GAS VALVE ACTUATOR | CHAS.F.CONNOLLY DIST.CO | V4055D1019/U | 646 | 582.8663 | Y | 646 | 623.4 | 646
HWT-V4055D1019U | 10510 | 19 | 175067 | GAS VALVE ACTUATOR | CHAS.F.CONNOLLY DIST.CO | V4055D1019/U | 646 | 623.3069 | Y | 646 | 623.4 | 646
HWT-V4055D1019U | 166561 | 1 | 175067 | GAS VALVE ACTUATOR | CHAS.F.CONNOLLY DIST.CO | V4055D1019/U | 646 | 620.7665 | N | 646 | 623.4 | 646
HWT-V4055D1019U | 173042 | 6 | 175067 | GAS VALVE ACTUATOR | CHAS.F.CONNOLLY DIST.CO | V4055D1019/U | 646 | 623.4 | Y | 646 | 623.4 | 646
HWT-V4055D1019U | 175891 | 9 | 175067 | GAS VALVE ACTUATOR | CHAS.F.CONNOLLY DIST.CO | V4055D1019/U | 646 | 620.9811 | Y | 646 | 623.4 | 646
HWT-V4055D1035U | 166557 | 3 | 175067 | On/Off Gas Valve Actautor w/CPI SW 120V | CHAS.F.CONNOLLY DIST.CO | V4055D1035/U | 714 | 662.7 | N | 714 | 662.7 | 714
HWT-V4055D1043U | 175891 | 2 | 175067 | GAS VLVE ACTUATOR 120/60 13SEC | CHAS.F.CONNOLLY DIST.CO | V4055D1043/U | 642.26 | 608.85 | Y | 642.26 | 608.85 | 642.26
HWT-V4055E1016U | 10510 | 1 | 133922 | 120/60; 13 SEC OPNG TIME W/DAMPER SHAF | HONEYWELL THERMAL SOLUTIONS | V4055E1016/U | 763.73 | 681.9 | Y | 763.73 | 681.9 | 763.73
HWT-V4055E1016U | 175888 | 1 | 133922 | 120/60; 13 SEC OPNG TIME W/DAMPER SHAF | HONEYWELL THERMAL SOLUTIONS | V4055E1016/U | 763.73 | 542.8184 | N | 763.73 | 681.9 | 763.73
HWT-V4062A1008U | 10510 | 1 | 133922 | ACTUATOR | HONEYWELL THERMAL SOLUTIONS | V4062A1008/U | 815 | 753 | Y | 815 | 786.9 | 815
HWT-V4062A1008U | 173042 | 2 | 175067 | ACTUATOR | CHAS.F.CONNOLLY DIST.CO | V4062A1008/U | 815 | 786.9 | Y | 815 | 786.9 | 815
HWT-V4062A1008U | 175891 | 1 | 175067 | ACTUATOR | CHAS.F.CONNOLLY DIST.CO | V4062A1008/U | 815 | 786.9 | Y | 815 | 786.9 | 815
HWT-V4062A1131U | 10510 | 4 | 133922 | 120/60; 13 SEC OPNG TIME W/DAMPER SHAF | HONEYWELL THERMAL SOLUTIONS | V4062A1131/U | 881 | 777.786 | Y | 881 | 850.5 | 881
HWT-V4062A1131U | 175891 | 1 | 175067 | 120/60; 13 SEC OPNG TIME W/DAMPER SHAF | CHAS.F.CONNOLLY DIST.CO | V4062A1131/U | 881 | 850.5 | Y | 881 | 850.5 | 881
HWT-V4062A1198U | 173042 | 4 | 175067 | 120/60, 13 SECOND OPNG TIME W/DAMPER S | CHAS.F.CONNOLLY DIST.CO | V4062A1198/U | 791 | 722.1 | Y | 791 | 738.3 | 791
HWT-V4062A1198U | 175891 | 2 | 175067 | 120/60, 13 SECOND OPNG TIME W/DAMPER S | CHAS.F.CONNOLLY DIST.CO | V4062A1198/U | 791 | 738.3 | Y | 791 | 738.3 | 791
HWT-V4062D1002U | 10510 | 1 | 175067 | ACTUATOR | CHAS.F.CONNOLLY DIST.CO | V4062D1002/U | 855.21 | 790.8 | N | 855.21 | 826.5 | 855.21
HWT-V4062D1002U | 173042 | 3 | 175067 | ACTUATOR | CHAS.F.CONNOLLY DIST.CO | V4062D1002/U | 855.21 | 826.5 | Y | 855.21 | 826.5 | 855.21
HWT-V4062D1010U | 173042 | 2 | 175067 | 120/60; 13 SEC OPNG TIME W/ DAMPER SHA | CHAS.F.CONNOLLY DIST.CO | V4062D1010/U | 858 | 428.78 | N | 858 | 428.78 | 858
HWT-V4295A1015 | 175891 | 2 | 133922 | Solenoid Gas Valve | HONEYWELL THERMAL SOLUTIONS | V4295A1015 | 125.66 | 112.2 | Y | 125.66 | 112.2 | 125.66
HWT-V4295A1023 | 10008 | 1 | 133922 | SOLENOID VALVE 120 VAC 3/4 | HONEYWELL THERMAL SOLUTIONS | V4295A1023 | 141.12 | 144 | Y | 141.12 | 144 | 144
HWT-V4295A1031 | 10008 | 3 | 133922 | SOLENOID VALVE 120 VAC 1 | HONEYWELL THERMAL SOLUTIONS | V4295A1031 | 196.22 | 130.8767 | Y | 196.22 | 130.8767 | 196.22
HWT-V4295A1031 | 175891 | 1 | 133922 | SOLENOID VALVE 120 VAC 1 | HONEYWELL THERMAL SOLUTIONS | V4295A1031 | 196.22 | 115.1762 | N | 196.22 | 130.8767 | 196.22
HWT-V4295A1098 | 175891 | 1 | 133922 | SOLENOID VALVE DN10 5PSI 350MB 120VAC | HONEYWELL THERMAL SOLUTIONS | V4295A1098 | 136.75 | 75.3318 | Y | 136.75 | 75.3318 | 136.75
HWT-V4295A1106 | 175891 | 1 | 133922 | ELETTROV.EV 15.3 350MB 120V (5PSI) | HONEYWELL THERMAL SOLUTIONS | V4295A1106 | 187.15 | 167.1 | Y | 187.15 | 167.1 | 187.15
HWT-V4295A1122 | 10510 | 1 | 133922 | SOL.GAS V.1 120V-60HZ 350MB | HONEYWELL THERMAL SOLUTIONS | V4295A1122 | 315.5 | 223.2 | N | 315.5 | 258 | 315.5
HWT-V4295A1122 | 175891 | 2 | 133922 | SOL.GAS V.1 120V-60HZ 350MB | HONEYWELL THERMAL SOLUTIONS | V4295A1122 | 315.5 | 258 | Y | 315.5 | 258 | 315.5
HWT-V4295A1130 | 175891 | 1 | 133922 | ELETTROV.EV 32.3 350MB 120V (5PSI) | HONEYWELL THERMAL SOLUTIONS | V4295A1130 | 341.04 | 290.1 | N | 341.04 | 290.1 | 341.04
HWT-V4295A1155 | 175891 | 1 | 133922 | SOLENOID VALVE UL-APPROVED | HONEYWELL THERMAL SOLUTIONS | V4295A1155 | 534.24 | 436.8 | Y | 534.24 | 436.8 | 534.24
HWT-V48A2151U | 175891 | 3 | 133922 | 3/4 INCH. | HONEYWELL THERMAL SOLUTIONS | V48A2151/U | 172.3667 | 172.3667 | Y | 172.3667 | 172.3667 | 172.3667
HWT-V48A2169U | 10008 | 1 | 133922 | 1 INCH. | HONEYWELL THERMAL SOLUTIONS | V48A2169/U | 225.12 | 183.924 | N | 225.12 | 190.1553 | 225.12
HWT-V48A2169U | 10510 | 1 | 133922 | 1 INCH. | HONEYWELL THERMAL SOLUTIONS | V48A2169/U | 225.12 | 190.1553 | Y | 225.12 | 190.1553 | 225.12
HWT-V48A2169U | 175891 | 1 | 133922 | 1 INCH. | HONEYWELL THERMAL SOLUTIONS | V48A2169/U | 225.12 | 118.0097 | Y | 225.12 | 190.1553 | 225.12
HWT-V48A2185U | 10510 | 2 | 133922 | 1-1/2 INCH | HONEYWELL THERMAL SOLUTIONS | V48A2185/U | 345.07 | 293.4 | Y | 345.07 | 293.4 | 345.07
HWT-V48A2243U | 10008 | 1 | 133922 | 2 INCH 1 LB. MAXIMUM OPERATING PRESSUR | HONEYWELL THERMAL SOLUTIONS | V48A2243/U | 638.74 | 291.56 | N | 638.74 | 543 | 638.74
HWT-V48A2243U | 175891 | 1 | 133922 | 2 INCH 1 LB. MAXIMUM OPERATING PRESSUR | HONEYWELL THERMAL SOLUTIONS | V48A2243/U | 638.74 | 543 | Y | 638.74 | 543 | 638.74
HWT-V48A2276U | 175891 | 1 | 133922 | 1-1/2 INCH, 1 LB MAXIMUM OPERA | HONEYWELL THERMAL SOLUTIONS | V48A2276/U | 390.77 | 348.9 | Y | 390.77 | 348.9 | 390.77
HWT-V48A2334U | 10008 | 2 | 133922 | 1 INCH. 1 LB MAXIMUM OPERATIN | HONEYWELL THERMAL SOLUTIONS | V48A2334/U | 272.16 | 83.46 | N | 272.16 | 83.46 | 272.16
HWT-V4943B1035U | 173042 | 1 | 133922 | 1-1/2. REPLACEMENT FOR V4843B1028. | HONEYWELL THERMAL SOLUTIONS | V4943B1035/U | 390.1 | 220.14 | N | 390.1 | 220.14 | 390.1
HWT-V5055A1004U | 10510 | 3 | 133922 | 1 GAS VALVE BODY | HONEYWELL THERMAL SOLUTIONS | V5055A1004/U | 283.25 | 214.6856 | Y | 283.25 | 214.6856 | 283.25
HWT-V5055A1004U | 175891 | 5 | 133922 | 1 GAS VALVE BODY | HONEYWELL THERMAL SOLUTIONS | V5055A1004/U | 283.25 | 186.3254 | Y | 283.25 | 214.6856 | 283.25
HWT-V5055A1012U | 10008 | 1 | 133922 | 1 1/4 INCH W/ 1/4 INCH DOWNSTREAM TAP | HONEYWELL THERMAL SOLUTIONS | V5055A1012/U | 303 | 291.9 | Y | 303 | 291.9 | 303
HWT-V5055A1012U | 10510 | 5 | 175067 | 1 1/4 INCH W/ 1/4 INCH DOWNSTREAM TAP | CHAS.F.CONNOLLY DIST.CO | V5055A1012/U | 303 | 255.3337 | Y | 303 | 291.9 | 303
HWT-V5055A1012U | 175891 | 2 | 175067 | 1 1/4 INCH W/ 1/4 INCH DOWNSTREAM TAP | CHAS.F.CONNOLLY DIST.CO | V5055A1012/U | 303 | 160.0071 | Y | 303 | 291.9 | 303
HWT-V5055A1020U | 10008 | 2 | 133922 | 1 1/2 VALVE BODY | HONEYWELL THERMAL SOLUTIONS | V5055A1020/U | 359 | 346.5 | Y | 359 | 346.5 | 359
HWT-V5055A1020U | 175891 | 2 | 175067 | 1 1/2 VALVE BODY | CHAS.F.CONNOLLY DIST.CO | V5055A1020/U | 359 | 331.5 | Y | 359 | 346.5 | 359
HWT-V5055A1038U | 10008 | 1 | 175067 | 2 VALVE BODY | CHAS.F.CONNOLLY DIST.CO | V5055A1038/U | 479 | 462.3 | Y | 479 | 462.3 | 479
HWT-V5055A1038U | 10510 | 3 | 133922 | 2 VALVE BODY | HONEYWELL THERMAL SOLUTIONS | V5055A1038/U | 479 | 458.8353 | Y | 479 | 462.3 | 479
HWT-V5055A1038U | 173042 | 1 | 175067 | 2 VALVE BODY | CHAS.F.CONNOLLY DIST.CO | V5055A1038/U | 479 | 259.35 | N | 479 | 462.3 | 479
HWT-V5055A1038U | 175888 | 1 | 175067 | 2 VALVE BODY | CHAS.F.CONNOLLY DIST.CO | V5055A1038/U | 479 | 275.7427 | Y | 479 | 462.3 | 479
HWT-V5055A1038U | 175891 | 4 | 175067 | 2 VALVE BODY | CHAS.F.CONNOLLY DIST.CO | V5055A1038/U | 479 | 438.6143 | Y | 479 | 462.3 | 479
HWT-V5055A1046U | 10510 | 1 | 133922 | VALVE BODY | HONEYWELL THERMAL SOLUTIONS | V5055A1046/U | 600 | 578.4 | Y | 600 | 578.4 | 600
HWT-V5055A1046U | 175891 | 1 | 175067 | VALVE BODY | CHAS.F.CONNOLLY DIST.CO | V5055A1046/U | 600 | 578.4 | Y | 600 | 578.4 | 600
HWT-V5055A1053U | 10510 | 2 | 175067 | VALVE BODY | CHAS.F.CONNOLLY DIST.CO | V5055A1053/U | 801.19 | 648.1576 | Y | 801.19 | 705.4381 | 801.19
HWT-V5055A1053U | 175891 | 2 | 175067 | VALVE BODY | CHAS.F.CONNOLLY DIST.CO | V5055A1053/U | 801.19 | 705.4381 | Y | 801.19 | 705.4381 | 801.19
HWT-V5055B1010U | 10008 | 3 | 133922 | 1 1/4 INCH W/ 1/4 INCH DOWNSTREAM TAP. | HONEYWELL THERMAL SOLUTIONS | V5055B1010/U | 245.85 | 227.4 | Y | 245.85 | 237.6 | 245.85
HWT-V5055B1010U | 173042 | 2 | 175067 | 1 1/4 INCH W/ 1/4 INCH DOWNSTREAM TAP. | CHAS.F.CONNOLLY DIST.CO | V5055B1010/U | 245.85 | 237.6 | Y | 245.85 | 237.6 | 245.85
HWT-V5055B1028U | 10510 | 1 | 133922 | 1 1/2" GAS VALVE | HONEYWELL THERMAL SOLUTIONS | V5055B1028/U | 377 | 213.35 | Y | 377 | 363.6 | 377
HWT-V5055B1028U | 173042 | 2 | 175067 | 1 1/2" GAS VALVE | CHAS.F.CONNOLLY DIST.CO | V5055B1028/U | 377 | 363.6 | Y | 377 | 363.6 | 377
HWT-V5055B1069U | 10510 | 1 | 175067 | 2 INCH W/ 1/4 INCH DOWNSTREAM TAP. | CHAS.F.CONNOLLY DIST.CO | V5055B1069/U | 525.53 | 486 | Y | 525.53 | 523.58 | 525.53
HWT-V5055B1069U | 173042 | 2 | 175067 | 2 INCH W/ 1/4 INCH DOWNSTREAM TAP. | CHAS.F.CONNOLLY DIST.CO | V5055B1069/U | 525.53 | 507.9 | Y | 525.53 | 523.58 | 525.53
HWT-V5055B1069U | 175888 | 2 | 133922 | 2 INCH W/ 1/4 INCH DOWNSTREAM TAP. | HONEYWELL THERMAL SOLUTIONS | V5055B1069/U | 525.53 | 523.58 | N | 525.53 | 523.58 | 525.53
HWT-V5055B1085U | 175891 | 1 | 175067 | GAS VALVE BODY | CHAS.F.CONNOLLY DIST.CO | V5055B1085/U | 877 | 805.5 | Y | 877 | 805.5 | 877
HWT-V5055C1000U | 10008 | 1 | 175067 | 2 INCH W/ 1/4 INCH DOWNSTREAM TAP. | CHAS.F.CONNOLLY DIST.CO | V5055C1000/U | 873 | 807.3 | Y | 873 | 843.6 | 873
HWT-V5055C1000U | 10510 | 4 | 133922 | 2 INCH W/ 1/4 INCH DOWNSTREAM TAP. | HONEYWELL THERMAL SOLUTIONS | V5055C1000/U | 873 | 836.34 | Y | 873 | 843.6 | 873
HWT-V5055C1000U | 173042 | 2 | 175067 | 2 INCH W/ 1/4 INCH DOWNSTREAM TAP. | CHAS.F.CONNOLLY DIST.CO | V5055C1000/U | 873 | 843.6 | Y | 873 | 843.6 | 873
HWT-V5055C1000U | 175891 | 3 | 175067 | 2 INCH W/ 1/4 INCH DOWNSTREAM TAP. | CHAS.F.CONNOLLY DIST.CO | V5055C1000/U | 873 | 807.3 | Y | 873 | 843.6 | 873
HWT-V5055C1018U | 10510 | 3 | 175067 | 2 1/2 INCH W/ 1/4 INCH DOWNSTREAM TAP. | CHAS.F.CONNOLLY DIST.CO | V5055C1018/U | 1196 | 989.1 | Y | 1196 | 989.1 | 1196
HWT-V5055C1018U | 173042 | 2 | 175067 | 2 1/2 INCH W/ 1/4 INCH DOWNSTREAM TAP. | CHAS.F.CONNOLLY DIST.CO | V5055C1018/U | 1196 | 989.1 | Y | 1196 | 989.1 | 1196
HWT-V5055C1026U | 10510 | 4 | 133922 | 3 INCH W/ 1/4 INCH DOWNSTREAM TAP. | HONEYWELL THERMAL SOLUTIONS | V5055C1026/U | 1290 | 1098.6883 | Y | 1290 | 1152.6 | 1290
HWT-V5055C1026U | 173042 | 1 | 175067 | 3 INCH W/ 1/4 INCH DOWNSTREAM TAP. | CHAS.F.CONNOLLY DIST.CO | V5055C1026/U | 1290 | 1152.6 | Y | 1290 | 1152.6 | 1290
HWT-V5055C1034U | 10510 | 2 | 133922 | 1 INCH W/ 1/4 INCH DOWNSTREAM TAP. | HONEYWELL THERMAL SOLUTIONS | V5055C1034/U | 673.68 | 601.5 | Y | 673.68 | 601.5 | 673.68
HWT-V5055C1042U | 173042 | 2 | 133922 | VALVE BODY 1.1/4in NPT W. POC FEATURE | HONEYWELL THERMAL SOLUTIONS | V5055C1042/U | 718.7 | 641.7 | Y | 718.7 | 641.7 | 718.7
HWT-V5055C1042U | 175891 | 1 | 133922 | VALVE BODY 1.1/4in NPT W. POC FEATURE | HONEYWELL THERMAL SOLUTIONS | V5055C1042/U | 718.7 | 293.1988 | Y | 718.7 | 641.7 | 718.7
HWT-V5055C1059U | 10008 | 1 | 133922 | VALVE BODY 1.1/2in NPT W. POC FEATURE | HONEYWELL THERMAL SOLUTIONS | V5055C1059/U | 779.52 | 344.65 | Y | 779.52 | 696 | 779.52
HWT-V5055C1059U | 10510 | 3 | 133922 | VALVE BODY 1.1/2in NPT W. POC FEATURE | HONEYWELL THERMAL SOLUTIONS | V5055C1059/U | 779.52 | 662.4492 | Y | 779.52 | 696 | 779.52
HWT-V5055C1059U | 173042 | 2 | 133922 | VALVE BODY 1.1/2in NPT W. POC FEATURE | HONEYWELL THERMAL SOLUTIONS | V5055C1059/U | 779.52 | 696 | Y | 779.52 | 696 | 779.52
HWT-V5055C1059U | 175891 | 1 | 133922 | VALVE BODY 1.1/2in NPT W. POC FEATURE | HONEYWELL THERMAL SOLUTIONS | V5055C1059/U | 779.52 | 666 | Y | 779.52 | 696 | 779.52
HWT-V5097A1004U | 10510 | 1 | 133922 | 2 WAY VALVE | HONEYWELL THERMAL SOLUTIONS | V5097A1004/U | 342.38 | 149.69 | N | 342.38 | 149.69 | 342.38
HWT-V5097B1002U | 173042 | 1 | 133922 | SMALL BODY. | HONEYWELL THERMAL SOLUTIONS | V5097B1002/U | 358.18 | 168.94 | N | 358.18 | 168.94 | 358.18
HWT-V8046C1014U | 10008 | 2 | 133922 | 1/4 IN. SMALL | HONEYWELL THERMAL SOLUTIONS | V8046C1014/U | 96.1 | 78.3 | Y | 96.1 | 78.3 | 96.1
HWT-V8046C1014U | 166559 | 1 | 133922 | 1/4 IN. SMALL | HONEYWELL THERMAL SOLUTIONS | V8046C1014/U | 96.1 | 57.13 | N | 96.1 | 78.3 | 96.1
HWT-V8046C1022U | 10008 | 2 | 133922 | 1/4 IN LG. | HONEYWELL THERMAL SOLUTIONS | V8046C1022/U | 143.47 | 83.1433 | Y | 143.47 | 85.33 | 143.47
HWT-V8046C1022U | 166559 | 1 | 133922 | 1/4 IN LG. | HONEYWELL THERMAL SOLUTIONS | V8046C1022/U | 143.47 | 85.33 | N | 143.47 | 85.33 | 143.47
HWT-V8046C1030U | 10008 | 3 | 133922 | SOLENOID PILOT GAS VALVE 3/8i | HONEYWELL THERMAL SOLUTIONS | V8046C1030/U | 100.8 | 55.9633 | Y | 100.8 | 55.9633 | 100.8
HWT-V8295A1016 | 10008 | 2 | 133922 | ELETTROV.EV 15.2 140.8MB 24V | HONEYWELL THERMAL SOLUTIONS | V8295A1016 | 130.7 | 111 | Y | 130.7 | 133.2 | 133.2
HWT-V8295A1016 | 175891 | 4 | 133922 | ELETTROV.EV 15.2 140.8MB 24V | HONEYWELL THERMAL SOLUTIONS | V8295A1016 | 130.7 | 133.2 | Y | 130.7 | 133.2 | 133.2
HWT-V8295A1024 | 10008 | 1 | 133922 | Honeywell 3/4 in. NPT Solenoid N.C. Gas | HONEYWELL THERMAL SOLUTIONS | V8295A1024 | 148.51 | 132.6 | Y | 148.51 | 132.6 | 148.51
HWT-V8295A1024 | 166559 | 1 | 133922 | Honeywell 3/4 in. NPT Solenoid N.C. Gas | HONEYWELL THERMAL SOLUTIONS | V8295A1024 | 148.51 | 98.66 | N | 148.51 | 132.6 | 148.51
HWT-V8295A1024 | 175891 | 2 | 133922 | Honeywell 3/4 in. NPT Solenoid N.C. Gas | HONEYWELL THERMAL SOLUTIONS | V8295A1024 | 148.51 | 126.3 | Y | 148.51 | 132.6 | 148.51
HWT-V8295A1032 | 10008 | 2 | 133922 | ELETTROV.EV 25.2 140.8MB 24V | HONEYWELL THERMAL SOLUTIONS | V8295A1032 | 205.3 | 174.6 | Y | 205.3 | 177.5 | 205.3
HWT-V8295A1032 | 175891 | 2 | 133922 | ELETTROV.EV 25.2 140.8MB 24V | HONEYWELL THERMAL SOLUTIONS | V8295A1032 | 205.3 | 177.5 | Y | 205.3 | 177.5 | 205.3
HWT-V8295A1065 | 175891 | 1 | 133922 | ELETTROV.EV 50.2 140.8MB 24V | HONEYWELL THERMAL SOLUTIONS | V8295A1065 | 560.11 | 476.4 | Y | 560.11 | 476.4 | 560.11
HWT-V88A1618U | 10510 | 5 | 133922 | 1 INCH | HONEYWELL THERMAL SOLUTIONS | V88A1618/U | 228.82 | 192.6705 | Y | 228.82 | 192.6705 | 228.82
HWT-V88A1618U | 175888 | 1 | 133922 | 1 INCH | HONEYWELL THERMAL SOLUTIONS | V88A1618/U | 228.82 | 111.1791 | N | 228.82 | 192.6705 | 228.82
HWT-V88A1626U | 10510 | 5 | 133922 | GAS VALVE | HONEYWELL THERMAL SOLUTIONS | V88A1626/U | 317.52 | 270 | Y | 317.52 | 334.78 | 334.78
HWT-V88A1626U | 173042 | 1 | 133922 | GAS VALVE | HONEYWELL THERMAL SOLUTIONS | V88A1626/U | 317.52 | 334.78 | N | 317.52 | 334.78 | 334.78
HWT-V88A1634U | 10510 | 1 | 133922 | GAS VALVE | HONEYWELL THERMAL SOLUTIONS | V88A1634/U | 347.42 | 239.07 | Y | 347.42 | 239.07 | 347.42
HWT-V88A1634U | 166561 | 1 | 133922 | GAS VALVE | HONEYWELL THERMAL SOLUTIONS | V88A1634/U | 347.42 | 239.07 | N | 347.42 | 239.07 | 347.42
HWT-V88A1659U | 10510 | 2 | 133922 | 3/4 INCH | HONEYWELL THERMAL SOLUTIONS | V88A1659/U | 166.99 | 102.82 | N | 166.99 | 102.82 | 166.99
HWT-V88A1691U | 175888 | 1 | 133922 | 1-1/2 INCH 1 LB MAXIMUM OPERAT | HONEYWELL THERMAL SOLUTIONS | V88A1691/U | 390.77 | 143.9 | N | 390.77 | 143.9 | 390.77
HWT-V88J1022U | 10510 | 1 | 133922 | GAS VALVE | HONEYWELL THERMAL SOLUTIONS | V88J1022/U | 432.1 | 181.01 | N | 432.1 | 181.01 | 432.1
HWT-V8944N1020U | 10510 | 1 | 133922 | 1-1/4in. REPLACEMENT FOR V8844N1054(B). | HONEYWELL THERMAL SOLUTIONS | V8944N1020/U | 471.41 | 402.9 | Y | 471.41 | 402.9 | 471.41
HWT-V8944N1053U | 173042 | 1 | 133922 | GAS VALVE | HONEYWELL THERMAL SOLUTIONS | V8944N1053/U | 513.41 | 487.33 | N | 513.41 | 487.33 | 513.41
HWW-CPOIO830A | 175888 | 10 | 133921 | CPO PANEL BUS IO 8AI 8AO 12DI 6DO SCREW | HONEYWELL INTERNATIONAL ECC US (HOFS) | CPO-IO830A | 798.35 | 829.71 | Y | 798.35 | 829.71 | 829.71
HWW-NPBWPMUSU | 175883 | 4 | 133921 | 120 VAC 50-60 HZ POWER SUPPLY | HONEYWELL INTERNATIONAL ECC US (HOFS) | NPB-WPM-US/U | 21.6 | 21.6 | N | 21.6 | 21.6 | 21.6
HWW-SMA00055YR | 166561 | 1 | 133921 | Software, Maintenance | HONEYWELL INTERNATIONAL ECC US (HOFS) | SMA-0005-5YR | 145.5 | 107.38 | N | 145.5 | 115 | 145.5
HWW-SMA80101YRINIT | 10008 | 1 | 133921 | Honeywell WEB-8010 Initial 18M Maint | HONEYWELL INTERNATIONAL ECC US (HOFS) | SMA-8010-1YR-INIT | 69 | 66 | N | 69 | 66 | 69
HWW-WALARMCONSLU | 10008 | 1 | 133921 | Alarm Console | HONEYWELL INTERNATIONAL ECC US (HOFS) | W-ALARM-CONSL/U | 87 | 87 | N | 87 | 87 | 87
HWW-WEB300EO | 10008 | 1 | 133921 | WEB-300E-O JACE Controller | HONEYWELL INTERNATIONAL ECC US (HOFS) | WEB-300E-O | 944.1011 | 727.99 | N | 944.1011 | 836.9625 | 944.1011
HWW-WEBS100N4 | 10510 | 0 | 133921 | N4 Supervisor with 100 Niagara network | HONEYWELL INTERNATIONAL ECC US (HOFS) | WEB-S-100-N4 | 2913 | 2913 | N | 2913 | 2913 | 2913
HWW-WEBS100N4 | 175883 | 1 | 133921 | N4 Supervisor with 100 Niagara network | HONEYWELL INTERNATIONAL ECC US (HOFS) | WEB-S-100-N4 | 2913 | 2773.5 | N | 2913 | 2913 | 2913
HWW-WEBS100N4 | 175888 | 1 | 133921 | N4 Supervisor with 100 Niagara network | HONEYWELL INTERNATIONAL ECC US (HOFS) | WEB-S-100-N4 | 2913 | 2773.5 | N | 2913 | 2913 | 2913
HX48 | 10510 | 3 | 134565 | Emerson high capacity shellcore drier 06 | COPELAND COMFORT CONTROL LP | HX48 | 23.994 | 23.6853 | Y | 23.994 | 23.6853 | 23.994
I-EBGD | 10010 | 2 | 130029 | EMERGENCY BREAK GLASS STATION, | Graybar Electric Company Inc. | 9001K57 | 10.84 | 10.84 | N | 10.84 | 10.84 | 10.84
I10KAND4 | 10010 | 9 | 130004 | 10K THERM, TYPE III, DUCT, 4" PROBE | Automation Components Inc (ACI) | I-10KAN-D4 | 7.29 | 7.29 | N | 7.29 | 7.29 | 7.29
I10KANDO4 | 10010 | 9 | 130004 | 10K THERM, TYPE III, DUCT w/o BOX, 4" PR | Automation Components Inc (ACI) | I-10KAN-DO4 | 6.62 | 6.62 | N | 6.62 | 6.62 | 6.62
I10KANRO | 10010 | 5 | 130004 | 10K THERM,ROOM,OVRD | Automation Components Inc (ACI) | I-10KAN-RO | 7.76 | 7.76 | N | 7.76 | 7.76 | 7.76
I143 | 175891 | 1 | 133727 | AUBURN ELECTRODE | CROWN ENGINEERING CORP | I143 | 40.43 | 40.4278 | N | 40.43 | 40.4278 | 40.43
I3020 | 173042 | 2 | 133959 | I3-Series Touch Thermostat, 7-Day pr | ICM CONTROLS CORP. | I3020 | 55.2449 | 54.97 | N | 55.2449 | 54.97 | 55.2449
I400 | 10510 | 1 | 133849 | Fluke AC current probe1 amp to 400 amps | FLUKE ELECTRONICS CORPORATION | I400 | 151.99 | 134.065 | Y | 151.99 | 151.99 | 151.99
I400 | 175891 | 1 | 133849 | Fluke AC current probe1 amp to 400 amps | FLUKE ELECTRONICS CORPORATION | I400 | 151.99 | 151.99 | Y | 151.99 | 151.99 | 151.99
I4HL92001 | 10010 | 2600 | 130028 | 1/4" OD polyurethane clear tubing. 1fT | Grainger | I-4HL92-001 | 0.36 | 0.36 | N | 0.36 | 0.36 | 0.36
IAQ50 | 166559 | 2 | 134395 | IAQ tester; Co2/RH/Temp/DP/WB (wall Mnt) | SUPCO SEALED UNIT PARTS CO., INC. / NSI | IAQ50 | 160 | 160 | N | 160 | 160 | 160
IAQDNCD | 10008 | 4 | 134502 | HONEYWELL ANALYTICS SAME AS 1508A2017 | VULCAIN ALARM DIVISION | IAQDNCD | 243 | 243 | N | 243 | 243 | 243
IAQWAC | 166561 | 4 | 134502 | Carbon Dioxide (CO2) monitor | VULCAIN ALARM DIVISION | IAQWAC | 129 | 129 | N | 129 | 129 | 129
IC33050S00AC24 | 166561 | 1 | 134179 | CONTACTOR 50A 3-POLE 24V COIL | NEUCO INC. | IC33050S00AC24 | 43.2 | 43.2 | N | 43.2 | 43.2 | 43.2
ICAAUXF01 | 166561 | 2 | 134179 | AUX CONTACT1 NC | NEUCO INC. | ICAAUXF01 | 2.4 | 2.4 | N | 2.4 | 2.4 | 2.4
ICAAUXF10 | 166561 | 4 | 134179 | AUX CONTACT1 NO | NEUCO INC. | ICAAUXF10 | 2.4 | 2.4 | N | 2.4 | 2.4 | 2.4
ICB43500585000 | 173042 | 4 | 175085 | Q BURNER ELECTRODE | INDUSTRIAL COMBUSTION | ICB-43500585000 | 16.22 | 16.22 | N | 16.22 | 16.22 | 16.22
ICB86900184 | 173042 | 3 | 175085 | NUT, SIGHT GLASS "D" SERIES | INDUSTRIAL COMBUSTION | ICB-86900184 | 2.09 | 2.09 | N | 2.09 | 2.09 | 2.09
ICB87300085 | 173042 | 1 | 175085 | ELECTRODE, IGNITION | INDUSTRIAL COMBUSTION | ICB-87300085 | 12.97 | 12.97 | N | 12.97 | 12.97 | 12.97
ICB87300508 | 173042 | 6 | 175085 | ELECTRODE, IGNITION 9/16"D 7"L | INDUSTRIAL COMBUSTION | ICB-87300508 | 13.96 | 13.96 | N | 13.96 | 13.96 | 13.96
ICD1929002 | 175888 | 2 | 134065 | RM STAT DA - ICD | SIEMENS INDUSTRY, INC. | ICD1929002 | 269.22 | 269.22 | N | 269.22 | 269.22 | 269.22
ICD1929002 | 175891 | 6 | 134065 | RM STAT DA - ICD | SIEMENS INDUSTRY, INC. | ICD1929002 | 269.22 | 81.6311 | Y | 269.22 | 269.22 | 269.22
ICD1929003 | 175888 | 2 | 134065 | STAT PNEU WALL-ICD | SIEMENS INDUSTRY, INC. | ICD1929003 | 33.3709 | 32.6766 | N | 33.3709 | 33.3709 | 33.3709
ICD1929003 | 175891 | 3 | 134065 | STAT PNEU WALL-ICD | SIEMENS INDUSTRY, INC. | ICD1929003 | 33.3709 | 33.3709 | N | 33.3709 | 33.3709 | 33.3709
ICD1929040 | 175888 | 8 | 134065 | RETROSTAT KIT DA-ICD | SIEMENS INDUSTRY, INC. | ICD192-9040 | 199.6325 | 67.6396 | N | 199.6325 | 226.0394 | 226.0394
ICD1929040 | 175891 | 10 | 134065 | RETROSTAT KIT DA-ICD | SIEMENS INDUSTRY, INC. | ICD192-9040 | 199.6325 | 226.0394 | Y | 199.6325 | 226.0394 | 226.0394
ICD1929041 | 175888 | 2 | 134065 | RETROSTAT KIT RA-ICD | SIEMENS INDUSTRY, INC. | ICD1929041 | 102.846 | 102.846 | N | 102.846 | 102.846 | 102.846
ICD1929041 | 175890 | 1 | 134065 | RETROSTAT KIT RA-ICD | SIEMENS INDUSTRY, INC. | ICD1929041 | 102.846 | 102.846 | N | 102.846 | 102.846 | 102.846
ICD40458 | 175888 | 50 | 134179 | ROBERTSHAW KNOB | NEUCO INC. | ICD 40458 | 11.14 | 11.14 | N | 11.14 | 11.14 | 11.14
ICDA2B2C | 175888 | 40 | 134012 | ADAPTER 1/2INBARB X 1/2IN COMP, 10/PKG | JOHNSON CONTROLS NORTH AMERICAN PRODUCTS (JCI) | ICDA2B2C | 0.4987 | 0.49868 | N | 0.4987 | 0.49868 | 0.4987
ICDAB2M3FSS | 175888 | 8 | 176549 | BUSHING 1/2IN MPT X 3/8IN FPT SS | COLLINS - OLIVER INC | ICDAB2M3FSS | 5.6 | 5.6 | N | 5.6 | 5.6 | 5.6
ICDAB2M4FSS | 175888 | 1 | 176549 | BUSHING 1/2IN MPT X 1/4IN FPT SS, | COLLINS - OLIVER INC | ICDAB2M4FSS | 5 | 5 | N | 5 | 5 | 5
ICDAB2M8FSS | 175888 | 2 | 176549 | BUSHING 1/2IN MPT X 1/8IN FPT SS, | COLLINS - OLIVER INC | ICDAB2M8FSS | 6 | 6 | N | 6 | 6 | 6
ICDAB3M4FSS | 175888 | 9 | 176549 | BUSHING 3/8IN MPT X 1/4IN FPT SS, | COLLINS - OLIVER INC | ICDAB3M4FSS | 4 | 4 | N | 4 | 4 | 4
ICDAB3M8FSS | 175888 | 10 | 176549 | BUSHING 3/8IN MPT X 1/8IN FPT SS, | COLLINS - OLIVER INC | ICDAB3M8FSS | 4 | 4 | N | 4 | 4 | 4
ICDAB4M8FSS | 175888 | 10 | 176549 | BUSHING 1/4IN MPT X 1/8IN FPT SS, | COLLINS - OLIVER INC | ICDAB4M8FSS | 3 | 3 | N | 3 | 3 | 3
ICDAT4C4C8F | 175891 | 20 | 134342 | TEE 1/4 X 1/4IN COMP X 1/8IN FPT, 10/PKG | SCHNEIDER ELECTRIC BUILDINGS AMERICAS, INC | ICDAT4C4C8F | 13.299 | 13.299 | N | 13.299 | 13.299 | 13.299
ICDB28 | 175888 | 6 | 176751 | COPPER FLARE GASKET 1/2IN | J/B INDUSTRIES INC | ICD B28 | 0.22 | 0.22 | N | 0.22 | 0.22 | 0.22
ICDBENCASEY | 166557 | 1 | 134179 | SQUEEZE BULB ASSEMBLY WITH GAUGE | NEUCO INC. | ICD BEN CASEY | 43 | 44.4129 | N | 43 | 52.7973 | 52.7973
ICDBENCASEY | 175888 | 5 | 134179 | SQUEEZE BULB ASSEMBLY WITH GAUGE | NEUCO INC. | ICD BEN CASEY | 43 | 52.7973 | N | 43 | 52.7973 | 52.7973
ICDBENCASEY | 175890 | 3 | 134179 | SQUEEZE BULB ASSEMBLY WITH GAUGE | NEUCO INC. | ICD BEN CASEY | 43 | 33.4586 | N | 43 | 52.7973 | 52.7973
ICDBENCASEY | 175891 | 24 | 134179 | SQUEEZE BULB ASSEMBLY WITH GAUGE | NEUCO INC. | ICD BEN CASEY | 43 | 33.4586 | N | 43 | 52.7973 | 52.7973
ICDBF3 | 175888 | 4350 | 134342 | BRASS FERRULE 3/8IN, 25/PKG | SCHNEIDER ELECTRIC BUILDINGS AMERICAS, INC | ICDBF3 | 0.02 | 0.0030438 | N | 0.02 | 0.0078 | 0.02
ICDBF3 | 175890 | 1250 | 134342 | BRASS FERRULE 3/8IN, 25/PKG | SCHNEIDER ELECTRIC BUILDINGS AMERICAS, INC | ICDBF3 | 0.02 | 0.0008 | N | 0.02 | 0.0078 | 0.02
ICDBF3 | 175891 | 25 | 134342 | BRASS FERRULE 3/8IN, 25/PKG | SCHNEIDER ELECTRIC BUILDINGS AMERICAS, INC | ICDBF3 | 0.02 | 0.0078 | N | 0.02 | 0.0078 | 0.02
ICDBF4 | 175888 | 9200 | 134342 | BRASS FERRULE 1/4IN, 25/PKG | SCHNEIDER ELECTRIC BUILDINGS AMERICAS, INC | ICDBF4 | 2.201 | 0.017321 | N | 2.201 | 2.201 | 2.201
ICDBF4 | 175890 | 100 | 134342 | BRASS FERRULE 1/4IN, 25/PKG | SCHNEIDER ELECTRIC BUILDINGS AMERICAS, INC | ICDBF4 | 2.201 | 0.7698 | Y | 2.201 | 2.201 | 2.201
ICDBF4 | 175891 | 75 | 134342 | BRASS FERRULE 1/4IN, 25/PKG | SCHNEIDER ELECTRIC BUILDINGS AMERICAS, INC | ICDBF4 | 2.201 | 2.201 | Y | 2.201 | 2.201 | 2.201
ICDBH3B3B | 175888 | 25 | 134342 | BULKHEAD 3/8IN BARB, 25/PKG | SCHNEIDER ELECTRIC BUILDINGS AMERICAS, INC | ICDBH3B3B | 0.44 | 0.43742 | N | 0.44 | 0.43742 | 0.44
ICDBH4B4B | 175891 | 10 | 134342 | BULKHEAD 1/4IN BARB, 10/PKG | SCHNEIDER ELECTRIC BUILDINGS AMERICAS, INC | ICDBH4B4B | 2.6536 | 0.11322 | N | 2.6536 | 0.11322 | 2.6536
ICDBHA3B3C | 175891 | 30 | 134342 | BULKHEAD 3/8IN COMP X 3/8IN BARB, 10/PKG | SCHNEIDER ELECTRIC BUILDINGS AMERICAS, INC | ICDBHA3B3C | 1.2436 | 1.2436 | Y | 1.2436 | 1.2436 | 1.2436
ICDBHA4B4C | 175888 | 25 | 134342 | BULKHEAD 1/4IN BARB X 1/4IN COMP, 25/PKG | SCHNEIDER ELECTRIC BUILDINGS AMERICAS, INC | ICDBHA4B4C | 3.2 | 0.16809 | N | 3.2 | 3.2028 | 3.2028
ICDBHA4B4C | 175891 | 50 | 134342 | BULKHEAD 1/4IN BARB X 1/4IN COMP, 25/PKG | SCHNEIDER ELECTRIC BUILDINGS AMERICAS, INC | ICDBHA4B4C | 3.2 | 3.2028 | N | 3.2 | 3.2028 | 3.2028
ICDC3S | 175888 | 170000 | 134342 | COUPLING 3/8IN SOLDER, 50/PKG | SCHNEIDER ELECTRIC BUILDINGS AMERICAS, INC | ICDC3S | 0.0042 | 0.0041599 | N | 0.0042 | 0.0041599 | 0.0042
ICDI3 | 175890 | 1550 | 134342 | 3/8IN INSERT BRASS, 50/PKG | SCHNEIDER ELECTRIC BUILDINGS AMERICAS, INC | ICDI3 | 0.3943 | 0.3943 | N | 0.3943 | 0.3943 | 0.3943
ICDI4 | 175888 | 300 | 133921 | 1/4IN INSERT BRASS, 50/PKG | HONEYWELL INTERNATIONAL ECC US (HOFS) | CCT1575/U | 0.96906 | 0.62 | Y | 0.96906 | 0.62 | 0.96906
ICDI4 | 175890 | 250 | 133921 | 1/4IN INSERT BRASS, 50/PKG | HONEYWELL INTERNATIONAL ECC US (HOFS) | CCT1575/U | 0.96906 | 0.572 | Y | 0.96906 | 0.62 | 0.96906
ICDNV4B | 175888 | 9 | 133921 | NEEDLE VALVE 1/4IN BARB, 10/PKG | HONEYWELL INTERNATIONAL ECC US (HOFS) | ICDNV4B | 0.9425 | 0.94247 | N | 0.9425 | 0.94247 | 0.9425
ICDNV4B | 175890 | 30 | 133921 | NEEDLE VALVE 1/4IN BARB, 10/PKG | HONEYWELL INTERNATIONAL ECC US (HOFS) | ICDNV4B | 0.9425 | 0.94247 | N | 0.9425 | 0.94247 | 0.9425
ICDNV4C | 175888 | 175 | 134342 | NEEDLE VALVE 1/4IN COMP, 5/PKG | SCHNEIDER ELECTRIC BUILDINGS AMERICAS, INC | ICDNV4C | 1.278 | 1.1782 | N | 1.278 | 1.278 | 1.278
ICDNV4C | 175890 | 125 | 134342 | NEEDLE VALVE 1/4IN COMP, 5/PKG | SCHNEIDER ELECTRIC BUILDINGS AMERICAS, INC | ICDNV4C | 1.278 | 1.278 | N | 1.278 | 1.278 | 1.278
ICDP4C | 175888 | 35 | 134342 | 1/4IN COMP CAP 25/PKG | SCHNEIDER ELECTRIC BUILDINGS AMERICAS, INC | KEL-C-378 | 1.762 | 1.7533 | Y | 1.762 | 1.762 | 1.762
ICDP4C | 175890 | 25 | 134342 | 1/4IN COMP CAP 25/PKG | SCHNEIDER ELECTRIC BUILDINGS AMERICAS, INC | KEL-C-378 | 1.762 | 1.762 | Y | 1.762 | 1.762 | 1.762
ICDP4C | 175891 | 75 | 134342 | 1/4IN COMP CAP 25/PKG | SCHNEIDER ELECTRIC BUILDINGS AMERICAS, INC | KEL-C-378 | 1.762 | 1.762 | N | 1.762 | 1.762 | 1.762
ICDPF2 | 175890 | 10000 | 134342 | PLASTIC FERRULE 1/2IN, 100/PKG | SCHNEIDER ELECTRIC BUILDINGS AMERICAS, INC | ICDPF2 | 0.0068 | 0.0067565 | Y | 0.0068 | 0.0067565 | 0.0068
ICDPF3 | 175888 | 1 | 168875 | PLASTIC FERRULE 3/8IN, 50/EA | Nationwide Controls Inc. DBA Controls Central | ICDPF3 | 0 | 0 | N | 0 | 0 | 0
ICDPF4 | 175888 | 14800 | 134342 | PLASTIC FERRULE 1/4IN, 50/PKG | SCHNEIDER ELECTRIC BUILDINGS AMERICAS, INC | ICDPF4 | 2.0219 | 0.0096326 | Y | 2.0219 | 2.0219 | 2.0219
ICDPF4 | 175890 | 19750 | 134342 | PLASTIC FERRULE 1/4IN, 50/PKG | SCHNEIDER ELECTRIC BUILDINGS AMERICAS, INC | ICDPF4 | 2.0219 | 0.0096326 | Y | 2.0219 | 2.0219 | 2.0219
ICDPF4 | 175891 | 300 | 134342 | PLASTIC FERRULE 1/4IN, 50/PKG | SCHNEIDER ELECTRIC BUILDINGS AMERICAS, INC | ICDPF4 | 2.0219 | 2.0219 | N | 2.0219 | 2.0219 | 2.0219
ICDPT40180 | 175891 | 22 | 134583 | POCKET THERMOMETER 1IN DIAL 5IN STEM | MILJOCO-WEISS LLC | ICDPT40180 | 4.59 | 4.4628 | Y | 4.59 | 4.4628 | 4.59
ICDRC4 | 175888 | 800 | 134342 | SealingCap3/16TUBEor1/4fitting 50/PKG | SCHNEIDER ELECTRIC BUILDINGS AMERICAS, INC | KEL-M-106 | 0.0017 | 0.0016516 | Y | 0.0017 | 0.0016516 | 0.0017
ICDRC4 | 175890 | 261250 | 134342 | SealingCap3/16TUBEor1/4fitting 50/PKG | SCHNEIDER ELECTRIC BUILDINGS AMERICAS, INC | KEL-M-106 | 0.0017 | 0.0016437 | Y | 0.0017 | 0.0016516 | 0.0017
ICDREG4 | 175890 | 1 | 177084 | 1/4IN MINI REGULATOR W/GAUGE | IND CONTROLS SHOP NJ | ICDREG4 | 53.87 | 2.6097 | N | 53.87 | 2.6097 | 53.87
ICDT2B | 175888 | 15 | 134039 | TEE 1/2IN BARB, 5/PKG | KELE & ASSOCIATES | B-381 | 15.188 | 15.188 | N | 15.188 | 15.188 | 15.188
ICDT2B2B4B | 175888 | 2500 | 134219 | TEE 1/2IN X 1/2IN X 1/4IN BARB, 25/PKG | PARKER HANNIFIN | ICDT2B2B4B | 0.13 | 0.12514 | N | 0.13 | 0.12514 | 0.13
ICDT2B2B4B | 175890 | 50 | 134219 | TEE 1/2IN X 1/2IN X 1/4IN BARB, 25/PKG | PARKER HANNIFIN | ICDT2B2B4B | 0.13 | 0.11654 | N | 0.13 | 0.12514 | 0.13
ICDTC3S | 175890 | 39900 | 134342 | SINGLE TUBE CLAMP 3/8IN, 50/PKG | SCHNEIDER ELECTRIC BUILDINGS AMERICAS, INC | KEL-M-623 | 0.01 | 0.00594 | N | 0.01 | 0.00594 | 0.01
ICDTC4D | 175891 | 50 | 134039 | DOUBLE TUBE CLAMP 1/4IN, 100/PKG | KELE & ASSOCIATES | KEL-M-628 | 0.51 | 0.4376 | N | 0.51 | 0.4376 | 0.51
ICDTOOL1 | 175891 | 3 | 164625 | SCREWDRIVER AND HONEYWELL PNEU ADJ | INDUSTRIAL CONTROLS | ICDTOOL1 | 8.5717 | 8.5717 | N | 8.5717 | 8.5717 | 8.5717
ICDV5013C1001 | 175888 | 1 | 133384 | 2 1/2IN 63CV DIV 3WAY FLANGED VALVE | ALLAGASH INTERNATIONAL GROUP, INC. | ICD V5013C1001 | 1630.79 | 1630.79 | Y | 1630.79 | 1630.79 | 1630.79
ICDV5013C1019 | 175888 | 1 | 133384 | 3IN 100CV DIV 3WAY FLANGED VALVE | ALLAGASH INTERNATIONAL GROUP, INC. | ICD V5013C1019 | 1832.83 | 1832.83 | Y | 1832.83 | 1832.83 | 1832.83
ICG1 | 175891 | 1 | 134395 | Supco solid state relaySealed Unit Parts | SUPCO SEALED UNIT PARTS CO., INC. / NSI | ICG1 | 3.1 | 3.1 | Y | 3.1 | 3.1 | 3.1
ICM-ACCRT103 | 166559 | 2 | 133959 | Wall sensor for ICM commercial stats | ICM CONTROLS CORP. | ACC-RT103 | 18.7734 | 9.69 | N | 18.7734 | 17.44 | 18.7734
ICM-ACCRT103 | 173042 | 4 | 133959 | Wall sensor for ICM commercial stats | ICM CONTROLS CORP. | ACC-RT103 | 18.7734 | 17.44 | N | 18.7734 | 17.44 | 18.7734
ICM-ACCRT104 | 173042 | 5 | 133959 | ICM REMOTE THERMOSTAT SENSOR, COMPATIBLE | ICM CONTROLS CORP. | ACC-RT104 | 18.69 | 12.13 | N | 18.69 | 12.13 | 18.69
ICM-ACCWP03 | 173042 | 8 | 133959 | UNIVERSAL WALLPLATE 5 3/4" X 7 1/2" | ICM CONTROLS CORP. | ACC-WP03 | 14.87 | 5.4 | N | 14.87 | 5.4 | 14.87
ICM-ACCWP04 | 173042 | 8 | 133959 | SMALL WALL PLATE | ICM CONTROLS CORP. | ACC-WP04 | 6.28 | 4.0738 | N | 6.28 | 4.0738 | 6.28
ICM-ACH045 | 10510 | 20 | 133959 | ICM low ambient cutoff switch45 degrees | ICM CONTROLS CORP. | ACH045 | 7.81 | 7.81 | Y | 7.81 | 7.81 | 7.81
ICM-ACH045 | 175891 | 3 | 133959 | ICM low ambient cutoff switch45 degrees | ICM CONTROLS CORP. | ACH045 | 7.81 | 4.62 | Y | 7.81 | 7.81 | 7.81
ICM-ACH055 | 10510 | 1 | 133959 | Temp Stat, Cool only, 55* fixed (This pa | ICM CONTROLS CORP. | ACH055 | 8.01 | 7.74 | Y | 8.01 | 7.74 | 8.01
ICM-ACH060 | 10510 | 31 | 133959 | ICM 60F temp thermostatheating only | ICM CONTROLS CORP. | ACH060 | 6.94 | 5.848 | Y | 6.94 | 5.848 | 6.94
ICM-ACH060 | 175891 | 5 | 133959 | ICM 60F temp thermostatheating only | ICM CONTROLS CORP. | ACH060 | 6.94 | 5.38 | Y | 6.94 | 5.848 | 6.94
ICM-ACH065 | 10510 | 11 | 133959 | Temp Stat, Heat only, 65F fixed | ICM CONTROLS CORP. | ACH065 | 6.94 | 6.47 | Y | 6.94 | 6.47 | 6.94
ICM-ACH065 | 173042 | 6 | 133959 | Temp Stat, Heat only, 65F fixed | ICM CONTROLS CORP. | ACH065 | 6.94 | 6.47 | Y | 6.94 | 6.47 | 6.94
ICM-ACH065 | 175891 | 4 | 133959 | Temp Stat, Heat only, 65F fixed | ICM CONTROLS CORP. | ACH065 | 6.94 | 5.767 | Y | 6.94 | 6.47 | 6.94
ICM-ACH075 | 175891 | 4 | 133959 | ICM Cool Only Temp Stat Fixed | ICM CONTROLS CORP. | ACH075 | 8.02 | 4.7977 | Y | 8.02 | 4.7977 | 8.02
ICM-FS1500L | 10510 | 14 | 133959 | ICM garage stat 35-75Fdigital heat only | ICM CONTROLS CORP. | FS1500L | 36.5 | 35.2543 | Y | 36.5 | 35.2543 | 36.5
ICM-I1010 | 173042 | 2 | 133959 | I3-Series Touch Thermostat, 7-Day pr | ICM CONTROLS CORP. | I1010R | 49.245 | 49 | N | 49.245 | 49 | 49.245
ICM-ICM102B | 10008 | 10 | 133959 | Timer, Time Delay | ICM CONTROLS CORP. | ICM102B | 11.78 | 11.38 | Y | 11.78 | 11.8232 | 11.8232
ICM-ICM102B | 10510 | 16 | 133959 | Timer, Time Delay | ICM CONTROLS CORP. | ICM102B | 11.78 | 11.0255 | Y | 11.78 | 11.8232 | 11.8232
ICM-ICM102B | 166553 | 4 | 133959 | Timer, Time Delay | ICM CONTROLS CORP. | ICM102B | 11.78 | 11.6299 | Y | 11.78 | 11.8232 | 11.8232
ICM-ICM102B | 166559 | 9 | 133959 | Timer, Time Delay | ICM CONTROLS CORP. | ICM102B | 11.78 | 11.8232 | Y | 11.78 | 11.8232 | 11.8232
ICM-ICM102B | 173042 | 1 | 133959 | Timer, Time Delay | ICM CONTROLS CORP. | ICM102B | 11.78 | 10.3144 | N | 11.78 | 11.8232 | 11.8232
ICM-ICM103B | 10510 | 39 | 133959 | DOM Timer, 1-1,023 seconds, switch-s | ICM CONTROLS CORP. | ICM103B | 15.04 | 14.2787 | Y | 15.04 | 14.2787 | 15.04
ICM-ICM103B | 175891 | 2 | 133959 | DOM Timer, 1-1,023 seconds, switch-s | ICM CONTROLS CORP. | ICM103B | 15.04 | 13.563 | Y | 15.04 | 14.2787 | 15.04
ICM-ICM104B | 166557 | 5 | 133959 | Delay on Make Timer | ICM CONTROLS CORP. | ICM104B | 27.4 | 25.58 | Y | 27.4 | 25.58 | 27.4
ICM-ICM175B | 10510 | 18 | 133959 | BYPASS TIMER 1000 SECONDS ADJUSTABLE | ICM CONTROLS CORP. | ICM175B | 12.14 | 10.4581 | Y | 12.14 | 11.33 | 12.14
ICM-ICM175B | 166557 | 5 | 133959 | BYPASS TIMER 1000 SECONDS ADJUSTABLE | ICM CONTROLS CORP. | ICM175B | 12.14 | 11.33 | Y | 12.14 | 11.33 | 12.14
ICM-ICM175B | 173042 | 2 | 133959 | BYPASS TIMER 1000 SECONDS ADJUSTABLE | ICM CONTROLS CORP. | ICM175B | 12.14 | 7.17 | N | 12.14 | 11.33 | 12.14
ICM-ICM203B | 10008 | 15 | 133959 | DELAY ON BREAK TIMER | ICM CONTROLS CORP. | ICM203B | 11.46 | 10.8023 | Y | 11.46 | 11.0698 | 11.46
ICM-ICM203B | 10510 | 15 | 133959 | DELAY ON BREAK TIMER | ICM CONTROLS CORP. | ICM203B | 11.46 | 11.0698 | Y | 11.46 | 11.0698 | 11.46
ICM-ICM203B | 166553 | 9 | 133959 | DELAY ON BREAK TIMER | ICM CONTROLS CORP. | ICM203B | 11.46 | 8.2486 | Y | 11.46 | 11.0698 | 11.46
ICM-ICM203B | 166557 | 6 | 133959 | DELAY ON BREAK TIMER | ICM CONTROLS CORP. | ICM203B | 11.46 | 8.99 | Y | 11.46 | 11.0698 | 11.46
ICM-ICM203B | 166559 | 4 | 133959 | DELAY ON BREAK TIMER | ICM CONTROLS CORP. | ICM203B | 11.46 | 10.74 | N | 11.46 | 11.0698 | 11.46
ICM-ICM203B | 166561 | 1 | 133959 | DELAY ON BREAK TIMER | ICM CONTROLS CORP. | ICM203B | 11.46 | 4.7022 | N | 11.46 | 11.0698 | 11.46
ICM-ICM203B | 173042 | 10 | 133959 | DELAY ON BREAK TIMER | ICM CONTROLS CORP. | ICM203B | 11.46 | 9.205 | Y | 11.46 | 11.0698 | 11.46
ICM-ICM203B | 175891 | 3 | 133959 | DELAY ON BREAK TIMER | ICM CONTROLS CORP. | ICM203B | 11.46 | 9.205 | Y | 11.46 | 11.0698 | 11.46
ICM-ICM206B | 10510 | 9 | 133959 | DOB Timer, 10 minutes adjustable | ICM CONTROLS CORP. | ICM206B | 22.39 | 20.9 | Y | 22.39 | 20.9 | 22.39
ICM-ICM220 | 166557 | 1 | 133959 | IMPEDANCE/LOCKOUT RELAY 24 VOLT | ICM CONTROLS CORP. | ICM220 | 22.54 | 39.23 | N | 22.54 | 39.23 | 39.23
ICM-ICM253B | 10510 | 17 | 133959 | ICM post-purge fan delay timer390 second | ICM CONTROLS CORP. | ICM253B | 19.44 | 17.6448 | Y | 19.44 | 17.6448 | 19.44
ICM-ICM253B | 173042 | 3 | 133959 | ICM post-purge fan delay timer390 second | ICM CONTROLS CORP. | ICM253B | 19.44 | 17.4398 | N | 19.44 | 17.6448 | 19.44
ICM-ICM253B | 175891 | 1 | 133959 | ICM post-purge fan delay timer390 second | ICM CONTROLS CORP. | ICM253B | 19.44 | 14.44 | Y | 19.44 | 17.6448 | 19.44
ICM-ICM271C | 10006 | 2 | 133959 | Blower Control Board, 18-30 VAC, | ICM CONTROLS CORP. | ICM271C | 62.63 | 38.505 | N | 62.63 | 38.505 | 62.63
ICM-ICM275C | 10510 | 1 | 133959 | ICM fan blower controlsdual function fix | ICM CONTROLS CORP. | ICM275C | 66.75 | 35.17 | N | 66.75 | 35.17 | 66.75
ICM-ICM275C | 175891 | 1 | 133959 | ICM fan blower controlsdual function fix | ICM CONTROLS CORP. | ICM275C | 66.75 | 35.17 | Y | 66.75 | 35.17 | 66.75
ICM-ICM281 | 10510 | 2 | 133959 | ICM furnace control moduleCarrier CES011 | ICM CONTROLS CORP. | ICM281 | 93.05 | 67.71 | Y | 93.05 | 67.71 | 93.05
ICM-ICM2811 | 10510 | 2 | 133959 | OEM replacement, Goodman PCBBF110/11 | ICM CONTROLS CORP. | ICM2811 | 60.34 | 38.05 | Y | 60.34 | 38.05 | 60.34
ICM-ICM2811 | 173042 | 5 | 133959 | OEM replacement, Goodman PCBBF110/11 | ICM CONTROLS CORP. | ICM2811 | 60.34 | 34.3 | N | 60.34 | 38.05 | 60.34
ICM-ICM2812KIT | 10510 | 3 | 133959 | ICM Univ furnacefan circuit board | ICM CONTROLS CORP. | ICM2812-KIT | 81.29 | 64.97 | Y | 81.29 | 64.97 | 81.29
ICM-ICM2813 | 173042 | 4 | 133959 | OEM replacement, Lennox SureLightBoa | ICM CONTROLS CORP. | ICM2813 | 86.38 | 60.02 | N | 86.38 | 60.02 | 86.38
ICM-ICM282B | 10510 | 4 | 133959 | FURNACE CONTROL BOARD MODULE REPLACES CA | ICM CONTROLS CORP. | ICM282B | 159.69 | 99.8765 | N | 159.69 | 99.8765 | 159.69
ICM-ICM282B | 175891 | 1 | 133959 | FURNACE CONTROL BOARD MODULE REPLACES CA | ICM CONTROLS CORP. | ICM282B | 159.69 | 92.24 | N | 159.69 | 99.8765 | 159.69
ICM-ICM283 | 173042 | 1 | 133959 | HOT SURFACE IGNITION CONTROL MODULE | ICM CONTROLS CORP. | ICM283 | 112.96 | 66.04 | N | 112.96 | 66.04 | 112.96
ICM-ICM287 | 10510 | 1 | 133959 | ICM furnace control moduleGoodman B18099 | ICM CONTROLS CORP. | ICM287 | 57.26 | 57.26 | N | 57.26 | 57.26 | 57.26
ICM-ICM291 | 10006 | 2 | 133959 | ICM BOARD/ OEM REPLACEMENT FOR CARRIER | ICM CONTROLS CORP. | ICM291 | 166.64 | 108.04 | N | 166.64 | 108.04 | 166.64
ICM-ICM291 | 10510 | 1 | 133959 | ICM BOARD/ OEM REPLACEMENT FOR CARRIER | ICM CONTROLS CORP. | ICM291 | 166.64 | 96.48 | Y | 166.64 | 108.04 | 166.64
ICM-ICM300 | 173042 | 3 | 133959 | Defrost Control, Pin-selectable, 30/ | ICM CONTROLS CORP. | ICM300C | 16.8438 | 16.76 | N | 16.8438 | 16.76 | 16.8438
ICM-ICM325A | 10510 | 18 | 133959 | ICM universal head pres cntrl | ICM CONTROLS CORP. | ICM325A | 107.04 | 108.5415 | Y | 107.04 | 108.5415 | 108.5415
ICM-ICM325A | 175890 | 2 | 133959 | ICM universal head pres cntrl | ICM CONTROLS CORP. | ICM325A | 107.04 | 100.83 | N | 107.04 | 108.5415 | 108.5415
ICM-ICM380 | 175890 | 1 | 133959 | Pressure,Transducer, 0-500 PSI Pressure | ICM CONTROLS CORP. | ICM380 | 70.35 | 72.76 | N | 70.35 | 72.76 | 72.76
ICM-ICM401A | 10008 | 1 | 133959 | 3-Phase Monitor, Universal 190-600 VAC, | ICM CONTROLS CORP. | ICM401A | 29.69 | 26.16 | Y | 29.69 | 27.72 | 29.69
ICM-ICM401A | 10510 | 7 | 133959 | 3-Phase Monitor, Universal 190-600 VAC, | ICM CONTROLS CORP. | ICM401A | 29.69 | 26.16 | Y | 29.69 | 27.72 | 29.69
ICM-ICM401A | 166557 | 4 | 133959 | 3-Phase Monitor, Universal 190-600 VAC, | ICM CONTROLS CORP. | ICM401A | 29.69 | 27.72 | Y | 29.69 | 27.72 | 29.69
ICM-ICM402C | 166557 | 5 | 133959 | Phase Monitor, 120v control | ICM CONTROLS CORP. | ICM402C | 51.05 | 47.65 | Y | 51.05 | 47.65 | 51.05
ICM-ICM402C | 166559 | 1 | 133959 | Phase Monitor, 120v control | ICM CONTROLS CORP. | ICM402C | 51.05 | 47.65 | Y | 51.05 | 47.65 | 51.05
ICM-ICM408 | 166557 | 1 | 133959 | Three Phase Monitor, 8-PIN, 190-480 | ICM CONTROLS CORP. | ICM408C | 61.898 | 61.59 | N | 61.898 | 61.59 | 61.898
ICM-ICM450A | 10006 | 1 | 133959 | PRGRMBL 3-PHASE LINE VOLT MONT | ICM CONTROLS CORP. | ICM450A | 130.67 | 126.25 | N | 130.67 | 131.85 | 131.85
ICM-ICM450A | 10008 | 2 | 133959 | PRGRMBL 3-PHASE LINE VOLT MONT | ICM CONTROLS CORP. | ICM450A | 130.67 | 126.25 | Y | 130.67 | 131.85 | 131.85
ICM-ICM450A | 166557 | 1 | 133959 | PRGRMBL 3-PHASE LINE VOLT MONT | ICM CONTROLS CORP. | ICM450A | 130.67 | 121.98 | Y | 130.67 | 131.85 | 131.85
ICM-ICM450A | 166561 | 2 | 133959 | PRGRMBL 3-PHASE LINE VOLT MONT | ICM CONTROLS CORP. | ICM450A | 130.67 | 130.67 | Y | 130.67 | 131.85 | 131.85
ICM-ICM450A | 173042 | 3 | 133959 | PRGRMBL 3-PHASE LINE VOLT MONT | ICM CONTROLS CORP. | ICM450A | 130.67 | 121.98 | Y | 130.67 | 131.85 | 131.85
ICM-ICM450A | 175890 | 1 | 133959 | PRGRMBL 3-PHASE LINE VOLT MONT | ICM CONTROLS CORP. | ICM450A | 130.67 | 131.85 | N | 130.67 | 131.85 | 131.85
ICM-ICM450A | 175891 | 1 | 133959 | PRGRMBL 3-PHASE LINE VOLT MONT | ICM CONTROLS CORP. | ICM450A | 130.67 | 103.263 | Y | 130.67 | 131.85 | 131.85
ICM-ICM450APLUS | 10510 | 3 | 133959 | 3 Phase Line Volt w/ Date & Time | ICM CONTROLS CORP. | ICM450APLUS | 141.26 | 131.87 | N | 141.26 | 141.26 | 141.26
ICM-ICM450APLUS | 166559 | 1 | 133959 | 3 Phase Line Volt w/ Date & Time | ICM CONTROLS CORP. | ICM450APLUS | 141.26 | 141.26 | N | 141.26 | 141.26 | 141.26
ICM-ICM450APLUS | 173042 | 2 | 133959 | 3 Phase Line Volt w/ Date & Time | ICM CONTROLS CORP. | ICM450APLUS | 141.26 | 131.87 | N | 141.26 | 141.26 | 141.26
ICM-ICM450C | 10006 | 1 | 133959 | 3 PHASE LINE MONITOR | ICM CONTROLS CORP. | ICM450C | 115.6454 | 96.3683 | N | 115.6454 | 115.07 | 115.6454
ICM-ICM450C | 166553 | 5 | 133959 | 3 PHASE LINE MONITOR | ICM CONTROLS CORP. | ICM450C | 115.6454 | 115.07 | Y | 115.6454 | 115.07 | 115.6454
ICM-ICM491C | 173042 | 3 | 133959 | Single Phase Line Monitor | ICM CONTROLS CORP. | ICM491C-LF | 29.8385 | 29.69 | N | 29.8385 | 29.69 | 29.8385
ICM-ICM492CLF | 166553 | 3 | 133959 | LINE MONITOR SINGLE PHASE DIG | ICM CONTROLS CORP. | ICM492C-LF | 70.91 | 52.6483 | N | 70.91 | 52.6483 | 70.91
ICM-ICM550ENC | 173042 | 6 | 133959 | Defrost Timer, Multi Voltage | ICM CONTROLS CORP. | ICM550-ENC | 78.62 | 73.4 | Y | 78.62 | 73.4 | 78.62
ICM-ICM550ENC | 175888 | 4 | 133959 | Defrost Timer, Multi Voltage | ICM CONTROLS CORP. | ICM550-ENC | 78.62 | 73.4 | Y | 78.62 | 73.4 | 78.62
ICM-ICM550ENC | 175890 | 5 | 133959 | Defrost Timer, Multi Voltage | ICM CONTROLS CORP. | ICM550-ENC | 78.62 | 73.4 | Y | 78.62 | 73.4 | 78.62
ICM-ICM87032A | 166559 | 2 | 133959 | ICM Controls SOFT START KIT 32A 120/240 | ICM CONTROLS CORP. | ICM870-32A | 171.22 | 165.43 | N | 171.22 | 165.43 | 171.22
ICM-SC1600L | 173042 | 13 | 133959 | HEATING ONLY | ICM CONTROLS CORP. | SC1600L | 35.26 | 35.26 | Y | 35.26 | 35.26 | 35.26
ICM-SC2010L | 173042 | 4 | 133959 | SC2010 1-Stage Ht/Cl or 1-Stage | ICM CONTROLS CORP. | SC2010L | 42.65 | 0 | N | 42.65 | 0 | 42.65
ICM-SC5010 | 173042 | 4 | 133959 | 7 DAY PROGRAMABLE PRO-SERIES | ICM CONTROLS CORP. | SC5010 | 50.22 | 56.96 | Y | 50.22 | 60.07 | 60.07
ICM-SC5010 | 175891 | 1 | 133959 | 7 DAY PROGRAMABLE PRO-SERIES | ICM CONTROLS CORP. | SC5010 | 50.22 | 60.07 | N | 50.22 | 60.07 | 60.07
ICM-SC5811 | 173042 | 4 | 133959 | 2H/2C 24V 7 DAY PROGRAMMABLE | ICM CONTROLS CORP. | SC5811 | 59.17 | 67.11 | Y | 59.17 | 67.11 | 67.11
ICM102 | 166559 | 1 | 134179 | ICM DELAY ON MAKE | NEUCO INC. | ICM102 | 14.09 | 29.09 | N | 14.09 | 29.09 | 29.09
ICM105B | 175890 | 1 | 133678 | DELAY ON MAKE TIMER | TOWER EQUIPMENT CO INC | ICM105B | 15.7755 | 15.6627 | Y | 15.7755 | 15.6627 | 15.7755
ICM2808 | 10510 | 1 | 133959 | ICM York OEMFurnace Module 120v Ign | ICM CONTROLS CORP. | ICM2808 | 49.99 | 49.99 | N | 49.99 | 49.99 | 49.99
ICM280C | 10510 | 3 | 133959 | ICM furnace control moduleGoodman B18099 | ICM CONTROLS CORP. | ICM280C | 74.06 | 67.6367 | Y | 74.06 | 67.6367 | 74.06
ICM325HNCLF | 10510 | 3 | 133959 | ICM head press w/ht pump bypasinput24VAC | ICM CONTROLS CORP. | ICM325HNC-LF | 73.877 | 72.337 | N | 73.877 | 72.337 | 73.877
ICM326HNCLF | 10510 | 1 | 133959 | ICM Low Ambient Head Press Cntrl | ICM CONTROLS CORP. | ICM326HNCLF | 84.8321 | 84.41 | Y | 84.8321 | 84.41 | 84.8321
ICM327HNCLF | 10510 | 2 | 133959 | ICM head press w/ht pump bypasinput/outp | ICM CONTROLS CORP. | ICM327HNC-LF | 104.89 | 104.89 | Y | 104.89 | 104.89 | 104.89
ICM327HNCLF | 175891 | 1 | 133959 | ICM head press w/ht pump bypasinput/outp | ICM CONTROLS CORP. | ICM327HNC-LF | 104.89 | 84.09 | N | 104.89 | 104.89 | 104.89
ICM340 | 166559 | 1 | 133959 | Elect Cond. Detector, 2-snsr | ICM CONTROLS CORP. | ICM-340 | 13.1756 | 13.11 | N | 13.1756 | 13.11 | 13.1756
ICM345 | 173042 | 1 | 133959 | Cond. ovrflow Alarm Aud/Vis (for ICM | ICM CONTROLS CORP. | ICM-345 | 14.7635 | 14.69 | N | 14.7635 | 14.69 | 14.7635
ICM379C | 10510 | 3 | 133959 | ICM probe for H serieshead pressure cont | ICM CONTROLS CORP. | ICM379C | 15.89 | 14.978 | Y | 15.89 | 15.89 | 15.89
ICM379C | 175891 | 1 | 133959 | ICM probe for H serieshead pressure cont | ICM CONTROLS CORP. | ICM379C | 15.89 | 15.89 | Y | 15.89 | 15.89 | 15.89
ICM400 | 166557 | 2 | 133959 | Phase Monitor, adjustable | ICM CONTROLS CORP. | ICM400 | 78.38 | 77.99 | N | 78.38 | 77.99 | 78.38
ICM455 | 166557 | 1 | 133959 | 3-Phase Monitor, 100-fault memory | ICM CONTROLS CORP. | ICM455 | 105.4489 | 104.9243 | N | 105.4489 | 104.9243 | 105.4489
IDC-ABD102NUB | 10008 | 1 | 134594 | IDEC 30mm Mom Flush PB 2NC Blk | IDEC CORPORATION | ABD102NUB | 19.02 | 15.315 | N | 19.02 | 15.315 | 19.02
IDC-ABW110BGR | 175883 | 2 | 134594 | IC ABW110-B,G,R OILTIGHT NO PB | IDEC CORPORATION | ABW110-BGR | 9.6 | 0.005 | N | 9.6 | 0.005 | 9.6
IDC-ALFD29920DNG120 | 10008 | 2 | 134594 | TWTD Series - 2 NO CONTACTS | IDEC CORPORATION | ALFD29920DN-G-120 | 43.235 | 43.235 | N | 43.235 | 43.235 | 43.235
IDC-ALW29911DR120V | 10008 | 1 | 134594 | 22MM SWITCH | IDEC CORPORATION | ALW29911D-R-120V | 29.04 | 25.97 | N | 29.04 | 25.97 | 29.04
IDC-AP22M2QHPW | 10008 | 16 | 134594 | ULTRA BRIGHT LED PURE WHITE | IDEC CORPORATION | AP22M-2QHPW | 26.93 | 22.05 | N | 26.93 | 22.05 | 26.93
IDC-AP22M2QHR | 10008 | 15 | 134594 | IDEC ULTRA BRIGHT LED RED 120V | IDEC CORPORATION | AP22M-2QHR | 26.93 | 22.05 | N | 26.93 | 22.05 | 26.93
IDC-AP22M2QHS | 10008 | 16 | 134594 | ULTRA BRIGHT LED BLUE | IDEC CORPORATION | AP22M-2QHS | 26.93 | 22.05 | N | 26.93 | 22.05 | 26.93
IDC-APD1QH2DNUA | 10008 | 12 | 134594 | IDEC 30mm Pilot Dome FV 120V Amber | IDEC CORPORATION | APD1QH2DNUA | 32.4 | 11.79 | N | 32.4 | 11.79 | 32.4
IDC-APD1QH2DNUG | 10008 | 4 | 134594 | IDEC 30mm Pilot Dome FV 120V Green | IDEC CORPORATION | APD1QH2DNUG | 32.4 | 11.6483 | N | 32.4 | 11.6483 | 32.4
IDC-APD1QH2DNUR | 10008 | 8 | 134594 | IDEC 30mm Pilot Dome FV 120V Red | IDEC CORPORATION | APD1QH2DNUR | 32.4 | 11.398 | N | 32.4 | 11.398 | 32.4
IDC-APW199DG24V | 175883 | 1 | 134594 | TW LED PL FV | IDEC CORPORATION | APW199D-G-24V | 16.19 | 11.35 | N | 16.19 | 11.35 | 16.19
IDC-APW199DR24V | 175883 | 13 | 134594 | PILOT LIGHT RED | IDEC CORPORATION | APW199D-R-24V | 16.19 | 17.49 | N | 16.19 | 17.49 | 17.49
IDC-APW1LUG | 10008 | 2 | 134594 | IDEC ROUND FLAT GREEN LENS | IDEC CORPORATION | APW1LU-G | 1.01 | 1.01 | N | 1.01 | 1.01 | 1.01
IDC-APW1LUR | 10008 | 2 | 134594 | IDEC ROUND FLAT RED LENS | IDEC CORPORATION | APW1LU-R | 1.0504 | 1.01 | N | 1.0504 | 1.01 | 1.0504
IDC-APW299DA24V | 175883 | 4 | 134594 | TW LED EXT PL FV | IDEC CORPORATION | APW299D-A-24V | 16.19 | 11.35 | N | 16.19 | 11.35 | 16.19
IDC-APW299DG24V | 175883 | 1 | 176391 | PILOT LIGHT GREEN | EQUIPTEX INDUSTRIAL PRODUCTS CORP-PF | APW299D-G-24V | 16.19 | 11.35 | N | 16.19 | 11.35 | 16.19
IDC-APW299DR24V | 10008 | 23 | 134594 | APW299D-R-24V PILOT LIGHT | IDEC CORPORATION | APW299D-R-24V | 16.19 | 10.19 | N | 16.19 | 10.19 | 16.19
IDC-ASW210 | 10008 | 13 | 134594 | TW 2POS MTD KNOB SW | IDEC CORPORATION | ASW210 | 12.59 | 10.1 | N | 12.59 | 10.1 | 12.59
IDC-ASW211 | 175883 | 3 | 134594 | Selector Switch | IDEC CORPORATION | ASW211 | 17.11 | 11.99 | N | 17.11 | 11.99 | 17.11
IDC-ASW2K11RL | 10008 | 17 | 134594 | Key Switch | IDEC CORPORATION | ASW2K11-RL | 35.13 | 28.03 | N | 35.13 | 28.03 | 35.13
IDC-ASW2L11 | 10008 | 1 | 134594 | NEMA 4X wall switches | IDEC CORPORATION | ASW2L11 | 17.11 | 15.3 | N | 17.11 | 15.3 | 17.11
IDC-ASW320 | 173042 | 4 | 134594 | SELECTOR SW 3 POS 2NO; SELECTOR SW 3 POS | IDEC CORPORATION | ASW320 | 17.11 | 13.9925 | Y | 17.11 | 13.9925 | 17.11
IDC-ASW320 | 175883 | 1 | 176391 | SELECTOR SW 3 POS 2NO; SELECTOR SW 3 POS | EQUIPTEX INDUSTRIAL PRODUCTS CORP-PF | ASW320 | 17.11 | 11.99 | N | 17.11 | 13.9925 | 17.11
IDC-ASW422411 | 10008 | 2 | 134594 | 4 POS Switch 22 mm | IDEC CORPORATION | ASW422-411 | 29.28 | 26.34 | Y | 29.28 | 26.34 | 29.28
IDC-BAF111SNU | 10008 | 8 | 134594 | DIN rail mount fuse holder | IDEC CORPORATION | BAF111SNU | 3.83 | 1.75 | N | 3.83 | 1.75 | 3.83
IDC-BNDN1000 | 10006 | 29 | 134594 | DIN rail 35mm aluminum 1m | IDEC CORPORATION | BNDN1000 | 5.16 | 4.23 | N | 5.16 | 4.8726 | 5.16
IDC-BNDN1000 | 10008 | 104 | 134594 | DIN rail 35mm aluminum 1m | IDEC CORPORATION | BNDN1000 | 5.16 | 4.8726 | Y | 5.16 | 4.8726 | 5.16
IDC-BNDN1000 | 10510 | 95 | 134594 | DIN rail 35mm aluminum 1m | IDEC CORPORATION | BNDN1000 | 5.16 | 4.7778 | Y | 5.16 | 4.8726 | 5.16
IDC-BNDN1000 | 166553 | 9 | 168938 | DIN rail 35mm aluminum 1m | Lectro Components, Inc. | BNDN1000 | 5.16 | 4.72 | Y | 5.16 | 4.8726 | 5.16
IDC-BNDN1000 | 166557 | 54 | 134594 | DIN rail 35mm aluminum 1m | IDEC CORPORATION | BNDN1000 | 5.16 | 4.85 | Y | 5.16 | 4.8726 | 5.16
IDC-BNDN1000 | 173042 | 194 | 134594 | DIN rail 35mm aluminum 1m | IDEC CORPORATION | BNDN1000 | 5.16 | 4.8498 | Y | 5.16 | 4.8726 | 5.16
IDC-BNDN1000 | 175888 | 2 | 134594 | DIN rail 35mm aluminum 1m | IDEC CORPORATION | BNDN1000 | 5.16 | 4.62 | N | 5.16 | 4.8726 | 5.16
IDC-BNDN1000 | 175891 | 5 | 134594 | DIN rail 35mm aluminum 1m | IDEC CORPORATION | BNDN1000 | 5.16 | 4.6202 | Y | 5.16 | 4.8726 | 5.16
IDC-BNE15W | 175883 | 20 | 134594 | END PLATE FOR BNH10W TERMINAL | IDEC CORPORATION | BNE15W | 0.26 | 0.28 | N | 0.26 | 0.28 | 0.28
IDC-BNH15MW | 175883 | 20 | 134594 | IC BNH15MW TERMINAL BLOCK | IDEC CORPORATION | BNH15MW | 0.69 | 0.71 | N | 0.69 | 0.71 | 0.71
IDC-BNL5 | 10510 | 10 | 134594 | DIN rail End Clip | IDEC CORPORATION | BNL-5 | 0.86 | 0 | N | 0.86 | 0.86 | 0.86
IDC-BNL5 | 173042 | 6 | 134594 | DIN rail End Clip | IDEC CORPORATION | BNL-5 | 0.86 | 0.23 | N | 0.86 | 0.86 | 0.86
IDC-BNL5 | 175883 | 10 | 134594 | DIN rail End Clip | IDEC CORPORATION | BNL-5 | 0.86 | 0.86 | N | 0.86 | 0.86 | 0.86
IDC-BNL6 | 10008 | 25 | 134594 | DIN rail End Clip | IDEC CORPORATION | BNL-6 | 0.86 | 0.81 | Y | 0.86 | 0.81 | 0.86
IDC-BNM7 | 175883 | 20 | 134594 | Marking Strip | IDEC CORPORATION | BNM7 | 0.63 | 0.71 | N | 0.63 | 0.71 | 0.71
IDC-EC2BB21B021N2U | 10008 | 1 | 134594 | IDEC | IDEC CORPORATION | EC2B-B21B021N2-U | 145.48 | 136.6 | N | 145.48 | 136.6 | 145.48
IDC-FB1W111Y | 10008 | 1 | 134594 | Enclosure 1 Hole, Yellow 76x76x59.5mm | IDEC CORPORATION | FB1W-111Y | 12.12 | 10.6759 | Y | 12.12 | 11.8733 | 12.12
IDC-FB1W111Y | 10010 | 3 | 134594 | Enclosure 1 Hole, Yellow 76x76x59.5mm | IDEC CORPORATION | FB1W-111Y | 12.12 | 11.8733 | Y | 12.12 | 11.8733 | 12.12
IDC-FB1WHW1BY211R | 10010 | -8 | 134594 | E stop switch in housing | IDEC CORPORATION | FB1W-HW1B-Y211R | 39.23 | 37.8586 | Y | 39.23 | 37.8586 | 39.23
IDC-FB1WXW1ELV411MR | 173042 | 1 | 134594 | FB1W-XW1E-LV411MR 1NO/1NC | IDEC CORPORATION | FB1W-XW1E-LV411MR 1NO/1NC | 47.83 | 47.83 | N | 47.83 | 47.83 | 47.83
IDC-FL1FH12RCA | 10008 | 2 | 134594 | SmartRelay CPU 24VAC-DC | IDEC CORPORATION | FL1F-H12RCA | 144.5 | 135.68 | Y | 144.5 | 135.68 | 144.5
IDC-FL1FM08D2R2 | 10008 | 5 | 134594 | IDEC FL1F EXPANSION MODULE, 4 INPUT | IDEC CORPORATION | FL1F-M08D2R2 | 57.34 | 53.84 | N | 57.34 | 53.84 | 57.34
IDC-GT3A1AF20 | 10008 | 2 | 134594 | Timer 8-pin Plug-In SPDT 3A | IDEC CORPORATION | GT3A-1AF20 | 43.05 | 40.425 | N | 43.05 | 40.425 | 43.05
IDC-GT3F2AD24 | 10008 | 3 | 134594 | Timer 8-pin Plug-In DPDT 5A | IDEC CORPORATION | GT3F-2AD24 | 56.93 | 51.7617 | Y | 56.93 | 51.7617 | 56.93
IDC-GT3F2AF20 | 10008 | 2 | 134594 | Timer 8-pin Plug-In DPDT 5A | IDEC CORPORATION | GT3F-2AF20 | 56.93 | 51.3969 | Y | 56.93 | 51.3969 | 56.93
IDC-GT3WA11AD24N | 10008 | 1 | 134594 | Timer 8-pin Plug-In DPDT 5A | IDEC CORPORATION | GT3W-A11AD24N | 56.93 | 53.45 | Y | 56.93 | 53.45 | 56.93
IDC-HW1BM0 | 10008 | 17 | 134594 | HW1B-M0 ROUND OPERATING UNIT | IDEC CORPORATION | HW1B-M0 | 1.8 | 1.4529 | N | 1.8 | 1.4529 | 1.8
IDC-HW1BM1F10B | 10008 | 1 | 134594 | HW1B-M1F10-B P/B 22mm MOM FLUSH 1NO | IDEC CORPORATION | HW1B-M1F10-B | 8.09 | 7.59 | Y | 8.09 | 7.59 | 8.09
IDC-HW1BM1F10G | 10008 | 1 | 134594 | HW1B-M1F10-G P/B 22mm MOM FLUSH 1NO | IDEC CORPORATION | HW1B-M1F10-G | 8.09 | 7.59 | Y | 8.09 | 7.59 | 8.09
IDC-HW1BM1F10R | 10008 | 1 | 134594 | P/B 22mm MOM FLUSH 1NO | IDEC CORPORATION | HW1B-M1F10-R | 8.09 | 7.592 | Y | 8.09 | 7.592 | 8.09
IDC-HW1BM4F11R | 166557 | 1 | 133383 | Pushbutton Switch; Panel Mount; Red | RS AMERICAS INC. | HW1BM4F11R | 17.79 | 17.79 | N | 17.79 | 17.79 | 17.79
IDC-HW1BV4F01R | 10008 | 5 | 134594 | Idec Push/Turn Reset Button Large Head | IDEC CORPORATION | HW1B-V4F01-R | 23.28 | 21.86 | Y | 23.28 | 21.86 | 23.28
IDC-HW1BY2F01R | 10008 | 2 | 134594 | P/B 22mm E/STOP 40mm | IDEC CORPORATION | HW1B-Y2F01-R | 22.47 | 21.0986 | Y | 22.47 | 21.0986 | 22.47
IDC-HW1LM0 | 10008 | 1 | 134594 | HW1L-M0 ROUND MOM PB OPERATOR | IDEC CORPORATION | HW1L-M0 | 5.24 | 4.124 | N | 5.24 | 4.124 | 5.24
IDC-HW1P1FQ0 | 10008 | 17 | 134594 | FLUSH PILOT OPERATOR | IDEC CORPORATION | HW1P-1FQ0 | 6.13 | 5.0142 | Y | 6.13 | 5.0142 | 6.13
IDC-HW1P1FQDA120V | 10008 | 2 | 134594 | Idec LED Panel Mount Indicator, Pilot | IDEC CORPORATION | HW1P-1FQD-A-120V | 14.2 | 11.63 | Y | 14.2 | 11.63 | 14.2
IDC-HW1P1FQDA12V | 10008 | 24 | 134594 | Idec Pilot Light Assembly, Flush Lense, | IDEC CORPORATION | HW1P-1FQD-A-12V | 13.39 | 11.8836 | Y | 13.39 | 11.8836 | 13.39
IDC-HW1P1FQDA24V | 10008 | 2 | 134594 | Idec LED Panel Mount Indicator, Pilot | IDEC CORPORATION | HW1P-1FQD-A-24V | 13.39 | 12.5419 | Y | 13.39 | 12.5419 | 13.39
IDC-HW1P1FQDG120V | 10008 | 3 | 134594 | Idec Pilot Light, Green, 120V | IDEC CORPORATION | HW1P-1FQD-G-120V | 14.2 | 12.5951 | Y | 14.2 | 12.5951 | 14.2
IDC-HW1P1FQDG12V | 10008 | 21 | 134594 | Idec Pilot Light, Flush Lense, Full | IDEC CORPORATION | HW1P-1FQD-G-12V | 13.39 | 11.9011 | Y | 13.39 | 11.9011 | 13.39
IDC-HW1P1FQDG24V | 10008 | 1 | 134594 | D PILOT LIGHT | IDEC CORPORATION | HW1P-1FQD-G-24V | 13.39 | 12.5708 | Y | 13.39 | 12.5708 | 13.39
IDC-HW1P1FQDR120V | 10008 | 3 | 134594 | Pilot Light. Red, 120V | IDEC CORPORATION | HW1P-1FQD-R-120V | 14.2 | 12.69 | Y | 14.2 | 12.69 | 14.2
IDC-HW1P1FQDR12V | 10008 | 23 | 134594 | Idec Pilot Light, 12V, Red | IDEC CORPORATION | HW1P-1FQD-R-12V | 13.39 | 11.8978 | Y | 13.39 | 11.8978 | 13.39
IDC-HW1P1FQDR24V | 10008 | 4 | 134594 | Idec LED Panel Mount Indictor, | IDEC CORPORATION | HW1P-1FQD-R-24V | 13.39 | 12.57 | Y | 13.39 | 12.57 | 13.39
IDC-HW1P1FQDY24V | 10008 | 1 | 134594 | Light, Pilot | IDEC CORPORATION | HW1P-1FQD-Y-24V | 13.39 | 18.0314 | N | 13.39 | 18.0314 | 18.0314
IDC-HW1S2TF10 | 10008 | 1 | 134594 | Maintained Selector Switch, 2 Position K | IDEC CORPORATION | HW1S-2TF10 | 10.68 | 10.03 | N | 10.68 | 10.03 | 10.68
IDC-HW1S2TF10 | 10510 | 20 | 134594 | Maintained Selector Switch, 2 Position K | IDEC CORPORATION | HW1S-2TF10 | 10.68 | 9.55 | Y | 10.68 | 10.03 | 10.68
IDC-HW1S2TF11 | 10010 | 3 | 134594 | Idec 2 Pos Selector Switch, 1NO 1NC | IDEC CORPORATION | HW1S-2TF11 | 14.84 | 14.54 | Y | 14.84 | 14.54 | 14.84
IDC-HW1S2TF20 | 10008 | 7 | 134594 | Idec 2 Postion Selector Switch, Maintain | IDEC CORPORATION | HW1S-2TF20 | 14.84 | 14.4303 | Y | 14.84 | 14.4303 | 14.84
IDC-HW1S2TF20 | 175883 | 0 | 134594 | Idec 2 Postion Selector Switch, Maintain | IDEC CORPORATION | HW1S-2TF20 | 14.84 | 13.9182 | N | 14.84 | 14.4303 | 14.84
IDC-HW1S3TF20 | 10008 | 48 | 134594 | Idec 3 Position Switch Assembled, Knob, | IDEC CORPORATION | HW1S-3TF20 | 14.84 | 14.3627 | Y | 14.84 | 14.3627 | 14.84
IDC-HW1S3TF20 | 10510 | 2 | 176391 | Idec 3 Position Switch Assembled, Knob, | EQUIPTEX INDUSTRIAL PRODUCTS CORP-PF | HW1S-3TF20 | 14.84 | 13.9945 | Y | 14.84 | 14.3627 | 14.84
IDC-HW4BM1F10B | 173042 | 131 | 134594 | 22mm PUSHBUTTON BLACK | IDEC CORPORATION | HW4B-M1F10-B | 8.89 | 8.2723 | Y | 8.89 | 8.2723 | 8.89
IDC-HW4BM1F10R | 173042 | 107 | 134594 | 22mm PUSHBUTTON RED | IDEC CORPORATION | HW4B-M1F10-R | 8.89 | 8.35 | Y | 8.89 | 8.35 | 8.89
IDC-HW4BM4F10R | 173042 | 6 | 134594 | Pushbutton F22mm Momentary Metal Round R | IDEC CORPORATION | HW4B-M4F10-R | 13.28 | 1 | N | 13.28 | 1 | 13.28
IDC-HW9ZA30 | 10008 | 11 | 134594 | Adaptor | IDEC CORPORATION | HW9Z-A30 | 3 | 2.39 | N | 3 | 2.39 | 3
IDC-HW9ZK1 | 10008 | 2 | 134594 | SHROUD | IDEC CORPORATION | HW9Z-K1 | 3 | 2.39 | N | 3 | 2.39 | 3
IDC-HWAM212 | 10008 | 9 | 134594 | OFF ON NAMEPLATE | IDEC CORPORATION | HWAM-212 | 6.12 | 5.75 | Y | 6.12 | 5.75 | 6.12
IDC-HWAM314 | 173042 | 4 | 134594 | 22MM SUMMER/OFF/WINTER NAME PLATE | IDEC CORPORATION | HWAM-314 | 6.12 | 1.21 | N | 6.12 | 1.21 | 6.12
IDC-HWAM317 | 10008 | 20 | 134594 | HOA-HAND OFF AUTO | IDEC CORPORATION | HWAM-317 | 6.12 | 5.75 | Y | 6.12 | 5.75 | 6.12
IDC-HWAM317 | 173042 | 10 | 134594 | HOA-HAND OFF AUTO | IDEC CORPORATION | HWAM-317 | 6.12 | 5.75 | Y | 6.12 | 5.75 | 6.12
IDC-HWAQ119 | 173042 | 23 | 134594 | 22mm RESET Nameplate | IDEC CORPORATION | HWAQ-119 | 7.37 | 6.7846 | Y | 7.37 | 6.7846 | 7.37
IDC-HWAQ206 | 10008 | 5 | 134594 | 22mm HAND-AUTO Nameplate | IDEC CORPORATION | HWAQ-206 | 7.37 | 6.92 | N | 7.37 | 6.92 | 7.37
IDC-HWAV27Y | 10510 | 27 | 134594 | NAME PLATE "EMERGENCY STOP" YELLOW | IDEC CORPORATION | HWAV-27-Y | 3 | 3.0355 | Y | 3 | 3.0355 | 3.0355
IDC-HWAV27Y | 175891 | 2 | 134594 | NAME PLATE "EMERGENCY STOP" YELLOW | IDEC CORPORATION | HWAV-27-Y | 3 | 2.5972 | Y | 3 | 3.0355 | 3.0355
IDC-HWCB2C | 10008 | 2 | 134594 | Contact Block Mounting Adaptor | IDEC CORPORATION | HW-CB2C | 0.75 | 0.6045 | N | 0.75 | 0.6045 | 0.75
IDC-HWF10 | 175891 | 5 | 176646 | HW-F10 CONTACT BLOCK 1NO | KENDALL ELECTRIC INC | HW-F10 | 4.18 | 4.18 | Y | 4.18 | 4.18 | 4.18
IDC-HWU01 | 10008 | 5 | 134594 | contact block NC | IDEC CORPORATION | HW-U01 | 4.05 | 3.7616 | Y | 4.05 | 3.7616 | 4.05
IDC-HWU10 | 10008 | 18 | 134594 | contact block NO | IDEC CORPORATION | HW-U10 | 4.05 | 3.8012 | Y | 4.05 | 3.8012 | 4.05
IDC-KITSMARTRELAYHAF | 166561 | 1 | 134594 | FL1F SmartRelay Starter Kit | IDEC CORPORATION | KIT-SMARTRELAY-HAF | 190.19 | 288.32 | N | 190.19 | 288.32 | 288.32
IDC-LSRD2 | 10008 | 12 | 134594 | 24V LED for TW series pilot lights | IDEC CORPORATION | LSRD-2 | 4.32 | 3.87 | Y | 4.32 | 3.87 | 4.32
IDC-LSRDH2 | 10008 | 11 | 134594 | 120V LED for TW series pilot lights | IDEC CORPORATION | LSRD-H2 | 6.69 | 5.98 | Y | 6.69 | 5.98 | 6.69
IDC-LSTD1A | 10008 | 1 | 134594 | LED Bulb | IDEC CORPORATION | LSTD-1A | 3.6363 | 3.6362 | N | 3.6363 | 3.6362 | 3.6363
IDC-LSTD1R | 10008 | 1 | 134594 | LED LIGHT 12VAC/DC RED | IDEC CORPORATION | LSTD-1R | 3.65 | 3.65 | N | 3.65 | 3.65 | 3.65
IDC-LSTD2A | 10008 | 8 | 134594 | LSTD-2A AMBER 24V LAMP | IDEC CORPORATION | LSTD-2A | 3.5327 | 3.5327 | N | 3.5327 | 3.5327 | 3.5327
IDC-LSTD2G | 10510 | 3 | 134594 | LSTD-2G GREEN 24V LAMP | IDEC CORPORATION | LSTD-2G | 4.469 | 4.469 | N | 4.469 | 4.469 | 4.469
IDC-LSTD2G | 175891 | 3 | 134594 | LSTD-2G GREEN 24V LAMP | IDEC CORPORATION | LSTD-2G | 4.469 | 3.99 | N | 4.469 | 4.469 | 4.469
IDC-LSTD2R | 10008 | 2 | 134594 | LSTD-2R RED 24V LAMP | IDEC CORPORATION | LSTD-2R | 5.07 | 3.5336 | N | 5.07 | 5.07 | 5.07
IDC-LSTD2R | 10510 | 1 | 134594 | LSTD-2R RED 24V LAMP | IDEC CORPORATION | LSTD-2R | 5.07 | 5.07 | N | 5.07 | 5.07 | 5.07
IDC-LSTD2R | 175891 | 2 | 134594 | LSTD-2R RED 24V LAMP | IDEC CORPORATION | LSTD-2R | 5.07 | 3.898 | N | 5.07 | 5.07 | 5.07
IDC-LSTDH2A | 10008 | 12 | 134594 | LSTD-H2A AMBER 120V LAMP | IDEC CORPORATION | LSTD-H2A | 5.33 | 5.33 | N | 5.33 | 5.33 | 5.33
IDC-LSTDH2G | 10510 | 11 | 134594 | LSTD-H2G GREEN 120V LAMP | IDEC CORPORATION | LSTD-H2G | 7.378 | 7.378 | Y | 7.378 | 7.378 | 7.378
IDC-LSTDH2G | 175891 | 2 | 134594 | LSTD-H2G GREEN 120V LAMP | IDEC CORPORATION | LSTD-H2G | 7.378 | 7.298 | N | 7.378 | 7.378 | 7.378
IDC-NC1V11005AA | 10008 | 4 | 134594 | Circuit Breaker | IDEC CORPORATION | NC1V-1100-5AA | 8.7 | 8.7 | N | 8.7 | 8.7 | 8.7
IDC-NWAL102 | 10008 | 1 | 134594 | IDEC CLOSE LEGEND | IDEC CORPORATION | NWAL-102 | 5.95 | 0.69 | N | 5.95 | 0.69 | 5.95
IDC-NWAL211 | 175883 | 2 | 134594 | NWAL-211 MAN AUTO LEGEND | IDEC CORPORATION | NWAL-211 | 5.95 | 0.7 | N | 5.95 | 0.7 | 5.95
IDC-PS5RVB12 | 10006 | 1 | 134594 | Power Supply 15W 12VDC DIN | IDEC CORPORATION | PS5R-VB12 | 39.24 | 54.75 | N | 39.24 | 54.75 | 54.75
IDC-PS5RVB24 | 10008 | 1 | 134594 | Power Supply 15W 24VDC DIN | IDEC CORPORATION | PS5R-VB24 | 39.24 | 31.7747 | Y | 39.24 | 42.85 | 42.85
IDC-PS5RVB24 | 10510 | 3 | 134594 | Power Supply 15W 24VDC DIN | IDEC CORPORATION | PS5R-VB24 | 39.24 | 42.85 | N | 39.24 | 42.85 | 42.85
IDC-PS5RVB24 | 166553 | 1 | 134594 | Power Supply 15W 24VDC DIN | IDEC CORPORATION | PS5R-VB24 | 39.24 | 31.7747 | N | 39.24 | 42.85 | 42.85
IDC-PS5RVC12 | 10008 | 3 | 134594 | Power Supply 30W 12VDC DIN | IDEC CORPORATION | PS5R-VC12 | 43.59 | 40.2137 | Y | 43.59 | 51.2418 | 51.2418
IDC-PS5RVC12 | 10510 | 1 | 134594 | Power Supply 30W 12VDC DIN | IDEC CORPORATION | PS5R-VC12 | 43.59 | 51.2418 | Y | 43.59 | 51.2418 | 51.2418
IDC-PS5RVC24 | 10008 | 6 | 134594 | Power Supply 30W 24VDC DIN | IDEC CORPORATION | PS5R-VC24 | 43.59 | 40.3032 | Y | 43.59 | 56.67 | 56.67
IDC-PS5RVC24 | 10510 | 2 | 134594 | Power Supply 30W 24VDC DIN | IDEC CORPORATION | PS5R-VC24 | 43.59 | 56.67 | Y | 43.59 | 56.67 | 56.67
IDC-PS5RVD24 | 10008 | 3 | 134594 | Power Supply 60W 24VDC DIN | IDEC CORPORATION | PS5R-VD24 | 47.96 | 28.23 | Y | 47.96 | 42.3992 | 47.96
IDC-PS5RVD24 | 10010 | 17 | 134594 | Power Supply 60W 24VDC DIN | IDEC CORPORATION | PS5R-VD24 | 47.96 | 42.3992 | Y | 47.96 | 42.3992 | 47.96
IDC-PS5RVE24 | 10008 | 3 | 134594 | Power Supply 90W 24VDC DIN | IDEC CORPORATION | PS5R-VE24 | 82.83 | 42.82 | Y | 82.83 | 71.23 | 82.83
IDC-PS5RVE24 | 10010 | 1 | 134594 | Power Supply 90W 24VDC DIN | IDEC CORPORATION | PS5R-VE24 | 82.83 | 71.23 | N | 82.83 | 71.23 | 82.83
IDC-PS5RVE24 | 173042 | 2 | 134594 | Power Supply 90W 24VDC DIN | IDEC CORPORATION | PS5R-VE24 | 82.83 | 64.977 | Y | 82.83 | 71.23 | 82.83
IDC-PS5RVF24 | 10008 | 1 | 134594 | Power Supply 120W 24VDC DIN | IDEC CORPORATION | PS5R-VF24 | 95.91 | 47.06 | Y | 95.91 | 47.06 | 95.91
IDC-PS5RVG24 | 10008 | 1 | 134594 | Power Supply 240W 24VDC DIN | IDEC CORPORATION | PS5R-VG24 | 152.59 | 131.2 | N | 152.59 | 131.2 | 152.59
IDC-RF1V3A1BLD24 | 10008 | 1 | 134594 | Relay Force Guided 3NO1NC DC24 | IDEC CORPORATION | RF1V-3A1BL-D24 | 16.23 | 13.0496 | N | 16.23 | 13.0496 | 16.23
IDC-RH1BUAC120V | 10006 | 8 | 134594 | Relay Plug-In SPDT 10A 120VAC | IDEC CORPORATION | RH1B-UAC120V | 6.67 | 3.9401 | Y | 6.67 | 5.7906 | 6.67
IDC-RH1BUAC120V | 10008 | 21 | 134594 | Relay Plug-In SPDT 10A 120VAC | IDEC CORPORATION | RH1B-UAC120V | 6.67 | 3.41 | N | 6.67 | 5.7906 | 6.67
IDC-RH1BUAC120V | 166553 | 110 | 134594 | Relay Plug-In SPDT 10A 120VAC | IDEC CORPORATION | RH1B-UAC120V | 6.67 | 3.3977 | Y | 6.67 | 5.7906 | 6.67
IDC-RH1BUAC120V | 166561 | 30 | 134594 | Relay Plug-In SPDT 10A 120VAC | IDEC CORPORATION | RH1B-UAC120V | 6.67 | 5.7906 | Y | 6.67 | 5.7906 | 6.67
IDC-RH1BUAC120V | 173042 | 63 | 134594 | Relay Plug-In SPDT 10A 120VAC | IDEC CORPORATION | RH1B-UAC120V | 6.67 | 2.65 | Y | 6.67 | 5.7906 | 6.67
IDC-RH1BUAC120V | 175890 | 3 | 176391 | Relay Plug-In SPDT 10A 120VAC | EQUIPTEX INDUSTRIAL PRODUCTS CORP-PF | RH1B-UAC120V | 5.05 | 2.812 | N | 6.67 | 5.7906 | 6.67
IDC-RH1BUAC240V | 175891 | 9 | 176391 | Relay Plug-In SPDT 10A 240VAC | EQUIPTEX INDUSTRIAL PRODUCTS CORP-PF | RH1B-UAC240V | 15.83 | 14.85 | N | 15.83 | 14.85 | 15.83
IDC-RH1BUAC24V | 10006 | 9 | 134594 | Relay Plug-In SPDT 10A 24VAC | IDEC CORPORATION | RH1B-UAC24V | 6.67 | 3.09 | Y | 6.67 | 6.26 | 6.67
IDC-RH1BUAC24V | 166553 | 46 | 134594 | Relay Plug-In SPDT 10A 24VAC | IDEC CORPORATION | RH1B-UAC24V | 6.67 | 6.26 | Y | 6.67 | 6.26 | 6.67
IDC-RH1BUAC24V | 166559 | 5 | 134594 | Relay Plug-In SPDT 10A 24VAC | IDEC CORPORATION | RH1B-UAC24V | 6.67 | 3.09 | N | 6.67 | 6.26 | 6.67
IDC-RH1BUAC24V | 166561 | 100 | 134594 | Relay Plug-In SPDT 10A 24VAC | IDEC CORPORATION | RH1B-UAC24V | 6.67 | 4.778 | Y | 6.67 | 6.26 | 6.67
IDC-RH1BUAC24V | 173042 | 55 | 134594 | Relay Plug-In SPDT 10A 24VAC | IDEC CORPORATION | RH1B-UAC24V | 6.67 | 5.4355 | Y | 6.67 | 6.26 | 6.67
IDC-RH1BUAC24V | 175883 | 1 | 176391 | Relay Plug-In SPDT 10A 24VAC | EQUIPTEX INDUSTRIAL PRODUCTS CORP-PF | RH1B-UAC24V | 6.67 | 3.09 | N | 6.67 | 6.26 | 6.67
IDC-RH1BUAC24V | 175890 | 1 | 176391 | Relay Plug-In SPDT 10A 24VAC | EQUIPTEX INDUSTRIAL PRODUCTS CORP-PF | RH1B-UAC24V | 4.28 | 3.3081 | N | 6.67 | 6.26 | 6.67
IDC-RH1BUDC12V | 166553 | 40 | 134594 | Relay Plug-In SPDT 10A 12VDC | IDEC CORPORATION | RH1B-UDC12V | 6.08 | 5.3734 | Y | 6.08 | 5.3734 | 6.08
IDC-RH1BUDC12V | 166560 | 10 | 134594 | Relay Plug-In SPDT 10A 12VDC | IDEC CORPORATION | RH1B-UDC12V | 6.08 | 4.7076 | N | 6.08 | 5.3734 | 6.08
IDC-RH1BUDC12V | 175883 | 2 | 134594 | Relay Plug-In SPDT 10A 12VDC | IDEC CORPORATION | RH1B-UDC12V | 6.08 | 4.7076 | N | 6.08 | 5.3734 | 6.08
IDC-RH1BUDC24V | 10008 | 0 | 134594 | Relay Plug-In SPDT 10A 24VDC | IDEC CORPORATION | RH1B-UDC24V | 6.08 | 5.71 | N | 6.08 | 5.71 | 6.08
IDC-RH1BUDC24V | 166553 | 79 | 134594 | Relay Plug-In SPDT 10A 24VDC | IDEC CORPORATION | RH1B-UDC24V | 6.08 | 4.6345 | Y | 6.08 | 5.71 | 6.08
IDC-RH1BUDC24V | 166561 | 13 | 134594 | Relay Plug-In SPDT 10A 24VDC | IDEC CORPORATION | RH1B-UDC24V | 6.08 | 3.645 | N | 6.08 | 5.71 | 6.08
IDC-RH1BUDC24V | 173042 | 13 | 134594 | Relay Plug-In SPDT 10A 24VDC | IDEC CORPORATION | RH1B-UDC24V | 6.08 | 2.33 | N | 6.08 | 5.71 | 6.08
IDC-RH1BUDC6V | 166561 | 26 | 134594 | Relay Plug-In SPDT 10A 6VDC | IDEC CORPORATION | RH1B-UDC6V | 6.08 | 5.23 | N | 6.08 | 5.23 | 6.08
IDC-RH1BULAC120V | 10008 | 146 | 134594 | Relay Plug-In SPDT 10A 120VAC | IDEC CORPORATION | RH1B-ULAC120V | 8.5 | 4.1854 | Y | 10.46 | 7.98 | 10.46
IDC-RH1BULAC120V | 166553 | 70 | 134594 | Relay Plug-In SPDT 10A 120VAC | IDEC CORPORATION | RH1B-ULAC120V | 8.5 | 4.18 | N | 10.46 | 7.98 | 10.46
IDC-RH1BULAC120V | 166557 | 40 | 134594 | Relay Plug-In SPDT 10A 120VAC | IDEC CORPORATION | RH1B-ULAC120V | 8.5 | 7.98 | N | 10.46 | 7.98 | 10.46
IDC-RH1BULAC120V | 166560 | 25 | 134594 | Relay Plug-In SPDT 10A 120VAC | IDEC CORPORATION | RH1B-ULAC120V | 8.5 | 6.7354 | Y | 10.46 | 7.98 | 10.46
IDC-RH1BULAC120V | 166561 | 23 | 134594 | Relay Plug-In SPDT 10A 120VAC | IDEC CORPORATION | RH1B-ULAC120V | 8.5 | 7.696 | Y | 10.46 | 7.98 | 10.46
IDC-RH1BULAC120V | 173042 | 10 | 134594 | Relay Plug-In SPDT 10A 120VAC | IDEC CORPORATION | RH1B-ULAC120V | 8.5 | 4.1 | N | 10.46 | 7.98 | 10.46
IDC-RH1BULAC120V | 175891 | 12 | 176391 | Relay Plug-In SPDT 10A 120VAC | EQUIPTEX INDUSTRIAL PRODUCTS CORP-PF | RH1B-ULAC120V | 10.46 | 4.1969 | Y | 10.46 | 7.98 | 10.46
IDC-RH1BULAC24V | 10008 | 246 | 134594 | Relay Plug-In SPDT 10A 24VAC | IDEC CORPORATION | RH1B-ULAC24V | 7.91 | 4.1048 | Y | 7.91 | 7.43 | 7.91
IDC-RH1BULAC24V | 10510 | 59 | 134594 | Relay Plug-In SPDT 10A 24VAC | IDEC CORPORATION | RH1B-ULAC24V | 7.91 | 5.0412 | Y | 7.91 | 7.43 | 7.91
IDC-RH1BULAC24V | 10770 | 9 | 134594 | Relay Plug-In SPDT 10A 24VAC | IDEC CORPORATION | RH1B-ULAC24V | 7.91 | 5.3431 | Y | 7.91 | 7.43 | 7.91
IDC-RH1BULAC24V | 166553 | 139 | 134594 | Relay Plug-In SPDT 10A 24VAC | IDEC CORPORATION | RH1B-ULAC24V | 7.91 | 7.2436 | Y | 7.91 | 7.43 | 7.91
IDC-RH1BULAC24V | 166557 | 100 | 134594 | Relay Plug-In SPDT 10A 24VAC | IDEC CORPORATION | RH1B-ULAC24V | 7.91 | 7.2137 | Y | 7.91 | 7.43 | 7.91
IDC-RH1BULAC24V | 166559 | 40 | 134594 | Relay Plug-In SPDT 10A 24VAC | IDEC CORPORATION | RH1B-ULAC24V | 7.91 | 7.1206 | Y | 7.91 | 7.43 | 7.91
IDC-RH1BULAC24V | 166561 | 16 | 134594 | Relay Plug-In SPDT 10A 24VAC | IDEC CORPORATION | RH1B-ULAC24V | 7.91 | 7.43 | Y | 7.91 | 7.43 | 7.91
IDC-RH1BULAC24V | 173042 | 142 | 134594 | Relay Plug-In SPDT 10A 24VAC | IDEC CORPORATION | RH1B-ULAC24V | 7.91 | 5.2531 | Y | 7.91 | 7.43 | 7.91
IDC-RH1BULAC24V | 175888 | 108 | 176391 | Relay Plug-In SPDT 10A 24VAC | EQUIPTEX INDUSTRIAL PRODUCTS CORP-PF | RH1B-ULAC24V | 6.42 | 6.283 | Y | 7.91 | 7.43 | 7.91
IDC-RH1BULAC24V | 175890 | 47 | 176391 | Relay Plug-In SPDT 10A 24VAC | EQUIPTEX INDUSTRIAL PRODUCTS CORP-PF | RH1B-ULAC24V | 6.42 | 5.9472 | Y | 7.91 | 7.43 | 7.91
IDC-RH1BULAC24V | 175891 | 55 | 176391 | Relay Plug-In SPDT 10A 24VAC | EQUIPTEX INDUSTRIAL PRODUCTS CORP-PF | RH1B-ULAC24V | 6.42 | 4.2169 | Y | 7.91 | 7.43 | 7.91
IDC-RH1BULCAC120V | 166561 | 59 | 134594 | Relay Plug-In SPDT 10A 120VAC | IDEC CORPORATION | RH1B-ULCAC120V | 9.4 | 8.41 | Y | 9.4 | 8.41 | 9.4
IDC-RH1BULCAC24V | 10510 | 2 | 176391 | Relay Plug-In SPDT 10A 24VAC | EQUIPTEX INDUSTRIAL PRODUCTS CORP-PF | RH1B-ULCAC24V | 9.4 | 8.83 | N | 9.4 | 10.63 | 10.63
IDC-RH1BULCAC24V | 166553 | 45 | 134594 | Relay Plug-In SPDT 10A 24VAC | IDEC CORPORATION | RH1B-ULCAC24V | 9.4 | 7.78 | Y | 9.4 | 10.63 | 10.63
IDC-RH1BULCAC24V | 166561 | 21 | 134594 | Relay Plug-In SPDT 10A 24VAC | IDEC CORPORATION | RH1B-ULCAC24V | 9.4 | 8.41 | Y | 9.4 | 10.63 | 10.63
IDC-RH1BULCAC24V | 173042 | 64 | 134594 | Relay Plug-In SPDT 10A 24VAC | IDEC CORPORATION | RH1B-ULCAC24V | 9.4 | 4.59 | Y | 9.4 | 10.63 | 10.63
IDC-RH1BULCAC24V | 175883 | 3 | 176391 | Relay Plug-In SPDT 10A 24VAC | EQUIPTEX INDUSTRIAL PRODUCTS CORP-PF | RH1B-ULCAC24V | 9.4 | 10.63 | Y | 9.4 | 10.63 | 10.63
IDC-RH1BULCDC12V | 173042 | 48 | 134594 | Relay Plug-In SPDT 10A 12VDC | IDEC CORPORATION | RH1B-ULCDC12V | 8.82 | 3.41 | N | 8.82 | 3.41 | 8.82
IDC-RH1BULCDC24V | 175891 | 10 | 176391 | Relay Plug-In SPDT 10A 24VDC | EQUIPTEX INDUSTRIAL PRODUCTS CORP-PF | RH1B-ULCDC24V | 8.82 | 8.3973 | N | 8.82 | 8.3973 | 8.82
IDC-RH1BULDC12V | 10510 | 8 | 134594 | Relay Plug-In SPDT 10A 12VDC | IDEC CORPORATION | RH1B-ULDC12V | 7.91 | 6.54 | N | 7.91 | 7.7064 | 7.91
IDC-RH1BULDC12V | 166553 | 43 | 134594 | Relay Plug-In SPDT 10A 12VDC | IDEC CORPORATION | RH1B-ULDC12V | 7.91 | 7.7064 | Y | 7.91 | 7.7064 | 7.91
IDC-RH1BULDC12V | 166557 | 66 | 134594 | Relay Plug-In SPDT 10A 12VDC | IDEC CORPORATION | RH1B-ULDC12V | 7.91 | 6.54 | Y | 7.91 | 7.7064 | 7.91
IDC-RH1BULDC12V | 166561 | 42 | 134594 | Relay Plug-In SPDT 10A 12VDC | IDEC CORPORATION | RH1B-ULDC12V | 7.91 | 6.5484 | Y | 7.91 | 7.7064 | 7.91
IDC-RH1BULDC24V | 10008 | 61 | 134594 | Relay Plug-In SPDT 10A 24VDC | IDEC CORPORATION | RH1B-ULDC24V | 7.91 | 6.6951 | Y | 7.91 | 7.3575 | 7.91
IDC-RH1BULDC24V | 166553 | 96 | 134594 | Relay Plug-In SPDT 10A 24VDC | IDEC CORPORATION | RH1B-ULDC24V | 7.91 | 6.1692 | Y | 7.91 | 7.3575 | 7.91
IDC-RH1BULDC24V | 166557 | 43 | 134594 | Relay Plug-In SPDT 10A 24VDC | IDEC CORPORATION | RH1B-ULDC24V | 7.91 | 7.3575 | N | 7.91 | 7.3575 | 7.91
IDC-RH1BULDC24V | 166561 | 50 | 134594 | Relay Plug-In SPDT 10A 24VDC | IDEC CORPORATION | RH1B-ULDC24V | 7.91 | 6.5529 | Y | 7.91 | 7.3575 | 7.91
IDC-RH2BUAC110120V | 10008 | 3 | 134594 | Relay Plug-In DPDT 10A 120VAC | IDEC CORPORATION | RH2B-UAC110-120V | 6.87 | 2.54 | N | 6.87 | 3.1587 | 6.87
IDC-RH2BUAC110120V | 166553 | 106 | 134594 | Relay Plug-In DPDT 10A 120VAC | IDEC CORPORATION | RH2B-UAC110-120V | 6.87 | 2.7495 | Y | 6.87 | 3.1587 | 6.87
IDC-RH2BUAC110120V | 166561 | 17 | 134594 | Relay Plug-In DPDT 10A 120VAC | IDEC CORPORATION | RH2B-UAC110-120V | 6.87 | 3.1587 | Y | 6.87 | 3.1587 | 6.87
IDC-RH2BUAC220240V | 166559 | 1 | 134594 | Relay Plug-In DPDT 10A 240VAC | IDEC CORPORATION | RH2B-UAC220-240V | 7.91 | 9.62 | N | 7.91 | 9.62 | 9.62
IDC-RH2BUAC220240V | 175891 | 1 | 134594 | Relay Plug-In DPDT 10A 240VAC | IDEC CORPORATION | RH2B-UAC220-240V | 7.91 | 0 | N | 7.91 | 9.62 | 9.62
IDC-RH2BUAC24V | 166553 | 124 | 134594 | Relay Plug-In DPDT 10A 24VAC | IDEC CORPORATION | RH2B-UAC24V | 6.87 | 2.7216 | Y | 6.87 | 6.4457 | 6.87
IDC-RH2BUAC24V | 166561 | 31 | 134594 | Relay Plug-In DPDT 10A 24VAC | IDEC CORPORATION | RH2B-UAC24V | 6.87 | 6.3613 | Y | 6.87 | 6.4457 | 6.87
IDC-RH2BUAC24V | 173042 | 44 | 134594 | Relay Plug-In DPDT 10A 24VAC | IDEC CORPORATION | RH2B-UAC24V | 6.87 | 6.4457 | Y | 6.87 | 6.4457 | 6.87
IDC-RH2BUAC24V | 175883 | 10 | 176391 | Relay Plug-In DPDT 10A 24VAC | EQUIPTEX INDUSTRIAL PRODUCTS CORP-PF | RH2B-UAC24V | 6.87 | 3.86 | Y | 6.87 | 6.4457 | 6.87
IDC-RH2BUCAC24V | 166559 | 10 | 134594 | Relay Plug-In DPDT 10A 24VAC | IDEC CORPORATION | RH2B-UCAC24V | 7.56 | 7.1 | N | 7.56 | 7.1 | 7.56
IDC-RH2BUDC12V | 166560 | 10 | 134594 | Relay Plug-In DPDT 10A 12VDC | IDEC CORPORATION | RH2B-UDC12V | 6.49 | 5.8 | N | 6.49 | 5.8 | 6.49
IDC-RH2BUDC24V | 10008 | 4 | 134594 | Relay Plug-In DPDT 10A 24VDC | IDEC CORPORATION | RH2B-UDC24V | 6.49 | 5.37 | N | 6.49 | 5.37 | 6.49
IDC-RH2BUDC24V | 166553 | 80 | 134594 | Relay Plug-In DPDT 10A 24VDC | IDEC CORPORATION | RH2B-UDC24V | 6.49 | 4.9323 | Y | 6.49 | 5.37 | 6.49
IDC-RH2BUDC24V | 166560 | 27 | 134594 | Relay Plug-In DPDT 10A 24VDC | IDEC CORPORATION | RH2B-UDC24V | 6.49 | 4.509 | N | 6.49 | 5.37 | 6.49
IDC-RH2BUDC24V | 166561 | 12 | 134594 | Relay Plug-In DPDT 10A 24VDC | IDEC CORPORATION | RH2B-UDC24V | 6.49 | 4.7601 | Y | 6.49 | 5.37 | 6.49
IDC-RH2BUDC24V | 173042 | 43 | 134594 | Relay Plug-In DPDT 10A 24VDC | IDEC CORPORATION | RH2B-UDC24V | 6.49 | 1.94 | N | 6.49 | 5.37 | 6.49
IDC-RH2BUDC6V | 166553 | 6 | 134594 | Relay Plug-In DPDT 10A 6VDC | IDEC CORPORATION | RH2B-UDC6V | 6.49 | 10.03 | N | 6.49 | 10.03 | 10.03
IDC-RH2BULAC110120V | 10008 | 99 | 134594 | Relay Plug-In DPDT 10A 120VAC | IDEC CORPORATION | RH2B-ULAC110-120V | 8.7 | 3.2778 | Y | 8.7 | 8.17 | 8.7
IDC-RH2BULAC110120V | 166553 | 25 | 134594 | Relay Plug-In DPDT 10A 120VAC | IDEC CORPORATION | RH2B-ULAC110-120V | 8.7 | 3.3465 | Y | 8.7 | 8.17 | 8.7
IDC-RH2BULAC110120V | 166557 | 70 | 134594 | Relay Plug-In DPDT 10A 120VAC | IDEC CORPORATION | RH2B-ULAC110-120V | 8.7 | 3.3096 | Y | 8.7 | 8.17 | 8.7
IDC-RH2BULAC110120V | 166559 | 1 | 134594 | Relay Plug-In DPDT 10A 120VAC | IDEC CORPORATION | RH2B-ULAC110-120V | 8.7 | 3.3248 | N | 8.7 | 8.17 | 8.7
IDC-RH2BULAC110120V | 166560 | 43 | 134594 | Relay Plug-In DPDT 10A 120VAC | IDEC CORPORATION | RH2B-ULAC110-120V | 8.7 | 8.17 | N | 8.7 | 8.17 | 8.7
IDC-RH2BULAC110120V | 166561 | 270 | 134594 | Relay Plug-In DPDT 10A 120VAC | IDEC CORPORATION | RH2B-ULAC110-120V | 8.7 | 3.3267 | Y | 8.7 | 8.17 | 8.7
IDC-RH2BULAC110120V | 173042 | 4 | 134594 | Relay Plug-In DPDT 10A 120VAC | IDEC CORPORATION | RH2B-ULAC110-120V | 8.7 | 3.0705 | Y | 8.7 | 8.17 | 8.7
IDC-RH2BULAC110120V | 175888 | 8 | 134594 | Relay Plug-In DPDT 10A 120VAC | IDEC CORPORATION | RH2B-ULAC110-120V | 4.92 | 4.29 | N | 8.7 | 8.17 | 8.7
IDC-RH2BULAC110120V | 175890 | 1 | 134594 | Relay Plug-In DPDT 10A 120VAC | IDEC CORPORATION | RH2B-ULAC110-120V | 4.92 | 4.2837 | N | 8.7 | 8.17 | 8.7
IDC-RH2BULAC110120V | 175891 | 12 | 134594 | Relay Plug-In DPDT 10A 120VAC | IDEC CORPORATION | RH2B-ULAC110-120V | 4.92 | 3.6703 | Y | 8.7 | 8.17 | 8.7
IDC-RH2BULAC24V | 10008 | 208 | 134594 | Relay Plug-In DPDT 10A 24VAC | IDEC CORPORATION | RH2B-ULAC24V | 8.7 | 3.2681 | Y | 8.7 | 8.7 | 8.7
IDC-RH2BULAC24V | 10770 | 10 | 134594 | Relay Plug-In DPDT 10A 24VAC | IDEC CORPORATION | RH2B-ULAC24V | 8.7 | 7.788 | Y | 8.7 | 8.7 | 8.7
IDC-RH2BULAC24V | 166553 | 19 | 134594 | Relay Plug-In DPDT 10A 24VAC | IDEC CORPORATION | RH2B-ULAC24V | 8.7 | 3.25 | N | 8.7 | 8.7 | 8.7
IDC-RH2BULAC24V | 166557 | 50 | 134594 | Relay Plug-In DPDT 10A 24VAC | IDEC CORPORATION | RH2B-ULAC24V | 8.7 | 7.715 | Y | 8.7 | 8.7 | 8.7
IDC-RH2BULAC24V | 166559 | 6 | 134594 | Relay Plug-In DPDT 10A 24VAC | IDEC CORPORATION | RH2B-ULAC24V | 8.7 | 8.7 | Y | 8.7 | 8.7 | 8.7
IDC-RH2BULAC24V | 166560 | 39 | 134594 | Relay Plug-In DPDT 10A 24VAC | IDEC CORPORATION | RH2B-ULAC24V | 8.7 | 7.788 | Y | 8.7 | 8.7 | 8.7
IDC-RH2BULAC24V | 166561 | 31 | 134594 | Relay Plug-In DPDT 10A 24VAC | IDEC CORPORATION | RH2B-ULAC24V | 8.7 | 8.17 | Y | 8.7 | 8.7 | 8.7
IDC-RH2BULAC24V | 173042 | 35 | 134594 | Relay Plug-In DPDT 10A 24VAC | IDEC CORPORATION | RH2B-ULAC24V | 8.7 | 8.17 | Y | 8.7 | 8.7 | 8.7
IDC-RH2BULAC24V | 175883 | 0 | 176391 | Relay Plug-In DPDT 10A 24VAC | EQUIPTEX INDUSTRIAL PRODUCTS CORP-PF | RH2B-ULAC24V | 8.7 | 4.9 | N | 8.7 | 8.7 | 8.7
IDC-RH2BULAC24V | 175888 | 93 | 176391 | Relay Plug-In DPDT 10A 24VAC | EQUIPTEX INDUSTRIAL PRODUCTS CORP-PF | RH2B-ULAC24V | 4.9 | 4.4621 | Y | 8.7 | 8.7 | 8.7
IDC-RH2BULAC24V | 175890 | 46 | 176391 | Relay Plug-In DPDT 10A 24VAC | EQUIPTEX INDUSTRIAL PRODUCTS CORP-PF | RH2B-ULAC24V | 4.9 | 5.2527 | Y | 8.7 | 8.7 | 8.7
IDC-RH2BULAC24V | 175891 | 10 | 176391 | Relay Plug-In DPDT 10A 24VAC | EQUIPTEX INDUSTRIAL PRODUCTS CORP-PF | RH2B-ULAC24V | 4.9 | 4.645 | Y | 8.7 | 8.7 | 8.7
IDC-RH2BULCAC110120V | 166561 | 60 | 134594 | Relay Plug-In DPDT 10A 120VAC | IDEC CORPORATION | RH2B-ULCAC110-120V | 9.61 | 9.03 | Y | 9.61 | 9.03 | 9.61
IDC-RH2BULCAC24V | 166561 | 40 | 134594 | Relay Plug-In DPDT 10A 24VAC | IDEC CORPORATION | RH2B-ULCAC24V | 9.61 | 8.8938 | N | 9.61 | 8.8938 | 9.61
IDC-RH2BULCDC24V | 175891 | 37 | 176391 | Relay Plug-In DPDT 10A 24VDC | EQUIPTEX INDUSTRIAL PRODUCTS CORP-PF | RH2B-ULCDC24V | 12.1 | 11.9186 | Y | 12.1 | 11.9186 | 12.1
IDC-RH2BULDC12V | 10008 | 28 | 134594 | Relay Plug-In DPDT 10A 12VDC | IDEC CORPORATION | RH2B-ULDC12V | 8.32 | 7.7304 | Y | 8.32 | 7.81 | 8.32
IDC-RH2BULDC12V | 10510 | 1 | 134594 | Relay Plug-In DPDT 10A 12VDC | IDEC CORPORATION | RH2B-ULDC12V | 8.32 | 7.81 | N | 8.32 | 7.81 | 8.32
IDC-RH2BULDC12V | 166561 | 179 | 134594 | Relay Plug-In DPDT 10A 12VDC | IDEC CORPORATION | RH2B-ULDC12V | 8.32 | 6.8964 | Y | 8.32 | 7.81 | 8.32
IDC-RH2BULDC24V | 10008 | 10 | 134594 | Relay Plug-In DPDT 10A 24VDC | IDEC CORPORATION | RH2B-ULDC24V | 8.32 | 6.8491 | Y | 8.32 | 7.44 | 8.32
IDC-RH2BULDC24V | 10770 | 1 | 176391 | Relay Plug-In DPDT 10A 24VDC | EQUIPTEX INDUSTRIAL PRODUCTS CORP-PF | RH2B-ULDC24V | 8.32 | 6.7161 | N | 8.32 | 7.44 | 8.32
IDC-RH2BULDC24V | 166553 | 68 | 134594 | Relay Plug-In DPDT 10A 24VDC | IDEC CORPORATION | RH2B-ULDC24V | 8.32 | 6.7161 | Y | 8.32 | 7.44 | 8.32
IDC-RH2BULDC24V | 166557 | 17 | 134594 | Relay Plug-In DPDT 10A 24VDC | IDEC CORPORATION | RH2B-ULDC24V | 8.32 | 6.7161 | N | 8.32 | 7.44 | 8.32
IDC-RH2BULDC24V | 166559 | 4 | 134594 | Relay Plug-In DPDT 10A 24VDC | IDEC CORPORATION | RH2B-ULDC24V | 8.32 | 7.16 | N | 8.32 | 7.44 | 8.32
IDC-RH2BULDC24V | 166561 | 8 | 134594 | Relay Plug-In DPDT 10A 24VDC | IDEC CORPORATION | RH2B-ULDC24V | 8.32 | 7.44 | Y | 8.32 | 7.44 | 8.32
IDC-RH2BULDC24V | 175890 | 20 | 176391 | Relay Plug-In DPDT 10A 24VDC | EQUIPTEX INDUSTRIAL PRODUCTS CORP-PF | RH2B-ULDC24V | 4.41 | 4.12 | Y | 8.32 | 7.44 | 8.32
IDC-RH2BULDC24V | 175891 | 15 | 176391 | Relay Plug-In DPDT 10A 24VDC | EQUIPTEX INDUSTRIAL PRODUCTS CORP-PF | RH2B-ULDC24V | 4.41 | 6.0781 | Y | 8.32 | 7.44 | 8.32
IDC-RH3BUAC120V | 10008 | 35 | 134594 | Relay Plug-In 3PDT 10A 120VAC | IDEC CORPORATION | RH3B-UAC120V | 8.76 | 4.9258 | N | 8.76 | 8.2846 | 8.76
IDC-RH3BUAC120V | 166553 | 22 | 134594 | Relay Plug-In 3PDT 10A 120VAC | IDEC CORPORATION | RH3B-UAC120V | 8.76 | 7.564 | Y | 8.76 | 8.2846 | 8.76
IDC-RH3BUAC120V | 166561 | 3 | 134594 | Relay Plug-In 3PDT 10A 120VAC | IDEC CORPORATION | RH3B-UAC120V | 8.76 | 8.2846 | N | 8.76 | 8.2846 | 8.76
IDC-RH3BUAC120V | 173042 | 74 | 134594 | Relay Plug-In 3PDT 10A 120VAC | IDEC CORPORATION | RH3B-UAC120V | 8.76 | 5.93 | Y | 8.76 | 8.2846 | 8.76
IDC-RH3BUAC120V | 175883 | 8 | 134594 | Relay Plug-In 3PDT 10A 120VAC | IDEC CORPORATION | RH3B-UAC120V | 8.76 | 6.55 | N | 8.76 | 8.2846 | 8.76
IDC-RH3BUAC24V | 166553 | 52 | 134594 | Relay Plug-In 3PDT 10A 24VAC | IDEC CORPORATION | RH3B-UAC24V | 8.76 | 8.7124 | Y | 8.76 | 8.7124 | 8.76
IDC-RH3BUAC24V | 166561 | 159 | 134594 | Relay Plug-In 3PDT 10A 24VAC | IDEC CORPORATION | RH3B-UAC24V | 8.76 | 7.24 | Y | 8.76 | 8.7124 | 8.76
IDC-RH3BUAC24V | 173042 | 45 | 134594 | Relay Plug-In 3PDT 10A 24VAC | IDEC CORPORATION | RH3B-UAC24V | 8.76 | 8.0975 | Y | 8.76 | 8.7124 | 8.76
IDC-RH3BUDC24V | 166553 | 36 | 134594 | Relay Plug-In 3PDT 10A 24VDC | IDEC CORPORATION | RH3B-UDC24V | 8.37 | 7.2917 | N | 8.37 | 8.15 | 8.37
IDC-RH3BUDC24V | 166559 | 33 | 134594 | Relay Plug-In 3PDT 10A 24VDC | IDEC CORPORATION | RH3B-UDC24V | 8.37 | 8.15 | N | 8.37 | 8.15 | 8.37
IDC-RH3BUDC24V | 173042 | 36 | 134594 | Relay Plug-In 3PDT 10A 24VDC | IDEC CORPORATION | RH3B-UDC24V | 8.37 | 6.37 | N | 8.37 | 8.15 | 8.37
IDC-RH3BULAC120V | 10008 | 62 | 134594 | Relay Plug-In 3PDT 10A 120VAC | IDEC CORPORATION | RH3B-ULAC120V | 10.59 | 9.19 | Y | 10.59 | 10.6366 | 10.6366
IDC-RH3BULAC120V | 166557 | 11 | 134594 | Relay Plug-In 3PDT 10A 120VAC | IDEC CORPORATION | RH3B-ULAC120V | 10.59 | 9.5791 | N | 10.59 | 10.6366 | 10.6366
IDC-RH3BULAC120V | 166560 | 36 | 134594 | Relay Plug-In 3PDT 10A 120VAC | IDEC CORPORATION | RH3B-ULAC120V | 10.59 | 9.4072 | Y | 10.59 | 10.6366 | 10.6366
IDC-RH3BULAC120V | 166561 | 44 | 134594 | Relay Plug-In 3PDT 10A 120VAC | IDEC CORPORATION | RH3B-ULAC120V | 10.59 | 10.6366 | N | 10.59 | 10.6366 | 10.6366
IDC-RH3BULAC120V | 175888 | 20 | 176391 | Relay Plug-In 3PDT 10A 120VAC | EQUIPTEX INDUSTRIAL PRODUCTS CORP-PF | RH3B-ULAC120V | 10.38 | 9.05 | N | 10.59 | 10.6366 | 10.6366
IDC-RH3BULAC120V | 175890 | 19 | 176391 | Relay Plug-In 3PDT 10A 120VAC | EQUIPTEX INDUSTRIAL PRODUCTS CORP-PF | RH3B-ULAC120V | 10.38 | 9.2688 | Y | 10.59 | 10.6366 | 10.6366
IDC-RH3BULAC120V | 175891 | 12 | 176391 | Relay Plug-In 3PDT 10A 120VAC | EQUIPTEX INDUSTRIAL PRODUCTS CORP-PF | RH3B-ULAC120V | 10.38 | 9.022 | Y | 10.59 | 10.6366 | 10.6366
IDC-RH3BULAC24V | 10008 | 101 | 134594 | Relay Plug-In 3PDT 10A 24VAC | IDEC CORPORATION | RH3B-ULAC24V | 10.59 | 7.7483 | Y | 10.59 | 9.525 | 10.59
IDC-RH3BULAC24V | 10770 | 5 | 176391 | Relay Plug-In 3PDT 10A 24VAC | EQUIPTEX INDUSTRIAL PRODUCTS CORP-PF | RH3B-ULAC24V | 10.59 | 8.6055 | Y | 10.59 | 9.525 | 10.59
IDC-RH3BULAC24V | 166557 | 9 | 134594 | Relay Plug-In 3PDT 10A 24VAC | IDEC CORPORATION | RH3B-ULAC24V | 10.59 | 9.525 | Y | 10.59 | 9.525 | 10.59
IDC-RH3BULAC24V | 166560 | 30 | 134594 | Relay Plug-In 3PDT 10A 24VAC | IDEC CORPORATION | RH3B-ULAC24V | 10.59 | 9.4505 | Y | 10.59 | 9.525 | 10.59
IDC-RH3BULAC24V | 173042 | 43 | 134594 | Relay Plug-In 3PDT 10A 24VAC | IDEC CORPORATION | RH3B-ULAC24V | 10.59 | 6.78 | Y | 10.59 | 9.525 | 10.59
IDC-RH3BULAC24V | 175888 | 16 | 176391 | Relay Plug-In 3PDT 10A 24VAC | EQUIPTEX INDUSTRIAL PRODUCTS CORP-PF | RH3B-ULAC24V | 10.15 | 8.0665 | Y | 10.59 | 9.525 | 10.59
IDC-RH3BULAC24V | 175890 | 8 | 176391 | Relay Plug-In 3PDT 10A 24VAC | EQUIPTEX INDUSTRIAL PRODUCTS CORP-PF | RH3B-ULAC24V | 10.15 | 9.409 | Y | 10.59 | 9.525 | 10.59
IDC-RH3BULAC24V | 175891 | 20 | 176391 | Relay Plug-In 3PDT 10A 24VAC | EQUIPTEX INDUSTRIAL PRODUCTS CORP-PF | RH3B-ULAC24V | 10.15 | 8.821 | Y | 10.59 | 9.525 | 10.59
IDC-RH3BULCAC120V | 10008 | 37 | 134594 | Relay Plug-In 3PDT 10A 120VAC | IDEC CORPORATION | RH3B-ULCAC120V | 11.5 | 8.5362 | N | 11.5 | 8.5362 | 11.5
IDC-RH3BULDC24V | 175891 | 27 | 176391 | Relay Plug-In 3PDT 10A 24VDC | EQUIPTEX INDUSTRIAL PRODUCTS CORP-PF | RH3B-ULDC24V | 10.19 | 11.2001 | Y | 10.19 | 11.2001 | 11.2001
IDC-RH4BUAC120V | 10008 | 55 | 134594 | Relay Plug-In 4PDT 10A 120VAC | IDEC CORPORATION | RH4B-UAC120V | 10.75 | 5.7929 | N | 10.75 | 9.61 | 10.75
IDC-RH4BUAC120V | 166553 | 20 | 134594 | Relay Plug-In 4PDT 10A 120VAC | IDEC CORPORATION | RH4B-UAC120V | 10.75 | 9.61 | Y | 10.75 | 9.61 | 10.75
IDC-RH4BUAC120V | 166561 | 13 | 134594 | Relay Plug-In 4PDT 10A 120VAC | IDEC CORPORATION | RH4B-UAC120V | 10.75 | 9.6 | N | 10.75 | 9.61 | 10.75
IDC-RH4BUAC120V | 175883 | 6 | 134594 | Relay Plug-In 4PDT 10A 120VAC | IDEC CORPORATION | RH4B-UAC120V | 10.75 | 7.82 | N | 10.75 | 9.61 | 10.75
IDC-RH4BUAC24V | 166553 | 35 | 134594 | Relay Plug-In 4PDT 10A 24VAC | IDEC CORPORATION | RH4B-UAC24V | 10.75 | 9.3152 | N | 10.75 | 10.1 | 10.75
IDC-RH4BUAC24V | 166561 | 2 | 134594 | Relay Plug-In 4PDT 10A 24VAC | IDEC CORPORATION | RH4B-UAC24V | 10.75 | 7.795 | N | 10.75 | 10.1 | 10.75
IDC-RH4BUAC24V | 173042 | 4 | 134594 | Relay Plug-In 4PDT 10A 24VAC | IDEC CORPORATION | RH4B-UAC24V | 10.75 | 10.1 | Y | 10.75 | 10.1 | 10.75
IDC-RH4BUDC24V | 166553 | 12 | 134594 | Relay Plug-In 4PDT 10A 24VDC | IDEC CORPORATION | RH4B-UDC24V | 10.45 | 10.21 | N | 10.45 | 10.21 | 10.45
IDC-RH4BUDC24V | 166559 | 6 | 134594 | Relay Plug-In 4PDT 10A 24VDC | IDEC CORPORATION | RH4B-UDC24V | 10.45 | 10.21 | N | 10.45 | 10.21 | 10.45
IDC-RH4BUDC24V | 166561 | 7 | 134594 | Relay Plug-In 4PDT 10A 24VDC | IDEC CORPORATION | RH4B-UDC24V | 10.45 | 9.33 | N | 10.45 | 10.21 | 10.45
IDC-RH4BUDC24V | 175891 | 1 | 176391 | Relay Plug-In 4PDT 10A 24VDC | EQUIPTEX INDUSTRIAL PRODUCTS CORP-PF | RH4B-UDC24V | 10.45 | 9.5 | N | 10.45 | 10.21 | 10.45
IDC-RH4BULAC120V | 10006 | 2 | 134594 | Relay Plug-In 4PDT 10A 120VAC | IDEC CORPORATION | RH4B-ULAC120V | 12.58 | 8.32 | Y | 13.96 | 12.4797 | 13.96
IDC-RH4BULAC120V | 10008 | 25 | 134594 | Relay Plug-In 4PDT 10A 120VAC | IDEC CORPORATION | RH4B-ULAC120V | 12.58 | 12.4797 | Y | 13.96 | 12.4797 | 13.96
IDC-RH4BULAC120V | 166553 | 37 | 134594 | Relay Plug-In 4PDT 10A 120VAC | IDEC CORPORATION | RH4B-ULAC120V | 12.58 | 10.83 | Y | 13.96 | 12.4797 | 13.96
IDC-RH4BULAC120V | 175890 | 10 | 176391 | Relay Plug-In 4PDT 10A 120VAC | EQUIPTEX INDUSTRIAL PRODUCTS CORP-PF | RH4B-ULAC120V | 13.96 | 11.5073 | Y | 13.96 | 12.4797 | 13.96
IDC-RH4BULAC120V | 175891 | 6 | 176391 | Relay Plug-In 4PDT 10A 120VAC | EQUIPTEX INDUSTRIAL PRODUCTS CORP-PF | RH4B-ULAC120V | 13.96 | 12.205 | Y | 13.96 | 12.4797 | 13.96
IDC-RH4BULAC240V | 10008 | 22 | 134594 | Relay Plug-In 4PDT 10A 240VAC | IDEC CORPORATION | RH4B-ULAC240V | 13.17 | 8.19 | N | 13.17 | 8.19 | 13.17
IDC-RH4BULAC24V | 10008 | 38 | 134594 | Relay Plug-In 4PDT 10A 24VAC | IDEC CORPORATION | RH4B-ULAC24V | 12.58 | 9.6459 | Y | 12.94 | 11.81 | 12.94
IDC-RH4BULAC24V | 10510 | 25 | 134594 | Relay Plug-In 4PDT 10A 24VAC | IDEC CORPORATION | RH4B-ULAC24V | 12.58 | 11.5593 | N | 12.94 | 11.81 | 12.94
IDC-RH4BULAC24V | 166561 | 5 | 134594 | Relay Plug-In 4PDT 10A 24VAC | IDEC CORPORATION | RH4B-ULAC24V | 12.58 | 11.39 | Y | 12.94 | 11.81 | 12.94
IDC-RH4BULAC24V | 173042 | 9 | 134594 | Relay Plug-In 4PDT 10A 24VAC | IDEC CORPORATION | RH4B-ULAC24V | 12.58 | 11.81 | Y | 12.94 | 11.81 | 12.94
IDC-RH4BULAC24V | 175890 | 6 | 176391 | Relay Plug-In 4PDT 10A 24VAC | EQUIPTEX INDUSTRIAL PRODUCTS CORP-PF | RH4B-ULAC24V | 12.94 | 11.2542 | Y | 12.94 | 11.81 | 12.94
IDC-RH4BULAC24V | 175891 | 10 | 176391 | Relay Plug-In 4PDT 10A 24VAC | EQUIPTEX INDUSTRIAL PRODUCTS CORP-PF | RH4B-ULAC24V | 12.94 | 8.5714 | Y | 12.94 | 11.81 | 12.94
IDC-RH4BULCAC24V | 175888 | 10 | 176391 | Relay Plug-In 4PDT 10A 24VAC | EQUIPTEX INDUSTRIAL PRODUCTS CORP-PF | RH4B-ULCAC24V | 13.49 | 15.21 | Y | 13.49 | 15.21 | 15.21
IDC-RH4BULCAC24V | 175891 | 22 | 176391 | Relay Plug-In 4PDT 10A 24VAC | EQUIPTEX INDUSTRIAL PRODUCTS CORP-PF | RH4B-ULCAC24V | 13.49 | 14.62 | N | 13.49 | 15.21 | 15.21
IDC-RH4BULDC24V | 10008 | 9 | 134594 | Relay Plug-In 4PDT 10A 24VDC | IDEC CORPORATION | RH4B-ULDC24V | 12.27 | 11.53 | Y | 12.27 | 11.53 | 12.27
IDC-RJ1SCA24 | 10008 | 29 | 134594 | Relay Plug-In SPDT 12A 24VAC | IDEC CORPORATION | RJ1S-C-A24 | 4.19 | 3.93 | N | 4.19 | 3.93 | 4.19
IDC-RJ1SCLA120 | 10008 | 14 | 134594 | Relay Plug-In SPDT 12A 120VAC | IDEC CORPORATION | RJ1S-CL-A120 | 6.82 | 3.55 | Y | 6.82 | 3.55 | 6.82
IDC-RJ1SCLA24 | 10008 | 4 | 134594 | Relay Plug-In SPDT 12A 24VAC | IDEC CORPORATION | RJ1S-CL-A24 | 5.27 | 4.94 | N | 5.27 | 4.94 | 5.27
IDC-RJ1SCLD24 | 10008 | 50 | 134594 | Relay Plug-In SPDT 12A 24VDC | IDEC CORPORATION | RJ1S-CL-D24 | 5.15 | 3 | Y | 5.15 | 3 | 5.15
IDC-RL1NDA100 | 10008 | 3 | 134594 | 1-pole screw DIN rail 100VAC | IDEC CORPORATION | RL1N-D-A100 | 12.47 | 11.7067 | N | 12.47 | 11.7067 | 12.47
IDC-RL1NDA24 | 10008 | 0 | 134594 | 1-pole screw DIN rail 24VAC | IDEC CORPORATION | RL1N-D-A24 | 11.52 | 10.722 | N | 11.52 | 10.722 | 11.52
IDC-RL2BTA24 | 166553 | 10 | 134594 | 2-pole tab term flange 24VAC | IDEC CORPORATION | RL2B-T-A24 | 9 | 8.05 | Y | 9 | 8.05 | 9
IDC-RL2BTA24 | 173042 | 102 | 134594 | 2-pole tab term flange 24VAC | IDEC CORPORATION | RL2B-T-A24 | 9 | 7.4487 | N | 9 | 8.05 | 9
IDC-RL2NDA100 | 10008 | 4 | 134594 | 2-pole screw DIN rail 100VAC | IDEC CORPORATION | RL2N-D-A100 | 13.73 | 11.7872 | Y | 13.73 | 12.27 | 13.73
IDC-RL2NDA100 | 166553 | 10 | 134594 | 2-pole screw DIN rail 100VAC | IDEC CORPORATION | RL2N-D-A100 | 13.73 | 12.27 | Y | 13.73 | 12.27 | 13.73
IDC-RL2NDA24 | 10008 | 3 | 134594 | 2-pole screw DIN rail 24VAC | IDEC CORPORATION | RL2N-D-A24 | 12.94 | 12.0679 | Y | 12.94 | 12.0707 | 12.94
IDC-RL2NDA24 | 166553 | 2 | 134594 | 2-pole screw DIN rail 24VAC | IDEC CORPORATION | RL2N-D-A24 | 12.94 | 11.7954 | N | 12.94 | 12.0707 | 12.94
IDC-RL2NDA24 | 173042 | 9 | 134594 | 2-pole screw DIN rail 24VAC | IDEC CORPORATION | RL2N-D-A24 | 12.94 | 12.0707 | Y | 12.94 | 12.0707 | 12.94
IDC-RL9ZC | 10008 | 3 | 134594 | RL relay terminal cover | IDEC CORPORATION | RL9Z-C | 1.03 | 0.88958 | N | 1.03 | 0.88958 | 1.03
IDC-RR2KPUAC120V | 10008 | 1 | 134594 | Relay Plug-In DPDT 10A 120VAC | IDEC CORPORATION | RR2KP-UAC120V | 41.42 | 33.92 | N | 41.42 | 33.92 | 41.42
IDC-RR2KPUDC24V | 10008 | 1 | 134594 | Relay Plug-In DPDT 10A 24VDC | IDEC CORPORATION | RR2KP-UDC24V | 41.42 | 38.89 | N | 41.42 | 38.89 | 41.42
IDC-RR2PUAC120V | 10008 | 1 | 134594 | Relay Plug-In DPDT 10A 120VAC | IDEC CORPORATION | RR2P-UAC120V | 12.39 | 10.6857 | Y | 12.39 | 10.6857 | 12.39
IDC-RR3PAUAC24V | 10008 | 1 | 134594 | Relay Plug-In 3PDT 10A 24VAC | IDEC CORPORATION | RR3PA-UAC24V | 15.09 | 9.34 | N | 15.09 | 9.34 | 15.09
IDC-RSSDN25A | 10008 | 2 | 134594 | Solid State Relay 25A | IDEC CORPORATION | RSSDN-25A | 17.33 | 15.735 | Y | 17.33 | 15.735 | 17.33
IDC-RTEB1AD24 | 175883 | 2 | 134594 | Timer Blade Plug-In DPDT 10A | IDEC CORPORATION | RTE-B1AD24 | 43.1 | 30.47 | N | 43.1 | 30.47 | 43.1
IDC-RTEB2AD24 | 10510 | 4 | 134594 | Timer Blade Plug-In DPDT 10A | IDEC CORPORATION | RTE-B2AD24 | 46.03 | 58.2062 | Y | 64.5 | 58.2062 | 64.5
IDC-RTEB2AD24 | 175891 | 1 | 134594 | Timer Blade Plug-In DPDT 10A | IDEC CORPORATION | RTE-B2AD24 | 64.5 | 34.504 | Y | 64.5 | 58.2062 | 64.5
IDC-RTEB2AF20 | 10510 | 1 | 187590 | Timer Blade Plug-In DPDT 10A | HALLOCK COMPANY INC. | RTE-B2AF20 | 46.03 | 39.424 | Y | 46.03 | 39.424 | 46.03
IDC-RTEB2AF20 | 175883 | 2 | 134594 | Timer Blade Plug-In DPDT 10A | IDEC CORPORATION | RTE-B2AF20 | 46.03 | 32.5 | N | 46.03 | 39.424 | 46.03
IDC-RTEP1AD24 | 10008 | 3 | 134594 | Timer 8-pin Plug-In DPDT 10A | IDEC CORPORATION | RTE-P1AD24 | 37.22 | 33.29 | Y | 47.98 | 33.29 | 47.98
IDC-RTEP1AD24 | 175890 | 1 | 176391 | Timer 8-pin Plug-In DPDT 10A | EQUIPTEX INDUSTRIAL PRODUCTS CORP-PF | RTE-P1AD24 | 47.98 | 33.29 | N | 47.98 | 33.29 | 47.98
IDC-RTEP1AF20 | 10008 | 7 | 134594 | Timer 8-pin Plug-In DPDT 10A | IDEC CORPORATION | RTE-P1AF20 | 37.22 | 32.2757 | Y | 37.22 | 34.95 | 37.22
IDC-RTEP1AF20 | 166561 | 11 | 134594 | Timer 8-pin Plug-In DPDT 10A | IDEC CORPORATION | RTE-P1AF20 | 37.22 | 34.95 | Y | 37.22 | 34.95 | 37.22
IDC-RTEP2AD24 | 10008 | 2 | 134594 | Timer 11-pin Plug-In DPDT 10A | IDEC CORPORATION | RTE-P2AD24 | 46.03 | 39.135 | Y | 46.03 | 46.03 | 46.03
IDC-RTEP2AD24 | 166553 | 1 | 134594 | Timer 11-pin Plug-In DPDT 10A | IDEC CORPORATION | RTE-P2AD24 | 46.03 | 43.22 | Y | 46.03 | 46.03 | 46.03
IDC-RTEP2AD24 | 166559 | 1 | 134594 | Timer 11-pin Plug-In DPDT 10A | IDEC CORPORATION | RTE-P2AD24 | 46.03 | 46.03 | Y | 46.03 | 46.03 | 46.03
IDC-RTEP2AD24 | 166561 | 4 | 134594 | Timer 11-pin Plug-In DPDT 10A | IDEC CORPORATION | RTE-P2AD24 | 46.03 | 43.22 | Y | 46.03 | 46.03 | 46.03
IDC-RTEP2AF20 | 166553 | 2 | 134594 | Timer 11-Pin Plug-In DPDT 10A | IDEC CORPORATION | RTE-P2AF20 | 46.03 | 41.16 | Y | 46.03 | 42.705 | 46.03
IDC-RTEP2AF20 | 166559 | 1 | 134594 | Timer 11-Pin Plug-In DPDT 10A | IDEC CORPORATION | RTE-P2AF20 | 46.03 | 42.705 | N | 46.03 | 42.705 | 46.03
IDC-RU2SA24 | 166559 | 0 | 134594 | Relay Plug-In DPDT 10A 24VAC | IDEC CORPORATION | RU2S-A24 | 6.48 | 0 | N | 6.48 | 0 | 6.48
IDC-RU4SA24 | 10008 | 1 | 134594 | Relay Plug-In 4PDT 6A 24VAC | IDEC CORPORATION | RU4S-A24 | 7.55 | 12 | N | 7.55 | 12 | 12
IDC-RU4SDD24 | 10008 | 3 | 134594 | Relay Plug-In 4PDT 6A 24VDC | IDEC CORPORATION | RU4S-D-D24 | 7.09 | 5.52 | N | 7.09 | 5.52 | 7.09
IDC-RV8HLAD110 | 10008 | 10 | 134594 | Idec 6mm Interface Relays | IDEC CORPORATION | RV8H-L-AD110 | 11.44 | 8.28 | Y | 11.44 | 8.28 | 11.44
IDC-RV8HLAD12 | 10008 | 10 | 134594 | Interface Relay 6mm SPDT contacts 6A Scr | IDEC CORPORATION | RV8H-L-AD12 | 10.13 | 7.4605 | N | 10.13 | 12.4031 | 12.4031
IDC-RV8HLAD12 | 175891 | 69 | 176391 | Interface Relay 6mm SPDT contacts 6A Scr | EQUIPTEX INDUSTRIAL PRODUCTS CORP-PF | IDC-RV8HLAD12 | 10.13 | 12.4031 | Y | 10.13 | 12.4031 | 12.4031
IDC-RV8HLAD24 | 10008 | 10 | 134594 | 6mm Ry Screw Terminal Sckt Assembled 2 | IDEC CORPORATION | RV8H-L-AD24 | 10.13 | 8.7665 | Y | 10.13 | 8.7665 | 10.13
IDC-RV8HLD24 | 10008 | 24 | 134594 | RV 6mm ASSEMBLED 24VDC | IDEC CORPORATION | RV8H-L-D24 | 9.48 | 6.8463 | Y | 9.48 | 6.8463 | 9.48
IDC-RV8HLD6 | 10008 | 100 | 134594 | 6mm RV8 6VDC Coil Terminal Relay | IDEC CORPORATION | RV8H-L-D6 | 9.48 | 5.922 | N | 9.48 | 5.922 | 9.48
IDC-RV8HLD9 | 10510 | 3 | 134594 | RV 6mm Assembled 9VDC | IDEC CORPORATION | RV8H-L-D9 | 9.48 | 11.128 | N | 9.48 | 11.128 | 11.128
IDC-RV8HSD24 | 10008 | 2 | 134594 | RV 6mm 24VDC w/Spring Sckt | IDEC CORPORATION | RV8H-S-D24 | 10.13 | 8.0767 | N | 10.13 | 8.0767 | 10.13
IDC-RY2SUAC120V | 10008 | 1 | 134594 | Relay Plug-In DPDT 3A 120VAC | IDEC CORPORATION | RY2S-UAC120V | 6.88 | 5.1733 | N | 6.88 | 5.1733 | 6.88
IDC-RY2SUAC24V | 166553 | 24 | 134594 | Relay Plug-In DPDT 3A 24VAC | IDEC CORPORATION | RY2S-UAC24V | 6.7184 | 5.69 | Y | 6.7184 | 5.69 | 6.7184
IDC-RY2SULAC24V | 166557 | 2 | 134594 | 24VAC DPDT LED Gold Plate Low Curren | IDEC CORPORATION | RY2S-ULAC24V | 8.97 | 9.2 | N | 8.97 | 9.2 | 9.2
IDC-RY2SULAC24V | 166561 | 200 | 134594 | 24VAC DPDT LED Gold Plate Low Curren | IDEC CORPORATION | RY2S-ULAC24V | 8.97 | 7.4277 | N | 8.97 | 9.2 | 9.2
IDC-SF1V407L | 10008 | 1 | 134594 | Socket DIN Mount 4Pole RF1V | IDEC CORPORATION | SF1V-4-07L | 9.83 | 7.9 | N | 9.83 | 7.9 | 9.83
IDC-SH1B05 | 10006 | 26 | 134594 | Idec Din Rail Snap Mount Socket | IDEC CORPORATION | SH1B-05 | 3.46 | 2.2126 | N | 3.46 | 3.4362 | 3.46
IDC-SH1B05 | 10008 | 267 | 134594 | Idec Din Rail Snap Mount Socket | IDEC CORPORATION | SH1B-05 | 3.46 | 1.4229 | Y | 3.46 | 3.4362 | 3.46
IDC-SH1B05 | 10510 | 86 | 176391 | Idec Din Rail Snap Mount Socket | EQUIPTEX INDUSTRIAL PRODUCTS CORP-PF | SH1B-05 | 3.46 | 1.6659 | Y | 3.46 | 3.4362 | 3.46
IDC-SH1B05 | 10770 | 9 | 134594 | Idec Din Rail Snap Mount Socket | IDEC CORPORATION | SH1B-05 | 3.46 | 2.3199 | Y | 3.46 | 3.4362 | 3.46
IDC-SH1B05 | 166553 | 224 | 134594 | Idec Din Rail Snap Mount Socket | IDEC CORPORATION | SH1B-05 | 3.46 | 1.42 | Y | 3.46 | 3.4362 | 3.46
IDC-SH1B05 | 166557 | 68 | 134594 | Idec Din Rail Snap Mount Socket | IDEC CORPORATION | SH1B-05 | 3.46 | 3.2105 | Y | 3.46 | 3.4362 | 3.46
IDC-SH1B05 | 166559 | 250 | 134594 | Idec Din Rail Snap Mount Socket | IDEC CORPORATION | SH1B-05 | 3.46 | 1.505 | Y | 3.46 | 3.4362 | 3.46
IDC-SH1B05 | 166560 | 5 | 134594 | Idec Din Rail Snap Mount Socket | IDEC CORPORATION | SH1B-05 | 3.46 | 2.0194 | Y | 3.46 | 3.4362 | 3.46
IDC-SH1B05 | 166561 | 78 | 134594 | Idec Din Rail Snap Mount Socket | IDEC CORPORATION | SH1B-05 | 3.46 | 3.4362 | Y | 3.46 | 3.4362 | 3.46
IDC-SH1B05 | 173042 | 71 | 134594 | Idec Din Rail Snap Mount Socket | IDEC CORPORATION | SH1B-05 | 3.46 | 3.1177 | Y | 3.46 | 3.4362 | 3.46
IDC-SH1B05 | 175883 | 3 | 176391 | Idec Din Rail Snap Mount Socket | EQUIPTEX INDUSTRIAL PRODUCTS CORP-PF | SH1B-05 | 3.46 | 1.86 | Y | 3.46 | 3.4362 | 3.46
IDC-SH1B05 | 175888 | 89 | 176391 | Idec Din Rail Snap Mount Socket | EQUIPTEX INDUSTRIAL PRODUCTS CORP-PF | SH1B-05 | 2.17 | 2.1413 | Y | 3.46 | 3.4362 | 3.46
IDC-SH1B05 | 175890 | 40 | 176391 | Idec Din Rail Snap Mount Socket | EQUIPTEX INDUSTRIAL PRODUCTS CORP-PF | SH1B-05 | 2.17 | 1.9496 | Y | 3.46 | 3.4362 | 3.46
IDC-SH1B05 | 175891 | 48 | 176391 | Idec Din Rail Snap Mount Socket | EQUIPTEX INDUSTRIAL PRODUCTS CORP-PF | SH1B-05 | 2.17 | 1.465 | Y | 3.46 | 3.4362 | 3.46
IDC-SH1B05C | 10008 | -1 | 134594 | Socket DIN Mount fingersafe | IDEC CORPORATION | SH1B-05C | 4.17 | 3.8145 | N | 4.17 | 3.8145 | 4.17
IDC-SH1B05C | 166559 | 3 | 134594 | Socket DIN Mount fingersafe | IDEC CORPORATION | SH1B-05C | 4.17 | 3.62 | N | 4.17 | 3.8145 | 4.17
IDC-SH1B05C | 173042 | 32 | 134594 | Socket DIN Mount fingersafe | IDEC CORPORATION | SH1B-05C | 4.17 | 1.8888 | Y | 4.17 | 3.8145 | 4.17
IDC-SH2B02 | 10770 | 15 | 134594 | SURFACE MT. SOCKET | IDEC CORPORATION | SH2B-02 | 4.3 | 4.04 | Y | 4.3 | 4.04 | 4.3
IDC-SH2B05 | 10008 | 156 | 134594 | Socket DIN Mount Screw Type | IDEC CORPORATION | SH2B-05 | 4.3 | 1.9383 | Y | 4.3 | 3.995 | 4.3
IDC-SH2B05 | 10510 | 73 | 187590 | Socket DIN Mount Screw Type | HALLOCK COMPANY INC. | SH2B-05 | 4.3 | 2.7183 | Y | 4.3 | 3.995 | 4.3
IDC-SH2B05 | 10770 | 4 | 134594 | Socket DIN Mount Screw Type | IDEC CORPORATION | SH2B-05 | 4.3 | 3.588 | Y | 4.3 | 3.995 | 4.3
IDC-SH2B05 | 166553 | 374 | 134594 | Socket DIN Mount Screw Type | IDEC CORPORATION | SH2B-05 | 4.3 | 1.3209 | Y | 4.3 | 3.995 | 4.3
IDC-SH2B05 | 166557 | 119 | 134594 | Socket DIN Mount Screw Type | IDEC CORPORATION | SH2B-05 | 4.3 | 3.944 | Y | 4.3 | 3.995 | 4.3
IDC-SH2B05 | 166559 | 69 | 134594 | Socket DIN Mount Screw Type | IDEC CORPORATION | SH2B-05 | 4.3 | 1.332 | Y | 4.3 | 3.995 | 4.3
IDC-SH2B05 | 166560 | 114 | 134594 | Socket DIN Mount Screw Type | IDEC CORPORATION | SH2B-05 | 4.3 | 3.995 | Y | 4.3 | 3.995 | 4.3
IDC-SH2B05 | 166561 | 60 | 134594 | Socket DIN Mount Screw Type | IDEC CORPORATION | SH2B-05 | 4.3 | 3.7589 | Y | 4.3 | 3.995 | 4.3
IDC-SH2B05 | 173042 | 77 | 134594 | Socket DIN Mount Screw Type | IDEC CORPORATION | SH2B-05 | 4.3 | 3.9389 | Y | 4.3 | 3.995 | 4.3
IDC-SH2B05 | 175883 | 5 | 176391 | Socket DIN Mount Screw Type | EQUIPTEX INDUSTRIAL PRODUCTS CORP-PF | SH2B-05 | 4.3 | 2.0951 | Y | 4.3 | 3.995 | 4.3
IDC-SH2B05 | 175888 | 67 | 176391 | Socket DIN Mount Screw Type | EQUIPTEX INDUSTRIAL PRODUCTS CORP-PF | SH2B-05 | 2.25 | 2.0756 | Y | 4.3 | 3.995 | 4.3
IDC-SH2B05 | 175890 | 29 | 176391 | Socket DIN Mount Screw Type | EQUIPTEX INDUSTRIAL PRODUCTS CORP-PF | SH2B-05 | 2.25 | 2.0039 | Y | 4.3 | 3.995 | 4.3
IDC-SH2B05 | 175891 | 39 | 176391 | Socket DIN Mount Screw Type | EQUIPTEX INDUSTRIAL PRODUCTS CORP-PF | SH2B-05 | 2.25 | 1.9892 | Y | 4.3 | 3.995 | 4.3
IDC-SH2B05C | 10008 | 37 | 134594 | Socket DIN Mount fingersafe | IDEC CORPORATION | SH2B-05C | 5.16 | 1.4581 | N | 5.16 | 4.8043 | 5.16
IDC-SH2B05C | 10770 | 8 | 176391 | Socket DIN Mount fingersafe | EQUIPTEX INDUSTRIAL PRODUCTS CORP-PF | SH2B-05C | 5.16 | 4.48 | N | 5.16 | 4.8043 | 5.16
IDC-SH2B05C | 166559 | 95 | 134594 | Socket DIN Mount fingersafe | IDEC CORPORATION | SH2B-05C | 5.16 | 4.48 | N | 5.16 | 4.8043 | 5.16
IDC-SH2B05C | 166561 | 11 | 134594 | Socket DIN Mount fingersafe | IDEC CORPORATION | SH2B-05C | 5.16 | 4.7564 | Y | 5.16 | 4.8043 | 5.16
IDC-SH2B05C | 173042 | 110 | 134594 | Socket DIN Mount fingersafe | IDEC CORPORATION | SH2B-05C | 5.16 | 4.8043 | Y | 5.16 | 4.8043 | 5.16
IDC-SH2B05C | 175891 | 14 | 176391 | Socket DIN Mount fingersafe | EQUIPTEX INDUSTRIAL PRODUCTS CORP-PF | SH2B-05C | 5.16 | 1.4581 | Y | 5.16 | 4.8043 | 5.16
IDC-SH3B05 | 10008 | 55 | 134594 | Socket DIN Mount Screw Type | IDEC CORPORATION | SH3B-05 | 4.67 | 1.8043 | Y | 4.67 | 4.6219 | 4.67
IDC-SH3B05 | 10510 | 38 | 134594 | Socket DIN Mount Screw Type | IDEC CORPORATION | SH3B-05 | 4.67 | 2.5788 | Y | 4.67 | 4.6219 | 4.67
IDC-SH3B05 | 10770 | 5 | 176391 | Socket DIN Mount Screw Type | EQUIPTEX INDUSTRIAL PRODUCTS CORP-PF | SH3B-05 | 4.67 | 1.9779 | Y | 4.67 | 4.6219 | 4.67
IDC-SH3B05 | 166553 | 54 | 134594 | Socket DIN Mount Screw Type | IDEC CORPORATION | SH3B-05 | 4.67 | 4.6219 | Y | 4.67 | 4.6219 | 4.67
IDC-SH3B05 | 166557 | 4 | 134594 | Socket DIN Mount Screw Type | IDEC CORPORATION | SH3B-05 | 4.67 | 4.3551 | Y | 4.67 | 4.6219 | 4.67
IDC-SH3B05 | 166560 | 69 | 134594 | Socket DIN Mount Screw Type | IDEC CORPORATION | SH3B-05 | 4.67 | 4.18 | Y | 4.67 | 4.6219 | 4.67
IDC-SH3B05 | 166561 | 4 | 134594 | Socket DIN Mount Screw Type | IDEC CORPORATION | SH3B-05 | 4.67 | 4.1591 | Y | 4.67 | 4.6219 | 4.67
IDC-SH3B05 | 173042 | 43 | 134594 | Socket DIN Mount Screw Type | IDEC CORPORATION | SH3B-05 | 4.67 | 4.39 | Y | 4.67 | 4.6219 | 4.67
IDC-SH3B05 | 175883 | 3 | 176391 | Socket DIN Mount Screw Type | EQUIPTEX INDUSTRIAL PRODUCTS CORP-PF | SH3B-05 | 4.67 | 2.16 | Y | 4.67 | 4.6219 | 4.67
IDC-SH3B05 | 175888 | 93 | 176391 | Socket DIN Mount Screw Type | EQUIPTEX INDUSTRIAL PRODUCTS CORP-PF | SH3B-05 | 2.39 | 2.1215 | Y | 4.67 | 4.6219 | 4.67
IDC-SH3B05 | 175890 | 19 | 176391 | Socket DIN Mount Screw Type | EQUIPTEX INDUSTRIAL PRODUCTS CORP-PF | SH3B-05 | 2.39 | 2.0667 | Y | 4.67 | 4.6219 | 4.67
IDC-SH3B05 | 175891 | 4 | 176391 | Socket DIN Mount Screw Type | EQUIPTEX INDUSTRIAL PRODUCTS CORP-PF | SH3B-05 | 2.39 | 2.6769 | Y | 4.67 | 4.6219 | 4.67
IDC-SH3B05C | 173042 | 128 | 134594 | Socket DIN Mount fingersafe | IDEC CORPORATION | SH3B-05C | 5.61 | 1.51 | Y | 5.61 | 6.03 | 6.03
IDC-SH3B05C | 175890 | 19 | 176391 | Socket DIN Mount fingersafe | EQUIPTEX INDUSTRIAL PRODUCTS CORP-PF | SH3B-05C | 5.61 | 6.03 | Y | 5.61 | 6.03 | 6.03
IDC-SH4B05 | 10008 | 4 | 134594 | Socket DIN Mount Screw Type | IDEC CORPORATION | SH4B-05 | 6.07 | 3.2047 | Y | 6.07 | 5.9633 | 6.07
IDC-SH4B05 | 10510 | 4 | 187590 | Socket DIN Mount Screw Type | HALLOCK COMPANY INC. | SH4B-05 | 6.07 | 4.6176 | Y | 6.07 | 5.9633 | 6.07
IDC-SH4B05 | 166553 | 11 | 134594 | Socket DIN Mount Screw Type | IDEC CORPORATION | SH4B-05 | 6.07 | 5.7645 | Y | 6.07 | 5.9633 | 6.07
IDC-SH4B05 | 166561 | 10 | 134594 | Socket DIN Mount Screw Type | IDEC CORPORATION | SH4B-05 | 6.07 | 5.9633 | Y | 6.07 | 5.9633 | 6.07
IDC-SH4B05 | 173042 | 54 | 134594 | Socket DIN Mount Screw Type | IDEC CORPORATION | SH4B-05 | 6.07 | 5.5833 | Y | 6.07 | 5.9633 | 6.07
IDC-SH4B05 | 175883 | 3 | 176391 | Socket DIN Mount Screw Type | EQUIPTEX INDUSTRIAL PRODUCTS CORP-PF | SH4B-05 | 6.07 | 4.06 | Y | 6.07 | 5.9633 | 6.07
IDC-SH4B05 | 175888 | 5 | 176391 | Socket DIN Mount Screw Type | EQUIPTEX INDUSTRIAL PRODUCTS CORP-PF | SH4B-05 | 4.32 | 4.3013 | Y | 6.07 | 5.9633 | 6.07
IDC-SH4B05 | 175890 | 20 | 176391 | Socket DIN Mount Screw Type | EQUIPTEX INDUSTRIAL PRODUCTS CORP-PF | SH4B-05 | 4.32 | 4.2311 | Y | 6.07 | 5.9633 | 6.07
IDC-SH4B05 | 175891 | 10 | 176391 | Socket DIN Mount Screw Type | EQUIPTEX INDUSTRIAL PRODUCTS CORP-PF | SH4B-05 | 4.32 | 3.2047 | Y | 6.07 | 5.9633 | 6.07
IDC-SH4B05C | 10008 | 1 | 134594 | Socket DIN Mount fingersafe | IDEC CORPORATION | SH4B-05C | 7.32 | 5.99 | N | 7.32 | 5.99 | 7.32
IDC-SJ1S05BW | 10008 | 89 | 134594 | DIN socket for RJ1 | IDEC CORPORATION | SJ1S-05BW | 2.44 | 2.12 | Y | 2.44 | 2.12 | 2.44
IDC-SJ1S07LW | 10008 | 29 | 134594 | Fingersafe DIN socket for RJ1 | IDEC CORPORATION | SJ1S-07LW | 2.44 | 2.29 | N | 2.44 | 2.29 | 2.44
IDC-SM2S05 | 166559 | 0 | 134594 | Socket DIN Mount Screw Type | IDEC CORPORATION | SM2S-05 | 3.94 | 4.86 | N | 3.94 | 4.86 | 4.86
IDC-SR2P05 | 10008 | 7 | 134594 | Socket DIN Mount Screw Type | IDEC CORPORATION | SR2P-05 | 3.24 | 2.93 | Y | 3.24 | 3.24 | 3.24
IDC-SR2P05 | 10010 | 1 | 134594 | Socket DIN Mount Screw Type | IDEC CORPORATION | SR2P-05 | 3.24 | 2.635 | N | 3.24 | 3.24 | 3.24
IDC-SR2P05 | 166559 | 5 | 134594 | Socket DIN Mount Screw Type | IDEC CORPORATION | SR2P-05 | 3.24 | 3.24 | Y | 3.24 | 3.24 | 3.24
IDC-SR2P05 | 173042 | 4 | 134594 | Socket DIN Mount Screw Type | IDEC CORPORATION | SR2P-05 | 3.24 | 2.5075 | Y | 3.24 | 3.24 | 3.24
IDC-SR2P06 | 10008 | 10 | 134594 | Socket DIN Mount Screw Type | IDEC CORPORATION | SR2P-06 | 3.24 | 2.9562 | Y | 3.33 | 3.0394 | 3.33
IDC-SR2P06 | 10010 | 18 | 134594 | Socket DIN Mount Screw Type | IDEC CORPORATION | SR2P-06 | 3.24 | 2.6736 | N | 3.33 | 3.0394 | 3.33
IDC-SR2P06 | 166553 | 9 | 134594 | Socket DIN Mount Screw Type | IDEC CORPORATION | SR2P-06 | 3.24 | 3.0394 | Y | 3.33 | 3.0394 | 3.33
IDC-SR2P06 | 166561 | 4 | 134594 | Socket DIN Mount Screw Type | IDEC CORPORATION | SR2P-06 | 3.24 | 2.9728 | Y | 3.33 | 3.0394 | 3.33
IDC-SR2P06 | 175888 | 2 | 176391 | Socket DIN Mount Screw Type | EQUIPTEX INDUSTRIAL PRODUCTS CORP-PF | SR2P-06 | 3.33 | 2.9 | N | 3.33 | 3.0394 | 3.33
IDC-SR2P06 | 175890 | 1 | 176391 | Socket DIN Mount Screw Type | EQUIPTEX INDUSTRIAL PRODUCTS CORP-PF | SR2P-06 | 3.33 | 2.894 | N | 3.33 | 3.0394 | 3.33
IDC-SR3B05 | 10008 | 10 | 134594 | Socket DIN Mount Screw Type | IDEC CORPORATION | SR3B-05 | 5.2 | 4.9605 | Y | 5.2 | 5.2507 | 5.2507
IDC-SR3B05 | 10510 | 3 | 187590 | Socket DIN Mount Screw Type | HALLOCK COMPANY INC. | SR3B-05 | 5.2 | 4.6385 | Y | 5.2 | 5.2507 | 5.2507
IDC-SR3B05 | 175891 | 3 | 134594 | Socket DIN Mount Screw Type | IDEC CORPORATION | SR3B-05 | 5.2 | 5.2507 | Y | 5.2 | 5.2507 | 5.2507
IDC-SR3P05 | 10008 | 7 | 134594 | Socket DIN Mount Screw Type | IDEC CORPORATION | SR3P-05 | 4.92 | 4.5117 | Y | 6.02 | 7.6 | 7.6
IDC-SR3P05 | 10010 | 4 | 134594 | Socket DIN Mount Screw Type | IDEC CORPORATION | SR3P-05 | 4.92 | 4.116 | N | 6.02 | 7.6 | 7.6
IDC-SR3P05 | 166553 | 1 | 134594 | Socket DIN Mount Screw Type | IDEC CORPORATION | SR3P-05 | 4.92 | 4.62 | N | 6.02 | 7.6 | 7.6
IDC-SR3P05 | 166557 | 1 | 134594 | Socket DIN Mount Screw Type | IDEC CORPORATION | SR3P-05 | 4.92 | 4.099 | N | 6.02 | 7.6 | 7.6
IDC-SR3P05 | 166559 | 2 | 134594 | Socket DIN Mount Screw Type | IDEC CORPORATION | SR3P-05 | 4.92 | 4.7583 | Y | 6.02 | 7.6 | 7.6
IDC-SR3P05 | 166561 | 5 | 134594 | Socket DIN Mount Screw Type | IDEC CORPORATION | SR3P-05 | 4.92 | 4.6026 | Y | 6.02 | 7.6 | 7.6
IDC-SR3P05 | 173042 | 10 | 134594 | Socket DIN Mount Screw Type | IDEC CORPORATION | SR3P-05 | 4.92 | 7.6 | N | 6.02 | 7.6 | 7.6
IDC-SR3P05 | 175890 | 2 | 176391 | Socket DIN Mount Screw Type | EQUIPTEX INDUSTRIAL PRODUCTS CORP-PF | SR3P-05 | 6.02 | 4.6109 | N | 6.02 | 7.6 | 7.6
IDC-SR3P06 | 10008 | 5 | 134594 | Socket DIN Mount Screw Type | IDEC CORPORATION | SR3P-06 | 5.2 | 4.1178 | Y | 5.2 | 4.65 | 5.2
IDC-SR3P06 | 166553 | 6 | 134594 | Socket DIN Mount Screw Type | IDEC CORPORATION | SR3P-06 | 5.2 | 4.4649 | Y | 5.2 | 4.65 | 5.2
IDC-SR3P06 | 166557 | 4 | 134594 | Socket DIN Mount Screw Type | IDEC CORPORATION | SR3P-06 | 5.2 | 4.47 | N | 5.2 | 4.65 | 5.2
IDC-SR3P06 | 166559 | 1 | 134594 | Socket DIN Mount Screw Type | IDEC CORPORATION | SR3P-06 | 5.2 | 4.4687 | N | 5.2 | 4.65 | 5.2
IDC-SR3P06 | 166561 | 9 | 134594 | Socket DIN Mount Screw Type | IDEC CORPORATION | SR3P-06 | 5.2 | 4.65 | Y | 5.2 | 4.65 | 5.2
IDC-SY2S05 | 166553 | 34 | 134594 | Socket DIN Mount Screw Type | IDEC CORPORATION | SY2S-05 | 3.64 | 2.9621 | Y | 3.64 | 3.4112 | 3.64
IDC-SY2S05 | 166557 | 16 | 134594 | Socket DIN Mount Screw Type | IDEC CORPORATION | SY2S-05 | 3.64 | 2.78 | N | 3.64 | 3.4112 | 3.64
IDC-SY2S05 | 166561 | 11 | 134594 | Socket DIN Mount Screw Type | IDEC CORPORATION | SY2S-05 | 3.64 | 3.4112 | Y | 3.64 | 3.4112 | 3.64
IDC-SY4S05 | 10008 | 17 | 134594 | Socket DIN Mount Screw Type | IDEC CORPORATION | SY4S-05 | 6.19 | 5.036 | Y | 6.19 | 5.33 | 6.19
IDC-SY4S05 | 166557 | 1 | 134594 | Socket DIN Mount Screw Type | IDEC CORPORATION | SY4S-05 | 6.19 | 5.33 | N | 6.19 | 5.33 | 6.19
IDC-SY4S05C | 10008 | 1 | 134594 | Socket DIN Mount Fingersafe | IDEC CORPORATION | SY4S-05C | 7.39 | 6.0406 | N | 7.39 | 6.0406 | 7.39
IDC-XW1EBV411MR | 173042 | 2 | 134594 | IDEC 22mm E-STOP | IDEC CORPORATION | XW1E-BV411M-R | 24.68 | 22.625 | Y | 24.68 | 22.625 | 24.68
IDC-XW1ELV413Q4MR | 10008 | 4 | 134594 | 22mm Emergency-Stop Lighted | IDEC CORPORATION | XW1E-LV413Q4M-R | 37.03 | 34.77 | N | 37.03 | 34.77 | 37.03
IEEPBR | 173042 | 7 | 175137 | Pushbutton Reset Kit | NORTHEAST ELECTRICAL DIS | IEEPBR | 35.3981 | 44.8429 | N | 35.3981 | 44.8429 | 44.8429
IEESTP104544 | 173042 | 2 | 168859 | EMERGENCY STOP P.B. (ASC 173A20) | *DO NOT USE* Paid with Divvy Card | IEESTP (104544) | 14.66 | 14.66 | Y | 14.66 | 14.66 | 14.66
IFMSI5000 | 166561 | 1 | 133962 | Flow Switch PNP Output Bar Graph Display | IFM EFECTOR, INC. | IFMSI5000 | 323.6 | 323.6 | N | 323.6 | 323.6 | 323.6
IHASMB32F | 166561 | 4 | 134179 | OVERLOAD MTG BRACKET | NEUCO INC. | IHASMB32F | 4.8 | 4.8 | N | 4.8 | 4.8 | 4.8
IM308WV5V | 10008 | 3 | 130004 | WALL CO2 0-2000 PPM 0-5VDC | Automation Components Inc (ACI) | I-M-308WV-5V | 81 | 81 | N | 81 | 81 | 81
IMOL16S012 | 166561 | 1 | 164144 | CONTACTOR OVERLOAD 8.0-12.5A | FactoryMation, LLC | IMOL-16S-012 | 11.2 | 11.2 | N | 11.2 | 11.2 | 11.2
IMOL16S015 | 166561 | 2 | 164144 | CONTACTOR OVERLOAD 10-15A | FactoryMation, LLC | IMOL-16S-015 | 11.2 | 11.2 | N | 11.2 | 11.2 | 11.2
IMOL16S1P2 | 166561 | 2 | 164144 | CONTACTOR OVERLOAD 0.8-1.2A | FactoryMation, LLC | IMOL-16S-1P2 | 11.2 | 11.2 | N | 11.2 | 11.2 | 11.2
IMOL16S1P8 | 166561 | 2 | 134179 | CONTACTOR OVERLOAD 1.8-2.8A | NEUCO INC. | IMOL16S1P8 | 11.2 | 11.2 | N | 11.2 | 11.2 | 11.2
IMOL16S2P8 | 166561 | 1 | 134179 | CONTACTOR OVERLOAD 1.8-2.8A | NEUCO INC. | IMOL16S2P8 | 11.2 | 11.2 | N | 11.2 | 11.2 | 11.2
IMOL16S4P0 | 166561 | 2 | 134179 | CONTACTOR OVERLOAD 2.8-4.0A | NEUCO INC. | IMOL16S4P0 | 11.2 | 11.2 | N | 11.2 | 11.2 | 11.2
IMOL16S6P3 | 166561 | 2 | 134179 | CONTACTOR OVERLOAD 4.0-6.3A | NEUCO INC. | IMOL16S6P3 | 11.2 | 11.2 | N | 11.2 | 11.2 | 11.2
IMOL16S8P0 | 166561 | 2 | 134179 | CONTACTOR OVERLOAD 5.6-8.0A | NEUCO INC. | IMOL16S8P0 | 11.2 | 11.2 | N | 11.2 | 11.2 | 11.2
INADV3115832 | 10008 | 4 | 133999 | ADVANTECH UTX-3115:E3826 DUAL CORE ATOM | IOTIUM, INC. | INADV3115832 | 421 | 421 | N | 421 | 421 | 421
INBACRTR0320000 | 166561 | 2 | 164971 | BACnet MS/TP - BACnetIP Router - 32dev | HMS Industrial Networks Inc. | INBACRTR0320000 | 256.7 | 256.7 | N | 256.7 | 256.7 | 256.7
INDELL5000232LTEVZ | 10008 | 1 | 133999 | Dell 5000 with 4GB RAM | IOTIUM, INC. | INDELL5000232LTEVZ | 595 | 595 | N | 595 | 595 | 595
INLAN7230M832 | 10008 | 5 | 133999 | LEC-7230M- J11A: | IOTIUM, INC. | INLAN7230M832 | 416.75 | 416.75 | N | 416.75 | 416.75 | 416.75
INSULATED TERMINAL RING - YELLOW | 175883 | 420 | 134179 | Electrical Wire Crimp Connectors 12-10AW | NEUCO INC. | INSULATED TERMINAL RING - YELLOW | 0 | 0.0888 | N | 0 | 0.0888 | 0.0888
INSULATED TERMINAL RING BLUE | 175883 | 600 | 134179 | Electrical Wire Crimp Connector 16-14AWG | NEUCO INC. | INSULATED TERMINAL RING BLUE | 0 | 0.0295 | N | 0 | 0.0295 | 0.0295
INSULATED TERMINAL RING RED | 175883 | 300 | 134179 | Electrical Wire Crimp Connector 22-16AWG | NEUCO INC. | INSULATED TERMINAL RING RED | 0 | 0.0845 | N | 0 | 0.0845 | 0.0845
INTMC431 | 173042 | 1 | 134342 | MC-431 | SCHNEIDER ELECTRIC BUILDINGS AMERICAS, INC | INT-MC431 | 410.82 | 410.82 | N | 410.82 | 410.82 | 410.82
IOH-IOCL55 | 166557 | 10 | 165652 | Temp Stat 55 Degree Thermostat - Cooling | iO HVAC Controls | iO-CL55 | 7.5088 | 7.22 | Y | 7.5088 | 7.22 | 7.5088
IOH-IOCL70 | 166557 | 100 | 165652 | Temp Stat 70 Degree Thermostat - Cooling | iO HVAC Controls | iO-CL70 | 6.4896 | 6.24 | Y | 6.4896 | 6.24 | 6.4896
IOH-IOCL75 | 10008 | 6 | 165652 | Temp Stat 75 Degree Thermostat - Cooling | iO HVAC Controls | iO-CL75 | 6.4896 | 6.24 | Y | 6.4896 | 6.24 | 6.4896
IOH-IOCL75 | 166557 | 20 | 165652 | Temp Stat 75 Degree Thermostat - Cooling | iO HVAC Controls | iO-CL75 | 6.4896 | 6.24 | Y | 6.4896 | 6.24 | 6.4896
IOH-IOCL80 | 10008 | 5 | 165652 | Temp Stat 80 Degree Thermostat - Cooling | iO HVAC Controls | iO-CL80 | 6.4896 | 6.24 | Y | 6.4896 | 6.24 | 6.4896
IOH-IOCL80 | 166557 | 15 | 165652 | Temp Stat 80 Degree Thermostat - Cooling | iO HVAC Controls | iO-CL80 | 6.4896 | 6.24 | Y | 6.4896 | 6.24 | 6.4896
IOH-IOTS41 | 166557 | 10 | 165652 | Temp Stat 41 Degree Thermostat | iO HVAC Controls | iO-TS41 | 6.8224 | 6.56 | Y | 6.8224 | 6.56 | 6.8224
IOH-IOTS50 | 166557 | 10 | 165652 | Temp Stat 50 Degree Thermostat - Heating | iO HVAC Controls | iO-TS50 | 6.8224 | 6.56 | Y | 6.8224 | 6.56 | 6.8224
IOH-IOTS55 | 166557 | 10 | 165652 | Temp Stat 55 Degree Thermostat - Heating | iO HVAC Controls | iO-TS55 | 6.8224 | 6.56 | Y | 6.8224 | 6.56 | 6.8224
IOH-IOTS60 | 10008 | 5 | 165652 | Temp Stat 60 Degree Thermostat - Heating | iO HVAC Controls | iO-TS60 | 4.8048 | 4.62 | Y | 4.8048 | 4.62 | 4.8048
IOH-IOTS60 | 166557 | 5 | 165652 | Temp Stat 60 Degree Thermostat - Heating | iO HVAC Controls | iO-TS60 | 4.8048 | 4.62 | Y | 4.8048 | 4.62 | 4.8048
IOH-IOTS65 | 166557 | 10 | 165652 | Temp Stat 65 Degree Thermostat - Heating | iO HVAC Controls | iO-TS65 | 4.8048 | 4.62 | Y | 4.8048 | 4.62 | 4.8048
IOH-IOTS70 | 166557 | 10 | 165652 | Temp Stat 70 Degree Thermostat - Heating | iO HVAC Controls | iO-TS70 | 4.8048 | 4.62 | Y | 4.8048 | 4.62 | 4.8048
IOH-IOTS75 | 166557 | 5 | 165652 | Temp Stat 75 Degree Thermostat - Heating | iO HVAC Controls | iO-TS75 | 4.8048 | 4.62 | Y | 4.8048 | 4.62 | 4.8048
IOL25S010 | 166561 | 2 | 134179 | CONTACTOR OVERLOAD 7.0-10A | NEUCO INC. | IOL25S010 | 14.4 | 14.4 | N | 14.4 | 14.4 | 14.4
IOL25S012 | 166561 | 2 | 164144 | CONTACTOR OVERLOAD 8-12.5A | FactoryMation, LLC | IOL-25S-012 | 14.4 | 14.4 | N | 14.4 | 14.4 | 14.4
IOL25S015 | 166561 | 2 | 164144 | CONTACTOR OVERLOAD 10-15A | FactoryMation, LLC | IOL-25S-015 | 14.4 | 14.4 | N | 14.4 | 14.4 | 14.4
IOL25S023 | 166561 | 2 | 134179 | CONTACTOR OVERLOAD 15-23A | NEUCO INC. | IOL25S023 | 14.4 | 14.4 | N | 14.4 | 14.4 | 14.4
IOL25S032 | 166561 | 3 | 134179 | CONTACTOR OVERLOAD 23-32A | NEUCO INC. | IOL25S032 | 14.4 | 14.4 | N | 14.4 | 14.4 | 14.4
IOL25S6P3 | 166561 | 2 | 134179 | CONTACTOR OVERLOAD 4-6.3A | NEUCO INC. | IOL25S6P3 | 14.4 | 14.4 | N | 14.4 | 14.4 | 14.4
IOL25S8P0 | 166561 | 2 | 134179 | CONTACTOR OVERLOAD 5.6-8A | NEUCO INC. | IOL25S8P0 | 14.4 | 14.4 | N | 14.4 | 14.4 | 14.4
IOL40S040 | 166561 | 2 | 134179 | CONTACTOR OVERLOAD 25-40A | NEUCO INC. | IOL40S040 | 26.4 | 26.4 | N | 26.4 | 26.4 | 26.4
IOL80S040 | 166561 | 3 | 134179 | CONTACTOR OVERLOAD 25-40A | NEUCO INC. | IOL80S040 | 29.6 | 29.6 | N | 29.6 | 29.6 | 29.6
IOL80S057 | 166561 | 1 | 134179 | CONTACTOR OVERLOAD 40-57A | NEUCO INC. | IOL80S057 | 29.6 | 29.6 | N | 29.6 | 29.6 | 29.6
IOL80S070 | 166561 | 1 | 134179 | CONTACTOR OVERLOAD 57-70A | NEUCO INC. | IOL80S070 | 32 | 32 | N | 32 | 32 | 32
IP250 | 175888 | 9 | 133714 | COMPACT I/P TRANSDUCER 4-20MA/3-15PSI | ControlAir, LLC | IP250 | 154.14 | 154.1431 | N | 154.14 | 154.1431 | 154.1431
IP500AC | 175888 | 14 | 133714 | I/P TRANSDUCER | ControlAir, LLC | IP500AC | 209.8787 | 209.8787 | N | 209.8787 | 209.8787 | 209.8787
IP500AC | 175890 | 6 | 133714 | I/P TRANSDUCER | ControlAir, LLC | IP500AC | 209.8787 | 209.8787 | N | 209.8787 | 209.8787 | 209.8787
IP500AC | 175891 | 18 | 133714 | I/P TRANSDUCER | ControlAir, LLC | IP500AC | 209.8787 | 169.8349 | Y | 209.8787 | 209.8787 | 209.8787
ISC-ISMAB4I4OH | 175883 | 2 | 189127 | I/O module with Modbus RTU/ASCII | iSMA Controlli US | iSMA-B-4I4O-H | 159.36 | 146 | Y | 159.36 | 146 | 159.36
ISC-ISMAB4OH | 10510 | 3 | 189127 | I/O module with Modbus RTU/ASCII | iSMA Controlli US | iSMA-B-4O-H | 159.36 | 159.36 | N | 159.36 | 159.36 | 159.36
ISC-ISMAB4OHIP | 175883 | 2 | 189127 | I/O module with Modbus TCP/IP or | iSMA Controlli US | iSMA-B-4O-H-IP | 203.28 | 186 | Y | 203.28 | 186 | 203.28
ISC-ISMAB4U4AH | 10510 | 2 | 189127 | I/O module with Modbus RTU/ASCII | iSMA Controlli US | iSMA-B-4U4A-H | 186.24 | 186.24 | N | 186.24 | 186.24 | 186.24
ISC-ISMAB4U4AH | 166561 | 4 | 189127 | I/O module with Modbus RTU/ASCII | iSMA Controlli US | iSMA-B-4U4A-H | 186.24 | 161.76 | N | 186.24 | 186.24 | 186.24
ISC-ISMAB8U | 10510 | 2 | 189127 | I/O module with Modbus RTU/ASCII | iSMA Controlli US | iSMA-B-8U | 176.88 | 176.88 | N | 176.88 | 176.88 | 176.88
ISC-ISMAB8UIP | 175883 | 6 | 189127 | I/O module with Modbus TCP/IP or | iSMA Controlli US | iSMA-B-8U-IP | 222.24 | 174.0001 | Y | 222.24 | 174.0001 | 222.24
ISC-ISMABAAC20 | 10008 | 2 | 189127 | Free programmable Advanced Application | iSMA Controlli US | iSMA-B-AAC20 | 434 | 398 | Y | 434 | 398 | 434
ISC-ISMABAAC20LCD | 175883 | 1 | 189127 | Free programmable Advanced Application | iSMA Controlli US | iSMA-B-AAC20-LCD | 504 | 402 | Y | 504 | 402 | 504
ISC-ISMABFCULL | 175883 | 5 | 189127 | Configurable/Free programable fan-coil | iSMA Controlli US | iSMA-B-FCU-LL | 131 | 114 | Y | 131 | 114 | 131
ISC-ISMABMAC36NL | 175883 | 2 | 189127 | Controller hardware,1xRS485, 2xETH, | iSMA Controlli US | iSMA-B-MAC36NL | 749 | 651 | N | 749 | 651 | 749
ISC-ISMABMAC36NLRS | 10770 | 1 | 189127 | Controller hardware, 2xRS485, 2xETH, | iSMA Controlli US | iSMA-B-MAC36NL-RS | 804 | 699 | N | 804 | 699 | 804
ISC-ISMABMIX18 | 10510 | 2 | 189127 | I/O module with Modbus RTU/ASCII or | iSMA Controlli US | iSMA-B-MIX18 | 203.28 | 203.28 | N | 203.28 | 203.28 | 203.28
ISC-ISMABMIX18 | 166553 | 1 | 189127 | I/O module with Modbus RTU/ASCII or | iSMA Controlli US | iSMA-B-MIX18 | 203.28 | 186.24 | N | 203.28 | 203.28 | 203.28
ISC-ISMABMIX18 | 166561 | 1 | 189127 | I/O module with Modbus RTU/ASCII or | iSMA Controlli US | iSMA-B-MIX18 | 203.28 | 176.4 | N | 203.28 | 203.28 | 203.28
ISC-ISMABMIX38 | 175883 | 2 | 189127 | I/O module with Modbus RTU/ASCII | iSMA Controlli US | iSMA-B-MIX38 | 319.44 | 293 | Y | 319.44 | 293 | 319.44
ISC-ISMABSDNL | 10770 | 1 | 189127 | iSMA-B-MAC36NL SD Card. | iSMA Controlli US | iSMA-B-SD-NL | 40 | 35 | N | 40 | 37.5 | 40
ISC-ISMABSDNL | 175883 | 7 | 189127 | iSMA-B-MAC36NL SD Card. | iSMA Controlli US | iSMA-B-SD-NL | 40 | 37.5 | Y | 40 | 37.5 | 40
ISC-ISMADPA10CB1US | 166559 | 1 | 189127 | 10.1-inch Android panel PC. iSMA user | iSMA Controlli US | iSMA-D-PA10C-B1-US | 833.52 | 834 | N | 833.52 | 834 | 834
ISC-RAC18IP | 175883 | 4 | 189127 | Free programable Room Application | iSMA Controlli US | RAC18-IP | 261 | 219 | Y | 261 | 219 | 261
IT90350120F | 175888 | 8 | 133505 | IND THERMOMETER, 3.5IN STEM, 0 TO 120F | MILJOCO CORP | IT90350120F | 22.19 | 22.1871 | Y | 22.19 | 22.1871 | 22.19
IT90350120F | 175890 | 2 | 133505 | IND THERMOMETER, 3.5IN STEM, 0 TO 120F | MILJOCO CORP | IT90350120F | 22.19 | 22.1867 | Y | 22.19 | 22.1871 | 22.19
IT90350120F | 175891 | 0 | 133505 | IND THERMOMETER, 3.5IN STEM, 0 TO 120F | MILJOCO CORP | IT90350120F | 22.19 | 22.1871 | Y | 22.19 | 22.1871 | 22.19
IT903530240F | 175890 | 4 | 134583 | IND THERMOMETER, 3.5IN STEM, 30 TO 240F | MILJOCO-WEISS LLC | IT903530240F | 23.23 | 22.9 | Y | 23.23 | 22.9 | 23.23
ITMEI205W | 173042 | 1 | 133886 | Electronic Auto-Off Timer 5/15/30/45 | INTERMATIC INC. | ITM-EI205W | 26.75 | 26.75 | N | 26.75 | 26.75 | 26.75
ITMGM40AV | 10510 | 2 | 133886 | 24HR.,MULTI-VOLT.,ENCLOSED,DPDT | INTERMATIC INC. | GM40AV | 67.64 | 67.64 | Y | 67.64 | 67.64 | 67.64
ITMGM40AV | 166557 | 2 | 133886 | 24HR.,MULTI-VOLT.,ENCLOSED,DPDT | INTERMATIC INC. | GM40AV | 67.64 | 67.64 | Y | 67.64 | 67.64 | 67.64
ITMGM40AV | 173042 | 3 | 133886 | 24HR.,MULTI-VOLT.,ENCLOSED,DPDT | INTERMATIC INC. | GM40AV | 67.64 | 62.63 | Y | 67.64 | 67.64 | 67.64
ITMGM40AVW | 10510 | 1 | 133886 | 7 DAY,MULTI-VOLT.,ENCLOSED,DPDT | INTERMATIC INC. | GM40AV-W | 88.51 | 88.51 | Y | 88.51 | 97.63 | 97.63
ITMGM40AVW | 175890 | 2 | 133886 | 7 DAY,MULTI-VOLT.,ENCLOSED,DPDT | INTERMATIC INC. | GM40AV-W | 88.51 | 97.63 | Y | 88.51 | 97.63 | 97.63
ITMT103 | 173042 | 2 | 133886 | NEMA 1 - 125 V DPST | INTERMATIC INC. | ITM-T103 | 55.36 | 55.36 | N | 55.36 | 55.36 | 55.36
ITMT171 | 173042 | 2 | 133886 | 24HR SPST TIME CLOCK W/SKIP | INTERMATIC INC. | T171 | 106.96 | 106.96 | N | 106.96 | 106.96 | 106.96
ITMT171CR | 173042 | 2 | 133886 | NEMA 3R Steel Case 125 V SPST | INTERMATIC INC. | ITM-T171CR | 409.56 | 409.56 | N | 409.56 | 409.56 | 409.56
ITMUWZ48A120 | 173042 | 1 | 133886 | OBSOLETE | INTERMATIC INC. | ITM-UWZ48A120 | 32.25 | 32.25 | N | 32.25 | 32.25 | 32.25
ITT1006RP4 | 10010 | 1 | 130004 | 100 RTD TRANS,1" REMOTE PROBE | Automation Components Inc (ACI) | I-TT100-6-RP-4 | 34.0933 | 34.0933 | N | 34.0933 | 34.0933 | 34.0933
IX10SYSTEM ROUTER | 166559 | 1 | 176020 | IX10 System Router | Refrigeration Technologies, LLC [DO NOT USE] | IX10SYSTEM ROUTER | 825 | 825 | N | 825 | 825 | 825
IXXXBB | 10008 | 17 | 130004 | WEATHER PROOF HOUSING,NEMA3R | Automation Components Inc (ACI) | I-XXX-BB | 5.1489 | 5.1489 | N | 5.1489 | 5.1489 | 5.1489
J100 | 175888 | 1 | 134023 | SAFETY FLOAT SWITCH | JOHNSTONE SUPPLY | J100 | 33.8843 | 33.8843 | N | 33.8843 | 33.8843 | 33.8843
J205502 | 175891 | 1100 | 134283 | Type J Thermocouple Extension | PYROMATION, INC. | J20-5-502 | 0.2706 | 0.26945 | Y | 0.2706 | 0.26945 | 0.2706
J207502 | 175891 | 940 | 134283 | TYPE JX WIRE 20GA | PYROMATION, INC. | J207502 | 0.2788 | 0.2788 | Y | 0.2788 | 0.2788 | 0.2788
J21K1409532 | 173042 | 1 | 134478 | Differential Pressure Switch 0-6# | UNITED ELECTRIC CONTROLS | J21K-140-9532 | 358.4 | 358.4 | N | 358.4 | 358.4 | 358.4
J2I-FINF200EDGE | 10008 | 2 | 134007 | FIN hardware X200 based edge device | J2 INNOVATIONS, INC. | FIN-F200-EDGE | 697.84 | 649 | N | 697.84 | 649 | 697.84
J2I-FINF200EDGE | 175883 | 6 | 134007 | FIN hardware X200 based edge device | J2 INNOVATIONS, INC. | FIN-F200-EDGE | 697.84 | 649 | N | 697.84 | 649 | 697.84
J48U012008HN34 | 175891 | 1 | 134283 | PYROMATION Ty-J UNGROUNDED 12" U-DIM THE | PYROMATION, INC. | J48U-012-00-8HN34 | 74.01 | 74.01 | N | 74.01 | 74.01 | 74.01
J82151371206011050 | 175891 | 1 | 133472 | ASCO 120V SOLENOID CALL | ASCO L.P. | J82151371206011050 | 301.6717 | 301.6717 | N | 301.6717 | 301.6717 | 301.6717
J993MDA2H | 10510 | 4 | 133596 | Baso pilot burner tip#3 | BASO GAS PRODUCTS LLC | J993MDA-2H | 16.836 | 16.836 | Y | 16.836 | 16.836 | 16.836
J994MDA2H | 10510 | 4 | 133596 | BASO PILOT BURNER | BASO GAS PRODUCTS LLC | J994MDA-2H | 32.45 | 32.45 | Y | 32.45 | 32.45 | 32.45
J994MDA2H | 175891 | 2 | 133596 | BASO PILOT BURNER | BASO GAS PRODUCTS LLC | J994MDA-2H | 32.45 | 17.9895 | Y | 32.45 | 32.45 | 32.45
J995MDA2H | 10510 | 3 | 133596 | Baso pilot burner tip#5 | BASO GAS PRODUCTS LLC | J995MDA-2H | 25.66 | 25.66 | Y | 25.66 | 25.66 | 25.66
J995MDA2H | 175891 | 2 | 187561 | Baso pilot burner tip#5 | (DO NOT USE) CGNA/BASO GAS PRODUCTS LLC | J995MDA-2H | 25.66 | 25.66 | N | 25.66 | 25.66 | 25.66
J996MDA2H | 10510 | 3 | 133596 | J996MDA-2H PILOT BURNER ASSEMBLY; | BASO GAS PRODUCTS LLC | J996MDA-2H | 30.83 | 30.83 | Y | 30.83 | 30.83 | 30.83
J996MDA2H | 175891 | 1 | 133596 | J996MDA-2H PILOT BURNER ASSEMBLY; | BASO GAS PRODUCTS LLC | J996MDA-2H | 30.83 | 22.42 | Y | 30.83 | 30.83 | 30.83
J997MDA2H | 10510 | 6 | 133596 | Baso pilot burner tip#7 | BASO GAS PRODUCTS LLC | J997MDA-2H | 25.415 | 25.415 | Y | 25.415 | 25.415 | 25.415
J998MDA2H | 10510 | 39 | 134179 | J998MDA-2H PILOT BURNER ASSEMBLY; | NEUCO INC. | J998MDA-2H | 32.4299 | 32.1989 | Y | 32.4299 | 32.1989 | 32.4299
J998MDA2H | 175891 | 2 | 134179 | J998MDA-2H PILOT BURNER ASSEMBLY; | NEUCO INC. | J998MDA-2H | 32.4299 | 19.725 | N | 32.4299 | 32.1989 | 32.4299
J999MDA2H | 10510 | 5 | 133596 | BASO PILOT BURNER | BASO GAS PRODUCTS LLC | J999MDA2H | 28.6 | 28.4927 | Y | 28.6 | 28.4927 | 28.6
J999MHA2H | 10510 | 5 | 133596 | PILOT BURNER IN L IN | BASO GAS PRODUCTS LLC | J999MHA-2H | 19.8785 | 17.406 | Y | 19.8785 | 19.8785 | 19.8785
J999MHA2H | 175891 | 3 | 133596 | PILOT BURNER IN L IN | BASO GAS PRODUCTS LLC | J999MHA-2H | 19.8785 | 19.8785 | Y | 19.8785 | 19.8785 | 19.8785
J999MKA2H | 10510 | 4 | 133596 | PILOT BURNER ASSEMBLY;CLAM SHELL HEAD PI | BASO GAS PRODUCTS LLC | J999MKA-2H | 24.75 | 23.3225 | Y | 24.75 | 24.21 | 24.75
J999MKA2H | 175891 | 1 | 133596 | PILOT BURNER ASSEMBLY;CLAM SHELL HEAD PI | BASO GAS PRODUCTS LLC | J999MKA-2H | 24.75 | 24.21 | Y | 24.75 | 24.21 | 24.75
J999MYA2H | 10510 | 9 | 133992 | J999MYA-2H PILOT BURNER ASSEMBLY; Y | INTERMOUNTAIN FUSE SUPPLY INC | J999MYA-2H | 21 | 20.8058 | Y | 21 | 20.8058 | 21
J999MYA2H | 175891 | 1 | 133992 | J999MYA-2H PILOT BURNER ASSEMBLY; Y | INTERMOUNTAIN FUSE SUPPLY INC | J999MYA-2H | 21 | 11.396 | N | 21 | 20.8058 | 21
JACE PANEL - TEMPLATE | 10510 | 1 | 133410 | Panel Assembled | APPLIED UTAH INC. | JACE PANEL - TEMPLATE | 315.61 | 478.7037 | N | 315.61 | 478.7037 | 478.7037
JB821425012060AC | 10510 | 2 | 133472 | ASCO 1 120/60 VAC 2 way1 2 way normall | ASCO L.P. | JB8214250-120/60AC | 301.6 | 342.55 | Y | 301.6 | 342.55 | 342.55
JB8214270CCSA1206011050D | 166561 | 0 | 133472 | Valve,Solenoid, 2 Way, NC 1.5" 120V | ASCO L.P. | JB8214270CCSA1206011050D | 765.45 | 0 | N | 765.45 | 0 | 765.45
JB82142801206011050VAC | 10510 | 2 | 133472 | ASCO GAS SHUTOFF VALVE | ASCO L.P. | JB82142801206011050VAC | 351.746 | 351.722 | N | 351.746 | 351.722 | 351.746
JBA33000 | 10510 | 4 | 151244 | 1/4" access control valve backseating | JB FABRICATION | JB-A33000 | 19.09 | 19.09 | Y | 19.09 | 19.09 | 19.09
JBA33000 | 175891 | 1 | 151244 | 1/4" access control valve backseating | JB FABRICATION | JB-A33000 | 19.09 | 17.23 | Y | 19.09 | 19.09 | 19.09
JC-5309 | 10008 | 2 | 134097 | ALLEN HEAD FLEX SCREWDRIVER | MCCALLY TOOL & SUPPLY CO | JC-5309 | 20.4 | 20.4 | N | 20.4 | 20.4 | 20.4
JC-5309 | 166560 | 1 | 134097 | ALLEN HEAD FLEX SCREWDRIVER | MCCALLY TOOL & SUPPLY CO | JC-5309 | 20.4 | 11.5706 | N | 20.4 | 20.4 | 20.4
JC-5309 | 175888 | 5 | 134097 | ALLEN HEAD FLEX SCREWDRIVER | MCCALLY TOOL & SUPPLY CO | JC-5309 | 20.4 | 20.4 | N | 20.4 | 20.4 | 20.4
JC-5309 | 175891 | 2 | 134097 | ALLEN HEAD FLEX SCREWDRIVER | MCCALLY TOOL & SUPPLY CO | JC-5309 | 20.4 | 20.4 | N | 20.4 | 20.4 | 20.4
JC5216W | 10510 | 23 | 134097 | Schneider air bulb for testkit 21-723 | MCCALLY TOOL & SUPPLY CO | JC-5216-W | 14.56 | 16.3234 | Y | 14.56 | 16.3234 | 16.3234
JC5216X10075 | 175891 | 1 | 134097 | SQUEEZE BULB J/C | MCCALLY TOOL & SUPPLY CO | JC5216X10075 | 14.56 | 16.65 | Y | 14.56 | 16.65 | 16.65
JC5310X20019 | 175888 | 4 | 134097 | TEST GAUGE (JC5310) | MCCALLY TOOL & SUPPLY CO | JC5310X20019 | 11.7145 | 11.7145 | N | 11.7145 | 11.7145 | 11.7145
JC5310X20019 | 175890 | 9 | 134097 | TEST GAUGE (JC5310) | MCCALLY TOOL & SUPPLY CO | JC5310X20019 | 11.7145 | 11.496 | N | 11.7145 | 11.7145 | 11.7145
JC5312 | 10008 | 5 | 189733 | Gauge adapter for T4000 Series t-stats | ORTLEPP MACHINE | JC5312 | 9.35 | 9.35 | N | 9.35 | 9.5657 | 9.5657
JC5312 | 10510 | 12 | 189733 | Gauge adapter for T4000 Series t-stats | ORTLEPP MACHINE | JC5312 | 9.35 | 9.35 | Y | 9.35 | 9.5657 | 9.5657
JC5312 | 166553 | 5 | 189733 | Gauge adapter for T4000 Series t-stats | ORTLEPP MACHINE | JC5312 | 9.35 | 9.35 | N | 9.35 | 9.5657 | 9.5657
JC5312 | 166559 | 181 | 189733 | Gauge adapter for T4000 Series t-stats | ORTLEPP MACHINE | JC5312 | 9.35 | 9.35 | Y | 9.35 | 9.5657 | 9.5657
JC5312 | 166561 | 10 | 189733 | Gauge adapter for T4000 Series t-stats | ORTLEPP MACHINE | JC5312 | 9.35 | 9.1515 | Y | 9.35 | 9.5657 | 9.5657
JC5312 | 173042 | 14 | 189733 | Gauge adapter for T4000 Series t-stats | ORTLEPP MACHINE | JC5312 | 9.35 | 9.35 | N | 9.35 | 9.5657 | 9.5657
JC5312 | 175891 | 25 | 189733 | Gauge adapter for T4000 Series t-stats | ORTLEPP MACHINE | JC5312 | 9.35 | 9.5657 | Y | 9.35 | 9.5657 | 9.5657
JC5312X20023 | 175888 | 7 | 134097 | ADAPTER FOR TEST GAUGE(JC5312) | MCCALLY TOOL & SUPPLY CO | JC5312X20023 | 3.358 | 3.358 | N | 3.358 | 3.358 | 3.358
JC5312X20023 | 175891 | 11 | 134097 | ADAPTER FOR TEST GAUGE(JC5312) | MCCALLY TOOL & SUPPLY CO | JC5312X20023 | 3.358 | 3.238 | N | 3.358 | 3.358 | 3.358
JC5361W | 10510 | 1 | 134097 | Johnson test probe assemblypneumatic | MCCALLY TOOL & SUPPLY CO | JC-5361-W | 13.45 | 13.45 | N | 13.45 | 13.45 | 13.45
JC5361X200140 | 166560 | 3 | 134179 | TEST PROBE ASSEMBLY | NEUCO INC. | JC5361X200140 | 32.23 | 31.6006 | Y | 32.23 | 32.2647 | 32.2647
JC5361X200140 | 175891 | 9 | 134179 | TEST PROBE ASSEMBLY | NEUCO INC. | JC5361X200140 | 32.23 | 32.2647 | Y | 32.23 | 32.2647 | 32.2647
JC5384W | 10510 | 16 | 134097 | Johnson replacement needlesfor JC5361 | MCCALLY TOOL & SUPPLY CO | JC-5384-W | 0 | 1.98 | Y | 0 | 1.98 | 1.98
JC5384X200179 | 175888 | 1 | 134097 | HYPODERMIC NEEDLE (JC5384) | MCCALLY TOOL & SUPPLY CO | JC5384X200179 | 2.99 | 1.93 | N | 2.99 | 1.9846 | 2.99
JC5384X200179 | 175891 | 10 | 134097 | HYPODERMIC NEEDLE (JC5384) | MCCALLY TOOL & SUPPLY CO | JC5384X200179 | 2.99 | 1.9846 | Y | 2.99 | 1.9846 | 2.99
JCI-130B1117 | 166557 | 2 | 134012 | LCP Mounting Kit with no LCP | JOHNSON CONTROLS NORTH AMERICAN PRODUCTS (JCI) | JCI-130B1117 | 123.78 | 123.78 | Y | 123.78 | 123.78 | 123.78
JCI-131B3531 | 166557 | 4 | 134012 | Danfoss FC102 VFD, NEMA 1, 480V, 25HP, | JOHNSON CONTROLS NORTH AMERICAN PRODUCTS (JCI) | 131B3531 | 2019.8 | 1942.11 | N | 2019.8 | 1942.11 | 2019.8
JCI-131B3531 | 173042 | 1 | 134012 | Danfoss FC102 VFD, NEMA 1, 480V, 25HP, | JOHNSON CONTROLS NORTH AMERICAN PRODUCTS (JCI) | 131B3531 | 2019.8 | 1746.68 | N | 2019.8 | 1942.11 | 2019.8
JCI-131B3609 | 10006 | 1 | 134012 | Danfoss FC102 VFD, NEMA 1, 480V, 15HP, F | JOHNSON CONTROLS NORTH AMERICAN PRODUCTS (JCI) | 131B3609 | 1337.22 | 1125.29 | N | 1337.22 | 1125.29 | 1337.22
JCI-131B3609 | 10008 | 1 | 134012 | Danfoss FC102 VFD, NEMA 1, 480V, 15HP, F | JOHNSON CONTROLS NORTH AMERICAN PRODUCTS (JCI) | 131B3609 | 1337.22 | 1125.29 | N | 1337.22 | 1125.29 | 1337.22
JCI-131B3609 | 175883 | 2 | 134012 | Danfoss FC102 VFD, NEMA 1, 480V, 15HP, F | JOHNSON CONTROLS NORTH AMERICAN PRODUCTS (JCI) | 131B3609 | 1337.22 | 1125.29 | N | 1337.22 | 1125.29 | 1337.22
JCI-131B4245 | 10006 | 1 | 134012 | Danfoss FC102 VFD, NEMA 1, 480V, 20HP | JOHNSON CONTROLS NORTH AMERICAN PRODUCTS (JCI) | 131B4245 | 1678.51 | 1350.34 | N | 1678.51 | 1350.34 | 1678.51
JCI-131B4245 | 10008 | 1 | 134012 | Danfoss FC102 VFD, NEMA 1, 480V, 20HP | JOHNSON CONTROLS NORTH AMERICAN PRODUCTS (JCI) | 131B4245 | 1678.51 | 1350.34 | N | 1678.51 | 1350.34 | 1678.51
JCI-131B4245 | 175883 | 1 | 134012 | Danfoss FC102 VFD, NEMA 1, 480V, 20HP | JOHNSON CONTROLS NORTH AMERICAN PRODUCTS (JCI) | 131B4245 | 1678.51 | 1350.34 | N | 1678.51 | 1350.34 | 1678.51
JCI-131B9144 | 10008 | 2 | 134012 | Danfoss FC102 VFD, NEMA 1, 230V, 10HP, F | JOHNSON CONTROLS NORTH AMERICAN PRODUCTS (JCI) | 131B9144 | 1211.99 | 1020.33 | N | 1211.99 | 1102.98 | 1211.99
JCI-131B9144 | 166557 | 1 | 134012 | Danfoss FC102 VFD, NEMA 1, 230V, 10HP, F | JOHNSON CONTROLS NORTH AMERICAN PRODUCTS (JCI) | 131B9144 | 1211.99 | 1020.33 | N | 1211.99 | 1102.98 | 1211.99
JCI-131B9144 | 173042 | 2 | 134012 | Danfoss FC102 VFD, NEMA 1, 230V, 10HP, F | JOHNSON CONTROLS NORTH AMERICAN PRODUCTS (JCI) | 131B9144 | 1211.99 | 756.98 | N | 1211.99 | 1102.98 | 1211.99
JCI-131B9144 | 175883 | 1 | 134012 | Danfoss FC102 VFD, NEMA 1, 230V, 10HP, F | JOHNSON CONTROLS NORTH AMERICAN PRODUCTS (JCI) | 131B9144 | 1211.99 | 1020.33 | N | 1211.99 | 1102.98 | 1211.99
JCI-131B9144 | 175890 | 1 | 134012 | Danfoss FC102 VFD, NEMA 1, 230V, 10HP, F | JOHNSON CONTROLS NORTH AMERICAN PRODUCTS (JCI) | 131B9144 | 1211.99 | 1102.98 | Y | 1211.99 | 1102.98 | 1211.99
JCI-131B9365 | 10008 | 2 | 134012 | Danfoss FC102 VFD, NEMA1, 230VAC, 15HP | JOHNSON CONTROLS NORTH AMERICAN PRODUCTS (JCI) | 131B9365 | 1619.1 | 1433.3 | Y | 1619.1 | 1433.3 | 1619.1
JCI-131B9365 | 173042 | 1 | 134012 | Danfoss FC102 VFD, NEMA1, 230VAC, 15HP | JOHNSON CONTROLS NORTH AMERICAN PRODUCTS (JCI) | 131B9365 | 1619.1 | 1025.02 | N | 1619.1 | 1433.3 | 1619.1
JCI-131B9878 | 10008 | 5 | 134012 | Danfoss FC102 VFD, NEMA1, 230VAC, 20HP | JOHNSON CONTROLS NORTH AMERICAN PRODUCTS (JCI) | 131B9878 | 2026.21 | 1682.7 | Y | 2026.21 | 1682.7 | 2026.21
JCI-131F0668 | 10006 | 2 | 134012 | Danfoss FC102 VFD, NEMA 1, 480V, 5HP, Fr | JOHNSON CONTROLS NORTH AMERICAN PRODUCTS (JCI) | 131F0668 | 747.53 | 616.86 | N | 747.53 | 616.86 | 747.53
JCI-131F0668 | 166557 | 1 | 134012 | Danfoss FC102 VFD, NEMA 1, 480V, 5HP, Fr | JOHNSON CONTROLS NORTH AMERICAN PRODUCTS (JCI) | 131F0668 | 747.53 | 616.86 | N | 747.53 | 616.86 | 747.53
JCI-131F0668 | 175883 | 2 | 134012 | Danfoss FC102 VFD, NEMA 1, 480V, 5HP, Fr | JOHNSON CONTROLS NORTH AMERICAN PRODUCTS (JCI) | 131F0668 | 747.53 | 616.86 | N | 747.53 | 616.86 | 747.53
JCI-131F0668 | 175888 | 1 | 134012 | Danfoss FC102 VFD, NEMA 1, 480V, 5HP, Fr | JOHNSON CONTROLS NORTH AMERICAN PRODUCTS (JCI) | 131F0668 | 747.53 | 616.86 | N | 747.53 | 616.86 | 747.53
JCI-131F0669 | 166561 | 1 | 134012 | Danfoss FC102 VFD, NEMA 1, 480V, 10HP, F | JOHNSON CONTROLS NORTH AMERICAN PRODUCTS (JCI) | 131F0669 | 992.07 | 833.51 | N | 992.07 | 833.51 | 992.07
JCI-131F0669 | 175888 | 1 | 134012 | Danfoss FC102 VFD, NEMA 1, 480V, 10HP, F | JOHNSON CONTROLS NORTH AMERICAN PRODUCTS (JCI) | 131F0669 | 992.07 | 833.51 | N | 992.07 | 833.51 | 992.07
JCI-131F0670 | 166559 | 0 | 134012 | Danfoss FC102 VFD, NEMA 1, 480V, 7.5HP | JOHNSON CONTROLS NORTH AMERICAN PRODUCTS (JCI) | 131F0670 | 869.8 | 654.9067 | N | 869.8 | 708.09 | 869.8
JCI-131F0670 | 166561 | 3 | 134012 | Danfoss FC102 VFD, NEMA 1, 480V, 7.5HP | JOHNSON CONTROLS NORTH AMERICAN PRODUCTS (JCI) | 131F0670 | 869.8 | 672.6344 | N | 869.8 | 708.09 | 869.8
JCI-131F0670 | 175883 | 1 | 134012 | Danfoss FC102 VFD, NEMA 1, 480V, 7.5HP | JOHNSON CONTROLS NORTH AMERICAN PRODUCTS (JCI) | 131F0670 | 869.8 | 708.09 | N | 869.8 | 708.09 | 869.8
JCI-131F0670 | 175888 | 1 | 134012 | Danfoss FC102 VFD, NEMA 1, 480V, 7.5HP | JOHNSON CONTROLS NORTH AMERICAN PRODUCTS (JCI) | 131F0670 | 869.8 | 708.09 | N | 869.8 | 708.09 | 869.8
JCI-131F0670 | 175890 | 1 | 134012 | Danfoss FC102 VFD, NEMA 1, 480V, 7.5HP | JOHNSON CONTROLS NORTH AMERICAN PRODUCTS (JCI) | 131F0670 | 869.8 | 708.09 | N | 869.8 | 708.09 | 869.8
JCI-131F0672 | 10008 | 16 | 134012 | Danfoss FC102 VFD, NEMA 1, 480V, 3HP, Fr | JOHNSON CONTROLS NORTH AMERICAN PRODUCTS (JCI) | 131F0672 | 649.7 | 550.01 | N | 649.7 | 550.01 | 649.7
JCI-131F0672 | 166557 | 1 | 134012 | Danfoss FC102 VFD, NEMA 1, 480V, 3HP, Fr | JOHNSON CONTROLS NORTH AMERICAN PRODUCTS (JCI) | 131F0672 | 649.7 | 0.01 | N | 649.7 | 550.01 | 649.7
JCI-131F0699 | 175890 | 2 | 134012 | Danfoss FC102 VFD, NEMA 1, 230V, 3HP, Fr | JOHNSON CONTROLS NORTH AMERICAN PRODUCTS (JCI) | 131F0699 | 718.56 | 676.1575 | Y | 718.56 | 676.1575 | 718.56
JCI-131F0700 | 10008 | 1 | 134012 | Danfoss FC102 VFD, NEMA 1, 230V, 5HP, Fr | JOHNSON CONTROLS NORTH AMERICAN PRODUCTS (JCI) | 131F0700 | 825.45 | 683.54 | N | 825.45 | 683.54 | 825.45
JCI-174L1497 | 166557 | 2 | 134012 | Danfoss 5 HP Drive, 3C EMB2 Bypass, 460 | JOHNSON CONTROLS NORTH AMERICAN PRODUCTS (JCI) | 174L1497 | 1902.35 | 1490.91 | N | 1902.35 | 1490.91 | 1902.35
JCI-174L1499 | 166557 | 1 | 134012 | Danfoss 10 HP Drive, 3C EMB2 Bypass, 460 | JOHNSON CONTROLS NORTH AMERICAN PRODUCTS (JCI) | 174L1499 | 2234.6299 | 1751.33 | N | 2234.6299 | 1751.33 | 2234.6299
JCI-174L1500 | 166557 | 2 | 134012 | Danfoss 15 HP Drive, 3C EMB2 Bypass, 460 | JOHNSON CONTROLS NORTH AMERICAN PRODUCTS (JCI) | 174L1500 | 2985.5601 | 2680.42 | N | 2985.5601 | 2680.42 | 2985.5601
JCI-174L1501 | 166557 | 2 | 134012 | Danfoss 20 HP Drive, 3C EMB2 Bypass, 460 | JOHNSON CONTROLS NORTH AMERICAN PRODUCTS (JCI) | 174L1501 | 2822.03 | 2533.6 | Y | 2822.03 | 2533.6 | 2822.03
JCI-174L1502 | 166557 | 3 | 134012 | Danfoss 25 HP Drive, 3C EMB2 Bypass, 460 | JOHNSON CONTROLS NORTH AMERICAN PRODUCTS (JCI) | 174L1502 | 3362.1201 | 3018.5 | Y | 3362.1201 | 3018.5 | 3362.1201
JCI-174L1901 | 166557 | 1 | 134012 | Danfoss 5 HP Drive, 3C EMB2 Vertical | JOHNSON CONTROLS NORTH AMERICAN PRODUCTS (JCI) | 174L1901 | 2175.3999 | 1704.91 | N | 2175.3999 | 1894.34 | 2175.3999
JCI-174L1901 | 175883 | 1 | 134012 | Danfoss 5 HP Drive, 3C EMB2 Vertical | JOHNSON CONTROLS NORTH AMERICAN PRODUCTS (JCI) | 174L1901 | 2175.3999 | 1894.34 | N | 2175.3999 | 1894.34 | 2175.3999
JCI-174L1902 | 166557 | 2 | 134012 | Danfoss 7.5 HP Drive, 3C EMB2 Vertical B | JOHNSON CONTROLS NORTH AMERICAN PRODUCTS (JCI) | 174L1902 | 2475.9399 | 1904.44 | N | 2475.9399 | 2156.05 | 2475.9399
JCI-174L1902 | 175883 | 2 | 134012 | Danfoss 7.5 HP Drive, 3C EMB2 Vertical B | JOHNSON CONTROLS NORTH AMERICAN PRODUCTS (JCI) | 174L1902 | 2475.9399 | 2156.05 | N | 2475.9399 | 2156.05 | 2475.9399
JCI-174L1903 | 175883 | 1 | 134012 | Danfoss 10 HP Drive, 3C EMB2 Horizontal | JOHNSON CONTROLS NORTH AMERICAN PRODUCTS (JCI) | 174L1903 | 2843.51 | 2476.13 | N | 2843.51 | 2476.13 | 2843.51
JCI-174L1917 | 175883 | 3 | 134012 | Danfoss 15 HP Drive, 3C EMB2 Vertical By | JOHNSON CONTROLS NORTH AMERICAN PRODUCTS (JCI) | 174L1917 | 3428.1299 | 2686.7 | N | 3428.1299 | 2686.7 | 3428.1299
JCI-174L1918 | 166557 | 1 | 134012 | Danfoss 20 HP Drive, 3C EMB2 Vertical By | JOHNSON CONTROLS NORTH AMERICAN PRODUCTS (JCI) | 174L1918 | 3163.3501 | 2479.18 | N | 3163.3501 | 2479.18 | 3163.3501
JCI-174L1918 | 175883 | 1 | 134012 | Danfoss 20 HP Drive, 3C EMB2 Vertical By | JOHNSON CONTROLS NORTH AMERICAN PRODUCTS (JCI) | 174L1918 | 3163.3501 | 2479.18 | N | 3163.3501 | 2479.18 | 3163.3501
JCI-174L1919 | 166557 | 1 | 134012 | Danfoss 25 HP Drive, 3C EMB2 Vertical By | JOHNSON CONTROLS NORTH AMERICAN PRODUCTS (JCI) | 174L1919 | 3889.8899 | 3048.59 | N | 3889.8899 | 3387.32 | 3889.8899
JCI-174L1919 | 175883 | 1 | 134012 | Danfoss 25 HP Drive, 3C EMB2 Vertical By | JOHNSON CONTROLS NORTH AMERICAN PRODUCTS (JCI) | 174L1919 | 3889.8899 | 3387.32 | N | 3889.8899 | 3387.32 | 3889.8899
JCI-246423 | 166560 | 4 | 134012 | Rubber Ring Gasket | JOHNSON CONTROLS NORTH AMERICAN PRODUCTS (JCI) | 246-423 | 17.96 | 3.43 | N | 17.96 | 3.43 | 17.96
JCI-4683TTM3F | 175888 | 0 | 134012 | N2 BUS REPEATER 24 VAC | JOHNSON CONTROLS NORTH AMERICAN PRODUCTS (JCI) | 4683-TTM-3F | 527.21 | 473.32 | N | 527.21 | 473.32 | 527.21
JCI-93503C | 10510 | 15 | 134012 | Rhodes 1 hr manual timerwind-up wall box | JOHNSON CONTROLS NORTH AMERICAN PRODUCTS (JCI) | 93503C | 64.12 | 41.9223 | Y | 64.12 | 41.9223 | 64.12
JCI-93503C | 175891 | 1 | 134012 | Rhodes 1 hr manual timerwind-up wall box | JOHNSON CONTROLS NORTH AMERICAN PRODUCTS (JCI) | 93503C | 64.12 | 16.409 | Y | 64.12 | 41.9223 | 64.12
JCI-93505C | 10510 | 32 | 134012 | Rhodes 6 hr manual timerwind-up wall box | JOHNSON CONTROLS NORTH AMERICAN PRODUCTS (JCI) | 93505C | 77.29 | 28.309 | Y | 77.29 | 28.309 | 77.29
JCI-93505C | 175891 | 2 | 134012 | Rhodes 6 hr manual timerwind-up wall box | JOHNSON CONTROLS NORTH AMERICAN PRODUCTS (JCI) | 93505C | 77.29 | 21.297 | Y | 77.29 | 28.309 | 77.29
JCI-A11A1C | 10510 | 1 | 134012 | Thermostat, Line Volt | JOHNSON CONTROLS NORTH AMERICAN PRODUCTS (JCI) | A11A-1C | 197.79 | 197.79 | Y | 197.79 | 197.79 | 197.79
JCI-A11A1C | 10770 | 5 | 134012 | Thermostat, Line Volt | JOHNSON CONTROLS NORTH AMERICAN PRODUCTS (JCI) | A11A-1C | 197.79 | 191.9807 | Y | 197.79 | 197.79 | 197.79
JCI-A11A1C | 166559 | 1 | 134012 | Thermostat, Line Volt | JOHNSON CONTROLS NORTH AMERICAN PRODUCTS (JCI) | A11A-1C | 197.79 | 180.14 | N | 197.79 | 197.79 | 197.79
JCI-A11A1C | 166560 | 3 | 134012 | Thermostat, Line Volt | JOHNSON CONTROLS NORTH AMERICAN PRODUCTS (JCI) | A11A-1C | 197.79 | 197.79 | Y | 197.79 | 197.79 | 197.79
JCI-A11B1C | 10008 | 1 | 134012 | A11B-1C AUTO RESET LOW TEMP; DIFF | JOHNSON CONTROLS NORTH AMERICAN PRODUCTS (JCI) | A11B-1C | 190.56 | 117.61 | N | 190.56 | 179.64 | 190.56
JCI-A11B1C | 10510 | 1 | 134012 | A11B-1C AUTO RESET LOW TEMP; DIFF | JOHNSON CONTROLS NORTH AMERICAN PRODUCTS (JCI) | A11B-1C | 190.56 | 179.64 | Y | 190.56 | 179.64 | 190.56
JCI-A11B1C | 173042 | 2 | 134012 | A11B-1C AUTO RESET LOW TEMP; DIFF | JOHNSON CONTROLS NORTH AMERICAN PRODUCTS (JCI) | A11B-1C | 190.56 | 179.64 | N | 190.56 | 179.64 | 190.56
JCI-A11B1C | 175888 | 1 | 134012 | A11B-1C AUTO RESET LOW TEMP; DIFF | JOHNSON CONTROLS NORTH AMERICAN PRODUCTS (JCI) | A11B-1C | 190.56 | 173.56 | Y | 190.56 | 179.64 | 190.56
JCI-A11B1C | 175891 | 1 | 134012 | A11B-1C AUTO RESET LOW TEMP; DIFF | JOHNSON CONTROLS NORTH AMERICAN PRODUCTS (JCI) | A11B-1C | 190.56 | 179.64 | Y | 190.56 | 179.64 | 190.56
JCI-A19AAC9C | 10510 | 3 | 134012 | 3/8X3 1/2IN 6FT CAP SPDT 100-240F CTRL | JOHNSON CONTROLS NORTH AMERICAN PRODUCTS (JCI) | A19AAC-9C | 99.34 | 79.8767 | Y | 99.34 | 86.7932 | 99.34
JCI-A19AAC9C | 175891 | 3 | 134012 | 3/8X3 1/2IN 6FT CAP SPDT 100-240F CTRL | JOHNSON CONTROLS NORTH AMERICAN PRODUCTS (JCI) | A19AAC-9C | 99.34 | 86.7932 | Y | 99.34 | 86.7932 | 99.34
JCI-A19AAD12C | 173042 | 1 | 134012 | REMOTE BULB TEMP CONTROL; 7 CAP; SP | JOHNSON CONTROLS NORTH AMERICAN PRODUCTS (JCI) | A19AAD-12C | 101.18 | 47.13 | N | 101.18 | 47.13 | 101.18
JCI-A19AAD5C | 10510 | 1 | 134012 | REMOTE BULB TEMP CONTROL | JOHNSON CONTROLS NORTH AMERICAN PRODUCTS (JCI) | A19AAD-5C | 102.95 | 58.775 | Y | 102.95 | 58.775 | 102.95
JCI-A19AAF12C | 10510 | 5 | 134012 | REMOTE BULB TEMP CONTROL; 10 CAP; SPDT; | JOHNSON CONTROLS NORTH AMERICAN PRODUCTS (JCI) | A19AAF-12C | 110.18 | 103.87 | Y | 110.18 | 105.6813 | 110.18
JCI-A19AAF12C | 166557 | 2 | 134012 | REMOTE BULB TEMP CONTROL; 10 CAP; SPDT; | JOHNSON CONTROLS NORTH AMERICAN PRODUCTS (JCI) | A19AAF-12C | 110.18 | 0.01 | N | 110.18 | 105.6813 | 110.18
JCI-A19AAF12C | 175888 | 8 | 134012 | REMOTE BULB TEMP CONTROL; 10 CAP; SPDT; | JOHNSON CONTROLS NORTH AMERICAN PRODUCTS (JCI) | A19AAF-12C | 110.18 | 105.6813 | Y | 110.18 | 105.6813 | 110.18
JCI-A19AAF12C | 175891 | 3 | 134012 | REMOTE BULB TEMP CONTROL; 10 CAP; SPDT; | JOHNSON CONTROLS NORTH AMERICAN PRODUCTS (JCI) | A19AAF-12C | 110.18 | 103.6267 | Y | 110.18 | 105.6813 | 110.18
JCI-A19AAF21C | 10510 | 2 | 134012 | REMOTE BULB TEMP CONTROL | JOHNSON CONTROLS NORTH AMERICAN PRODUCTS (JCI) | A19AAF-21C | 89.41 | 69.648 | Y | 89.41 | 69.648 | 89.41
JCI-A19ABA40C | 175891 | 2 | 134012 | Thermostat, Line Volt | JOHNSON CONTROLS NORTH AMERICAN PRODUCTS (JCI) | A19ABA-40C | 56 | 53.315 | Y | 56 | 53.315 | 56
JCI-A19ABC11C | 175888 | 1 | 134012 | 100-240f SPDT water temp control | JOHNSON CONTROLS NORTH AMERICAN PRODUCTS (JCI) | A19ABC-11C | 88.96 | 63.4029 | N | 88.96 | 63.4029 | 88.96
JCI-A19ABC12C | 10510 | 2 | 134012 | 100/240F 6 FT CAP W/WEL | JOHNSON CONTROLS NORTH AMERICAN PRODUCTS (JCI) | A19ABC-12C | 99.34 | 87.3797 | Y | 99.34 | 87.3797 | 99.34
JCI-A19ABC24C | 10008 | 1 | 134012 | Thermostat, Line Volt | JOHNSON CONTROLS NORTH AMERICAN PRODUCTS (JCI) | A19ABC-24C | 72.25 | 46.94 | N | 72.25 | 68.3858 | 72.25
JCI-A19ABC24C | 166553 | 4 | 134012 | Thermostat, Line Volt | JOHNSON CONTROLS NORTH AMERICAN PRODUCTS (JCI) | A19ABC-24C | 72.25 | 66.422 | Y | 72.25 | 68.3858 | 72.25
JCI-A19ABC24C | 166559 | 1 | 134012 | Thermostat, Line Volt | JOHNSON CONTROLS NORTH AMERICAN PRODUCTS (JCI) | A19ABC-24C | 72.25 | 65.81 | Y | 72.25 | 68.3858 | 72.25
JCI-A19ABC24C | 175888 | 9 | 134012 | Thermostat, Line Volt | JOHNSON CONTROLS NORTH AMERICAN PRODUCTS (JCI) | A19ABC-24C | 72.25 | 61.6715 | N | 72.25 | 68.3858 | 72.25
JCI-A19ABC24C | 175891 | 2 | 134012 | Thermostat, Line Volt | JOHNSON CONTROLS NORTH AMERICAN PRODUCTS (JCI) | A19ABC-24C | 72.25 | 68.3858 | Y | 72.25 | 68.3858 | 72.25
JCI-A19ABC36C | 10510 | 4 | 134012 | A19ABC36C REMOTE BULB TYPE | JOHNSON CONTROLS NORTH AMERICAN PRODUCTS (JCI) | A19ABC-36C | 111.08 | 87.8656 | Y | 111.08 | 87.8656 | 111.08
JCI-A19ABC36C | 166553 | 1 | 134012 | A19ABC36C REMOTE BULB TYPE | JOHNSON CONTROLS NORTH AMERICAN PRODUCTS (JCI) | A19ABC-36C | 111.08 | 70.4811 | N | 111.08 | 87.8656 | 111.08
JCI-A19ABC42C | 10510 | 1 | 134012 | JCI IMMERSION TEMP. CONTROLLER 100-240 | JOHNSON CONTROLS NORTH AMERICAN PRODUCTS (JCI) | A19ABC-42C | 88.43 | 114.09 | N | 88.43 | 114.09 | 114.09
JCI-A19ABC4C | 10510 | 2 | 134012 | Remote Bulb Temp Control | JOHNSON CONTROLS NORTH AMERICAN PRODUCTS (JCI) | A19ABC-4C | 98.45 | 81.7667 | Y | 98.45 | 88.79 | 98.45
JCI-A19ABC4C | 175891 | 3 | 134012 | Remote Bulb Temp Control | JOHNSON CONTROLS NORTH AMERICAN PRODUCTS (JCI) | A19ABC-4C | 98.45 | 88.79 | Y | 98.45 | 88.79 | 98.45
JCI-A19ACA14C | 175891 | 1 | 134012 | Thermostat, Line Volt | JOHNSON CONTROLS NORTH AMERICAN PRODUCTS (JCI) | A19ACA-14C | 90.32 | 82.26 | N | 90.32 | 82.26 | 90.32
JCI-A19ACA15C | 10008 | 1 | 134012 | LOW LIMIT, -30 TO 100, 10 CAP, MANUAL R | JOHNSON CONTROLS NORTH AMERICAN PRODUCTS (JCI) | A19ACA-15C | 97.09 | 68.48 | N | 97.09 | 91.2471 | 97.09
JCI-A19ACA15C | 10510 | 6 | 134012 | LOW LIMIT, -30 TO 100, 10 CAP, MANUAL R | JOHNSON CONTROLS NORTH AMERICAN PRODUCTS (JCI) | A19ACA-15C | 97.09 | 91.2471 | Y | 97.09 | 91.2471 | 97.09
JCI-A19ACA15C | 175890 | 2 | 134012 | LOW LIMIT, -30 TO 100, 10 CAP, MANUAL R | JOHNSON CONTROLS NORTH AMERICAN PRODUCTS (JCI) | A19ACA-15C | 97.09 | 63.3758 | N | 97.09 | 91.2471 | 97.09
JCI-A19ADB1C | 10510 | 1 | 134012 | REMOTE BULB TEMP CONTROL; 100/240F; MANU | JOHNSON CONTROLS NORTH AMERICAN PRODUCTS (JCI) | A19ADB-1C | 98.9 | 93.23 | Y | 98.9 | 93.23 | 98.9
JCI-A19ADB1C | 175891 | 4 | 134012 | REMOTE BULB TEMP CONTROL; 100/240F; MANU | JOHNSON CONTROLS NORTH AMERICAN PRODUCTS (JCI) | A19ADB-1C | 98.9 | 90.5913 | Y | 98.9 | 93.23 | 98.9
JCI-A19ADB39C | 175891 | 2 | 134012 | Hi limit aquastat 100-240 degr 20 c | JOHNSON CONTROLS NORTH AMERICAN PRODUCTS (JCI) | A19ADB-39C | 141.08 | 141.08 | Y | 141.08 | 141.08 | 141.08
JCI-A19BAC1C | 10510 | 6 | 134012 | COILED BULB TEMP CONTROL; 30/110F 3. | JOHNSON CONTROLS NORTH AMERICAN PRODUCTS (JCI) | A19BAC-1C | 99.34 | 74.8923 | Y | 99.34 | 84.4369 | 99.34
JCI-A19BAC1C | 166559 | 2 | 134012 | COILED BULB TEMP CONTROL; 30/110F 3. | JOHNSON CONTROLS NORTH AMERICAN PRODUCTS (JCI) | A19BAC-1C | 99.34 | 80.89 | N | 99.34 | 84.4369 | 99.34
JCI-A19BAC1C | 175891 | 10 | 134012 | COILED BULB TEMP CONTROL; 30/110F 3. | JOHNSON CONTROLS NORTH AMERICAN PRODUCTS (JCI) | A19BAC-1C | 99.34 | 84.4369 | Y | 99.34 | 84.4369 | 99.34
JCI-A19BBC2C | 10008 | 3 | 134012 | Thermostat, Line Volt | JOHNSON CONTROLS NORTH AMERICAN PRODUCTS (JCI) | A19BBC-2C | 98.45 | 88.994 | N | 98.45 | 92.7785 | 98.45
JCI-A19BBC2C | 10510 | 2 | 134012 | Thermostat, Line Volt | JOHNSON CONTROLS NORTH AMERICAN PRODUCTS (JCI) | A19BBC-2C | 98.45 | 92.7785 | Y | 98.45 | 92.7785 | 98.45
JCI-A19DAC12C | 173042 | 1 | 134012 | STRAP ON TEMP CONTROL | JOHNSON CONTROLS NORTH AMERICAN PRODUCTS (JCI) | A19DAC-12C | 73.61 | 69.39 | N | 73.61 | 69.39 | 73.61
JCI-A19DAC1C | 10510 | 6 | 134012 | Thermostat, Line Volt | JOHNSON CONTROLS NORTH AMERICAN PRODUCTS (JCI) | A19DAC-1C | 73.61 | 69.39 | Y | 73.61 | 71.7962 | 73.61
JCI-A19DAC1C | 166561 | 2 | 134012 | Thermostat, Line Volt | JOHNSON CONTROLS NORTH AMERICAN PRODUCTS (JCI) | A19DAC-1C | 73.61 | 60.451 | N | 73.61 | 71.7962 | 73.61
JCI-A19DAC1C | 173042 | 3 | 134012 | Thermostat, Line Volt | JOHNSON CONTROLS NORTH AMERICAN PRODUCTS (JCI) | A19DAC-1C | 73.61 | 69.8533 | Y | 73.61 | 71.7962 | 73.61
JCI-A19DAC1C | 175890 | 1 | 134012 | Thermostat, Line Volt | JOHNSON CONTROLS NORTH AMERICAN PRODUCTS (JCI) | A19DAC-1C | 73.61 | 67.04 | Y | 73.61 | 71.7962 | 73.61
JCI-A19DAC1C | 175891 | 9 | 134012 | Thermostat, Line Volt | JOHNSON CONTROLS NORTH AMERICAN PRODUCTS (JCI) | A19DAC-1C | 73.61 | 71.7962 | Y | 73.61 | 71.7962 | 73.61
JCI-A19ZBA1C | 173042 | 1 | 134012 | REMOTE BULB TEMP CONTROL; 38/80F; DI | JOHNSON CONTROLS NORTH AMERICAN PRODUCTS (JCI) | A19ZBA-1C | 241.43 | 204.97 | N | 241.43 | 204.97 | 241.43
JCI-A28AA29C | 10510 | 2 | 134012 | TWO STAGE TEMP CONTROL; 8 CAP; 2-SP | JOHNSON CONTROLS NORTH AMERICAN PRODUCTS (JCI) | A28AA-29C | 178.82 | 165.6403 | Y | 178.82 | 165.6403 | 178.82
JCI-A28AA4C | 10510 | 1 | 134012 | A28AA-4C TWO STAGE TEMP CONTROL; | JOHNSON CONTROLS NORTH AMERICAN PRODUCTS (JCI) | A28AA-4C | 172.95 | 157.52 | Y | 172.95 | 157.52 | 172.95
JCI-A28AJ4C | 166561 | 1 | 134012 | TWO STAGE TEMP CONTROL | JOHNSON CONTROLS NORTH AMERICAN PRODUCTS (JCI) | A28AJ-4C | 183.43 | 104.61 | N | 183.43 | 104.61 | 183.43
JCI-A350AA1C | 10008 | 2 | 134012 | ELECTRONIC TEMP CONTROL; RANGE-30/130 F | JOHNSON CONTROLS NORTH AMERICAN PRODUCTS (JCI) | A350AA-1C | 132.84 | 127.73 | Y | 132.84 | 132.84 | 132.84
JCI-A350AA1C | 10510 | 1 | 134012 | ELECTRONIC TEMP CONTROL; RANGE-30/130 F | JOHNSON CONTROLS NORTH AMERICAN PRODUCTS (JCI) | A350AA-1C | 132.84 | 132.84 | Y | 132.84 | 132.84 | 132.84
JCI-A350AA1C | 175890 | 1 | 134012 | ELECTRONIC TEMP CONTROL; RANGE-30/130 F | JOHNSON CONTROLS NORTH AMERICAN PRODUCTS (JCI) | A350AA-1C | 132.84 | 104.65 | N | 132.84 | 132.84 | 132.84
JCI-A350AA1C | 175891 | 2 | 134012 | ELECTRONIC TEMP CONTROL; RANGE-30/130 F | JOHNSON CONTROLS NORTH AMERICAN PRODUCTS (JCI) | A350AA-1C | 132.84 | 123.8056 | Y | 132.84 | 132.84 | 132.84
JCI-A350PS1C | 10008 | 1 | 134012 | A350PS-1C PROPORTIONAL TEMP | JOHNSON CONTROLS NORTH AMERICAN PRODUCTS (JCI) | A350PS-1C | 311.21 | 266.5733 | N | 311.21 | 311.21 | 311.21
JCI-A350PS1C | 10510 | 1 | 134012 | A350PS-1C PROPORTIONAL TEMP | JOHNSON CONTROLS NORTH AMERICAN PRODUCTS (JCI) | A350PS-1C | 311.21 | 311.21 | Y | 311.21 | 311.21 | 311.21
JCI-A350PS2C | 10510 | 20 | 134012 | Prop. Temp Controller 90 to 250 degf | JOHNSON CONTROLS NORTH AMERICAN PRODUCTS (JCI) | A350PS-2C | 311.21 | 244.9893 | Y | 311.21 | 244.9893 | 311.21
JCI-A350PS2C | 166561 | 1 | 134012 | Prop. Temp Controller 90 to 250 degf | JOHNSON CONTROLS NORTH AMERICAN PRODUCTS (JCI) | A350PS-2C | 311.21 | 183.765 | N | 311.21 | 244.9893 | 311.21
JCI-A350RS1C | 10510 | 1 | 134012 | Control, Temperature | JOHNSON CONTROLS NORTH AMERICAN PRODUCTS (JCI) | A350RS-1C | 366.47 | 317.6675 | Y | 366.47 | 317.6675 | 366.47
JCI-A350RS1C | 166560 | 1 | 134012 | Control, Temperature | JOHNSON CONTROLS NORTH AMERICAN PRODUCTS (JCI) | A350RS-1C | 366.47 | 221.38 | N | 366.47 | 317.6675 | 366.47
JCI-A350SS1C | 166560 | 1 | 134012 | Temperature Reset Module | JOHNSON CONTROLS NORTH AMERICAN PRODUCTS (JCI) | A350SS-1C | 294.95 | 149.64 | N | 294.95 | 220.66 | 294.95
JCI-A350SS1C | 166561 | 1 | 134012 | Temperature Reset Module | JOHNSON CONTROLS NORTH AMERICAN PRODUCTS (JCI) | A350SS-1C | 294.95 | 149.64 | N | 294.95 | 220.66 | 294.95
JCI-A350SS1C | 173042 | 3 | 134012 | Temperature Reset Module | JOHNSON CONTROLS NORTH AMERICAN PRODUCTS (JCI) | A350SS-1C | 294.95 | 220.66 | N | 294.95 | 220.66 | 294.95
JCI-A40001037 | 10510 | 13 | 134012 | A-4000-1037 IN LINE FILTER | JOHNSON CONTROLS NORTH AMERICAN PRODUCTS (JCI) | A-4000-1037 | 32.83 | 27.6519 | Y | 32.83 | 29.4873 | 32.83
JCI-A40001037 | 166560 | 13 | 134012 | A-4000-1037 IN LINE FILTER | JOHNSON CONTROLS NORTH AMERICAN PRODUCTS (JCI) | A-4000-1037 | 32.83 | 24.2242 | Y | 32.83 | 29.4873 | 32.83
JCI-A40001037 | 175883 | 1 | 134012 | A-4000-1037 IN LINE FILTER | JOHNSON CONTROLS NORTH AMERICAN PRODUCTS (JCI) | A-4000-1037 | 32.83 | 29.4873 | N | 32.83 | 29.4873 | 32.83
JCI-A40001037 | 175888 | 8 | 134012 | A-4000-1037 IN LINE FILTER | JOHNSON CONTROLS NORTH AMERICAN PRODUCTS (JCI) | A-4000-1037 | 32.83 | 26.1006 | Y | 32.83 | 29.4873 | 32.83
JCI-A40001037 | 175890 | 10 | 134012 | A-4000-1037 IN LINE FILTER | JOHNSON CONTROLS NORTH AMERICAN PRODUCTS (JCI) | A-4000-1037 | 32.83 | 28.6424 | Y | 32.83 | 29.4873 | 32.83
JCI-A40001037 | 175891 | 1 | 134012 | A-4000-1037 IN LINE FILTER | JOHNSON CONTROLS NORTH AMERICAN PRODUCTS (JCI) | A-4000-1037 | 32.83 | 25.7621 | N | 32.83 | 29.4873 | 32.83
JCI-A40001048 | 10510 | 0 | 134012 | COALESCING FILTER 10 SCFM, W/ AUTO DRAIN | JOHNSON CONTROLS NORTH AMERICAN PRODUCTS (JCI) | A-4000-1048 | 295.28 | 244.3733 | Y | 295.28 | 260.14 | 295.28
JCI-A40001048 | 166553 | 2 | 134012 | COALESCING FILTER 10 SCFM, W/ AUTO DRAIN | JOHNSON CONTROLS NORTH AMERICAN PRODUCTS (JCI) | A-4000-1048 | 295.28 | 236.49 | Y | 295.28 | 260.14 | 295.28
JCI-A40001048 | 166557 | 2 | 134012 | COALESCING FILTER 10 SCFM, W/ AUTO DRAIN | JOHNSON CONTROLS NORTH AMERICAN PRODUCTS (JCI) | A-4000-1048 | 295.28 | 156.245 | N | 295.28 | 260.14 | 295.28
JCI-A40001048 | 166559 | 1 | 134012 | COALESCING FILTER 10 SCFM, W/ AUTO DRAIN | JOHNSON CONTROLS NORTH AMERICAN PRODUCTS (JCI) | A-4000-1048 | 295.28 | 260.14 | Y | 295.28 | 260.14 | 295.28
JCI-A40001048 | 175891 | 3 | 134012 | COALESCING FILTER 10 SCFM, W/ AUTO DRAIN | JOHNSON CONTROLS NORTH AMERICAN PRODUCTS (JCI) | A-4000-1048 | 295.28 | 204.7829 | Y | 295.28 | 260.14 | 295.28
JCI-A40001049 | 10510 | 3 | 134012 | COALESCING FILTER 20 SCFM, W/ AUTO DRAIN | JOHNSON CONTROLS NORTH AMERICAN PRODUCTS (JCI) | A-4000-1049 | 343.56 | 337.6957 | Y | 343.56 | 337.6957 | 343.56
JCI-A40001049 | 166553 | 1 | 134012 | COALESCING FILTER 20 SCFM, W/ AUTO DRAIN | JOHNSON CONTROLS NORTH AMERICAN PRODUCTS (JCI) | A-4000-1049 | 343.56 | 302.68 | Y | 343.56 | 337.6957 | 343.56
JCI-A40001049 | 166557 | 1 | 134012 | COALESCING FILTER 20 SCFM, W/ AUTO DRAIN | JOHNSON CONTROLS NORTH AMERICAN PRODUCTS (JCI) | A-4000-1049 | 343.56 | 197.36 | N | 343.56 | 337.6957 | 343.56
JCI-A40001049 | 166559 | 1 | 134012 | COALESCING FILTER 20 SCFM, W/ AUTO DRAIN | JOHNSON CONTROLS NORTH AMERICAN PRODUCTS (JCI) | A-4000-1049 | 343.56 | 302.68 | Y | 343.56 | 337.6957 | 343.56
JCI-A40001049 | 175888 | 1 | 134012 | COALESCING FILTER 20 SCFM, W/ AUTO DRAIN | JOHNSON CONTROLS NORTH AMERICAN PRODUCTS (JCI) | A-4000-1049 | 343.56 | 140.21 | N | 343.56 | 337.6957 | 343.56
JCI-A40001049 | 175891 | 4 | 134012 | COALESCING FILTER 20 SCFM, W/ AUTO DRAIN | JOHNSON CONTROLS NORTH AMERICAN PRODUCTS (JCI) | A-4000-1049 | 343.56 | 238.2356 | Y | 343.56 | 337.6957 | 343.56
JCI-A4000138 | 175891 | 0 | 134012 | 3/8" Pressure Regulator & Safety Valve | JOHNSON CONTROLS NORTH AMERICAN PRODUCTS (JCI) | A-4000-138 | 288.61 | 254.27 | N | 288.61 | 254.27 | 288.61
JCI-A4000144 | 175891 | 2 | 134012 | VALVE; SAFETY RELIEF 1/4"; NOT ASME CODE | JOHNSON CONTROLS NORTH AMERICAN PRODUCTS (JCI) | A-4000-144 | 48.9 | 34.8887 | Y | 48.9 | 34.8887 | 48.9
JCI-A4000152 | 166553 | 1 | 134012 | MOUNTING KIT; UNIVERSAL | JOHNSON CONTROLS NORTH AMERICAN PRODUCTS (JCI) | A-4000-152 | 105.62 | 65.88 | N | 105.62 | 65.88 | 105.62
JCI-A4000155 | 166559 | 1 | 134012 | Air Filter 5 SCFM 1/2 NPT Housing | JOHNSON CONTROLS NORTH AMERICAN PRODUCTS (JCI) | A-4000-155 | 158.43 | 43.03 | N | 158.43 | 43.03 | 158.43
JCI-A4000156 | 10510 | 1 | 134012 | A-4000-156 AUTODRAIN date code | JOHNSON CONTROLS NORTH AMERICAN PRODUCTS (JCI) | A-4000-156 | 236.99 | 72.37 | N | 236.99 | 208.79 | 236.99
JCI-A4000156 | 166553 | 3 | 134012 | A-4000-156 AUTODRAIN date code | JOHNSON CONTROLS NORTH AMERICAN PRODUCTS (JCI) | A-4000-156 | 236.99 | 103.2109 | N | 236.99 | 208.79 | 236.99
JCI-A4000156 | 166561 | 2 | 134012 | A-4000-156 AUTODRAIN date code | JOHNSON CONTROLS NORTH AMERICAN PRODUCTS (JCI) | A-4000-156 | 236.99 | 118.45 | N | 236.99 | 208.79 | 236.99
JCI-A4000156 | 175891 | 2 | 134012 | A-4000-156 AUTODRAIN date code | JOHNSON CONTROLS NORTH AMERICAN PRODUCTS (JCI) | A-4000-156 | 236.99 | 208.79 | Y | 236.99 | 208.79 | 236.99
JCI-A40006001 | 10510 | 1 | 134012 | COALESCING FILTER 40 SCFM, W/ AUTO DRAIN | JOHNSON CONTROLS NORTH AMERICAN PRODUCTS (JCI) | A-4000-6001 | 628.85 | 628.85 | Y | 628.85 | 628.85 | 628.85
JCI-A40006001 | 166557 | 1 | 134012 | COALESCING FILTER 40 SCFM, W/ AUTO DRAIN | JOHNSON CONTROLS NORTH AMERICAN PRODUCTS (JCI) | A-4000-6001 | 628.85 | 308.2665 | N | 628.85 | 628.85 | 628.85
JCI-A40006001 | 166561 | 1 | 134012 | COALESCING FILTER 40 SCFM, W/ AUTO DRAIN | JOHNSON CONTROLS NORTH AMERICAN PRODUCTS (JCI) | A-4000-6001 | 628.85 | 503.66 | N | 628.85 | 628.85 | 628.85
JCI-A40006001 | 175891 | 1 | 134012 | COALESCING FILTER 40 SCFM, W/ AUTO DRAIN | JOHNSON CONTROLS NORTH AMERICAN PRODUCTS (JCI) | A-4000-6001 | 628.85 | 505.5311 | N | 628.85 | 628.85 | 628.85
JCI-A40006010 | 10510 | 3 | 134012 | AUTODRAIN | JOHNSON CONTROLS NORTH AMERICAN PRODUCTS (JCI) | A-4000-6010 | 198.14 | 188.8727 | Y | 198.14 | 188.8727 | 198.14
JCI-A40006010 | 166553 | 3 | 134012 | AUTODRAIN | JOHNSON CONTROLS NORTH AMERICAN PRODUCTS (JCI) | A-4000-6010 | 198.14 | 76.4672 | N | 198.14 | 188.8727 | 198.14
JCI-A40006010 | 166561 | 5 | 134012 | AUTODRAIN | JOHNSON CONTROLS NORTH AMERICAN PRODUCTS (JCI) | A-4000-6010 | 198.14 | 83.562 | N | 198.14 | 188.8727 | 198.14
JCI-A40006010 | 175888 | 1 | 134012 | AUTODRAIN | JOHNSON CONTROLS NORTH AMERICAN PRODUCTS (JCI) | A-4000-6010 | 198.14 | 94.6186 | N | 198.14 | 188.8727 | 198.14
JCI-A40006010 | 175891 | 5 | 134012 | AUTODRAIN | JOHNSON CONTROLS NORTH AMERICAN PRODUCTS (JCI) | A-4000-6010 | 198.14 | 161.3957 | Y | 198.14 | 188.8727 | 198.14
JCI-A4000604 | 10510 | 1 | 134012 | Coalescing Oil Filter Cartridge 20 SCFM | JOHNSON CONTROLS NORTH AMERICAN PRODUCTS (JCI) | A-4000-604 | 74.37 | 66.3222 | Y | 74.37 | 66.3222 | 74.37
JCI-A4000604 | 175888 | 2 | 134012 | Coalescing Oil Filter Cartridge 20 SCFM | JOHNSON CONTROLS NORTH AMERICAN PRODUCTS (JCI) | A-4000-604 | 74.37 | 35.7903 | N | 74.37 | 66.3222 | 74.37
JCI-A4000604 | 175891 | 3 | 134012 | Coalescing Oil Filter Cartridge 20 SCFM | JOHNSON CONTROLS NORTH AMERICAN PRODUCTS (JCI) | A-4000-604 | 74.37 | 65.0671 | Y | 74.37 | 66.3222 | 74.37
JCI-A4000605 | 10510 | 1 | 134012 | REPL CART FOR A-4000-601 | JOHNSON CONTROLS NORTH AMERICAN PRODUCTS (JCI) | A-4000-605 | 145.42 | 145.42 | Y | 145.42 | 145.42 | 145.42
JCI-A4000605 | 166553 | 1 | 134012 | REPL CART FOR A-4000-601 | JOHNSON CONTROLS NORTH AMERICAN PRODUCTS (JCI) | A-4000-605 | 145.42 | 54.349 | N | 145.42 | 145.42 | 145.42
JCI-A4000605 | 166559 | 2 | 134012 | REPL CART FOR A-4000-601 | JOHNSON CONTROLS NORTH AMERICAN PRODUCTS (JCI) | A-4000-605 | 145.42 | 128.12 | N | 145.42 | 145.42 | 145.42
JCI-A4000605 | 166561 | 3 | 134012 | REPL CART FOR A-4000-601 | JOHNSON CONTROLS NORTH AMERICAN PRODUCTS (JCI) | A-4000-605 | 145.42 | 116.47 | N | 145.42 | 145.42 | 145.42
JCI-A4000605 | 175888 | 1 | 134012 | REPL CART FOR A-4000-601 | JOHNSON CONTROLS NORTH AMERICAN PRODUCTS (JCI) | A-4000-605 | 145.42 | 116.47 | N | 145.42 | 145.42 | 145.42
JCI-A4000612 | 175891 | 2 | 134012 | 10 SCFM FILTER CARTRIDGE | JOHNSON CONTROLS NORTH AMERICAN PRODUCTS (JCI) | A-4000-612 | 52.73 | 46.46 | Y | 52.73 | 46.46 | 52.73
JCI-A4000620 | 166559 | 1 | 134012 | O-Ring for Drain Trap | JOHNSON CONTROLS NORTH AMERICAN PRODUCTS (JCI) | A-4000-620 | 28.36 | 11.5 | N | 28.36 | 11.5 | 28.36
JCI-A4000632 | 10510 | 5 | 134012 | CHARCOAL FILTER; 10SCFM; WITH EPOXY COAT | JOHNSON CONTROLS NORTH AMERICAN PRODUCTS (JCI) | A-4000-632 | 275.17 | 270.621 | Y | 275.17 | 270.621 | 275.17
JCI-A4000632 | 175888 | 1 | 134012 | CHARCOAL FILTER; 10SCFM; WITH EPOXY COAT | JOHNSON CONTROLS NORTH AMERICAN PRODUCTS (JCI) | A-4000-632 | 275.17 | 109.7314 | N | 275.17 | 270.621 | 275.17
JCI-A4000632 | 175891 | 1 | 134012 | CHARCOAL FILTER; 10SCFM; WITH EPOXY COAT | JOHNSON CONTROLS NORTH AMERICAN PRODUCTS (JCI) | A-4000-632 | 275.17 | 259.4 | Y | 275.17 | 270.621 | 275.17
JCI-A4000633 | 175891 | 1 | 134012 | A-4000-633 REPLACEMENT CHARCOAL | JOHNSON CONTROLS NORTH AMERICAN PRODUCTS (JCI) | A-4000-633 | 227 | 199.99 | Y | 227 | 199.99 | 227
JCI-A40EA1C | 175891 | 3 | 134012 | A40EA-1C PNUEMATIC TEMP CONTROL; | JOHNSON CONTROLS NORTH AMERICAN PRODUCTS (JCI) | A40EA-1C | 225.87 | 205.9244 | Y | 225.87 | 205.9244 | 225.87
JCI-A40FA1C | 10008 | 1 | 134012 | PNEUMATIC TEMP CONTROL; 15/55F; DIFF 5 F | JOHNSON CONTROLS NORTH AMERICAN PRODUCTS (JCI) | A40FA-1C | 233.93 | 190.02 | N | 233.93 | 233.93 | 233.93
JCI-A40FA1C | 10510 | 1 | 134012 | PNEUMATIC TEMP CONTROL; 15/55F; DIFF 5 F | JOHNSON CONTROLS NORTH AMERICAN PRODUCTS (JCI) | A40FA-1C | 233.93 | 233.93 | Y | 233.93 | 233.93 | 233.93
JCI-A40FA1C | 175888 | 2 | 134012 | PNEUMATIC TEMP CONTROL; 15/55F; DIFF 5 F | JOHNSON CONTROLS NORTH AMERICAN PRODUCTS (JCI) | A40FA-1C | 233.93 | 143.4828 | N | 233.93 | 233.93 | 233.93
JCI-A40FA1C | 175891 | 4 | 134012 | PNEUMATIC TEMP CONTROL; 15/55F; DIFF 5 F | JOHNSON CONTROLS NORTH AMERICAN PRODUCTS (JCI) | A40FA-1C | 233.93 | 228.784 | Y | 233.93 | 233.93 | 233.93
JCI-A40GA2C | 10510 | 1 | 134012 | PNEUMATIC TEMP CONTROL | JOHNSON CONTROLS NORTH AMERICAN PRODUCTS (JCI) | A40GA-2C | 254.1 | 271.37 | Y | 254.1 | 271.37 | 271.37
JCI-A4110601 | 10510 | 1 | 134012 | BYPASS VALVE; 4-WAY FOR:; A-4110-1;-2;-3 | JOHNSON CONTROLS NORTH AMERICAN PRODUCTS (JCI) | A-4110-601 | 245.32 | 245.32 | Y | 245.32 | 245.32 | 245.32
JCI-A4110604 | 10510 | 6 | 134012 | FILTER ELEMENT 10 SCFM; WITH O-RINGS | JOHNSON CONTROLS NORTH AMERICAN PRODUCTS (JCI) | A-4110-604 | 74.37 | 68.0073 | Y | 74.37 | 68.0073 | 74.37
JCI-A4110607 | 10510 | 4 | 134012 | DRAIN VALVE; AUTOMATIC; DRAIN VALVE; AUT | JOHNSON CONTROLS NORTH AMERICAN PRODUCTS (JCI) | A-4110-607 | 101.02 | 97.0663 | Y | 101.02 | 97.0663 | 101.02
JCI-A4110607 | 166559 | 1 | 134012 | DRAIN VALVE; AUTOMATIC; DRAIN VALVE; AUT | JOHNSON CONTROLS NORTH AMERICAN PRODUCTS (JCI) | A-4110-607 | 101.02 | 39.04 | N | 101.02 | 97.0663 | 101.02
JCI-A4110607 | 166561 | 4 | 134012 | DRAIN VALVE; AUTOMATIC; DRAIN VALVE; AUT | JOHNSON CONTROLS NORTH AMERICAN PRODUCTS (JCI) | A-4110-607 | 101.02 | 35.5834 | N | 101.02 | 97.0663 | 101.02
JCI-A4110607 | 175891 | 1 | 134012 | DRAIN VALVE; AUTOMATIC; DRAIN VALVE; AUT | JOHNSON CONTROLS NORTH AMERICAN PRODUCTS (JCI) | A-4110-607 | 101.02 | 77.805 | Y | 101.02 | 97.0663 | 101.02
JCI-A4110608 | 166559 | 1 | 134012 | A-4110-608 FILTER; 50 MICRON; | JOHNSON CONTROLS NORTH AMERICAN PRODUCTS (JCI) | A-4110-608 | 11.44 | 3.17 | N | 11.44 | 4.89 | 11.44
JCI-A4110608 | 166561 | 1 | 134012 | A-4110-608 FILTER; 50 MICRON; | JOHNSON CONTROLS NORTH AMERICAN PRODUCTS (JCI) | A-4110-608 | 11.44 | 4.11 | N | 11.44 | 4.89 | 11.44
JCI-A4110608 | 175891 | 2 | 134012 | A-4110-608 FILTER; 50 MICRON; | JOHNSON CONTROLS NORTH AMERICAN PRODUCTS (JCI) | A-4110-608 | 11.44 | 4.89 | N | 11.44 | 4.89 | 11.44
JCI-A419ABC4C | 166553 | 1 | 134012 | A419ABC-4C WITH DISPLAY HTG/CLG-30 | JOHNSON CONTROLS NORTH AMERICAN PRODUCTS (JCI) | A419ABC-4C-BCS | 51.49 | 51.49 | N | 51.49 | 51.49 | 51.49
JCI-A42106001 | 10510 | 3 | 134012 | A-4210-601 DRAIN TRAP W/BOWL GUARD | JOHNSON CONTROLS NORTH AMERICAN PRODUCTS (JCI) | A-4210-6001 | 303.6 | 178.665 | Y | 303.6 | 178.665 | 303.6
JCI-A42106001 | 166561 | 1 | 134012 | A-4210-601 DRAIN TRAP W/BOWL GUARD | JOHNSON CONTROLS NORTH AMERICAN PRODUCTS (JCI) | A-4210-6001 | 303.6 | 117.34 | N | 303.6 | 178.665 | 303.6
JCI-A421ABC02C | 10006 | 1 | 134012 | TEMPERATURE CONTROLLER -30 TO 212 DEG F | JOHNSON CONTROLS NORTH AMERICAN PRODUCTS (JCI) | A421ABC-02C | 70.88 | 52.86 | N | 70.88 | 70.2496 | 70.88
JCI-A421ABC02C | 10008 | 4 | 134012 | TEMPERATURE CONTROLLER -30 TO 212 DEG F | JOHNSON CONTROLS NORTH AMERICAN PRODUCTS (JCI) | A421ABC-02C | 70.88 | 66.1813 | Y | 70.88 | 70.2496 | 70.88
JCI-A421ABC02C | 10510 | 13 | 134012 | TEMPERATURE CONTROLLER -30 TO 212 DEG F | JOHNSON CONTROLS NORTH AMERICAN PRODUCTS (JCI) | A421ABC-02C | 70.88 | 70.2496 | Y | 70.88 | 70.2496 | 70.88
JCI-A421ABC02C | 175888 | 5 | 134012 | TEMPERATURE CONTROLLER -30 TO 212 DEG F | JOHNSON CONTROLS NORTH AMERICAN PRODUCTS (JCI) | A421ABC-02C | 70.88 | 58.4818 | N | 70.88 | 70.2496 | 70.88
JCI-A421ABC02C | 175891 | 1 | 134012 | TEMPERATURE CONTROLLER -30 TO 212 DEG F | JOHNSON CONTROLS NORTH AMERICAN PRODUCTS (JCI) | A421ABC-02C | 70.88 | 61.4895 | N | 70.88 | 70.2496 | 70.88
JCI-A421ABC03C | 175890 | 2 | 134012 | ELECTRONIC SINGLE STAGE; ELECTRONIC | JOHNSON CONTROLS NORTH AMERICAN PRODUCTS (JCI) | A421ABC-03C | 73.9 | 67.97 | Y | 73.9 | 67.97 | 73.9
JCI-A421ABC04C | 10008 | 6 | 134012 | ELECTRONIC SINGLE STAGE | JOHNSON CONTROLS NORTH AMERICAN PRODUCTS (JCI) | A421ABC-04C | 75.2 | 70.89 | Y | 75.2 | 70.89 | 75.2
JCI-A421AEC01C | 10510 | 4 | 134012 | Electronic single stage controller | JOHNSON CONTROLS NORTH AMERICAN PRODUCTS (JCI) | A421AEC-01C | 104.16 | 97.3039 | Y | 104.16 | 97.3039 | 104.16
JCI-A421AEC01C | 175891 | 1 | 134012 | Electronic single stage controller | JOHNSON CONTROLS NORTH AMERICAN PRODUCTS (JCI) | A421AEC-01C | 104.16 | 64.0613 | N | 104.16 | 97.3039 | 104.16
JCI-A421AEC02C | 175891 | 1 | 134012 | 120/240 NEMA4X CCONTROLLER 6.5' SENSOR | JOHNSON CONTROLS NORTH AMERICAN PRODUCTS (JCI) | A421AEC-02C | 106.32 | 126.15 | N | 106.32 | 126.15 | 126.15
JCI-A421GBF02C | 10008 | 9 | 134012 | Control, Temperature | JOHNSON CONTROLS NORTH AMERICAN PRODUCTS (JCI) | A421GBF-02C | 70.88 | 70.2033 | Y | 70.88 | 70.2033 | 70.88
JCI-A421GBF02C | 10510 | 2 | 134012 | Control, Temperature | JOHNSON CONTROLS NORTH AMERICAN PRODUCTS (JCI) | A421GBF-02C | 70.88 | 65.8902 | Y | 70.88 | 70.2033 | 70.88
JCI-A421GBF02C | 175888 | 6 | 134012 | Control, Temperature | JOHNSON CONTROLS NORTH AMERICAN PRODUCTS (JCI) | A421GBF-02C | 70.88 | 52.7785 | N | 70.88 | 70.2033 | 70.88
JCI-A421GBF02C | 175890 | 1 | 134012 | Control, Temperature | JOHNSON CONTROLS NORTH AMERICAN PRODUCTS (JCI) | A421GBF-02C | 70.88 | 65.19 | Y | 70.88 | 70.2033 | 70.88
JCI-A4300600 | 175891 | 3 | 134012 | Bypass Valve | JOHNSON CONTROLS NORTH AMERICAN PRODUCTS (JCI) | A-4300-600 | 245.32 | 238.2244 | Y | 245.32 | 238.2244 | 245.32
JCI-A4400607 | 166553 | 2 | 134012 | REPLACEMENT DRAIN VALVE; FOR A-4000-156 | JOHNSON CONTROLS NORTH AMERICAN PRODUCTS (JCI) | A-4400-607 | 104.9 | 46.21 | N | 104.9 | 86.6267 | 104.9
JCI-A4400607 | 166557 | 3 | 134012 | REPLACEMENT DRAIN VALVE; FOR A-4000-156 | JOHNSON CONTROLS NORTH AMERICAN PRODUCTS (JCI) | A-4400-607 | 104.9 | 35.3567 | Y | 104.9 | 86.6267 | 104.9
JCI-A4400607 | 166559 | 1 | 134012 | REPLACEMENT DRAIN VALVE; FOR A-4000-156 | JOHNSON CONTROLS NORTH AMERICAN PRODUCTS (JCI) | A-4400-607 | 104.9 | 56.66 | N | 104.9 | 86.6267 | 104.9
JCI-A4400607 | 166561 | 2 | 134012 | REPLACEMENT DRAIN VALVE; FOR A-4000-156 | JOHNSON CONTROLS NORTH AMERICAN PRODUCTS (JCI) | A-4400-607 | 104.9 | 32.82 | N | 104.9 | 86.6267 | 104.9
JCI-A4400607 | 175891 | 1 | 134012 | REPLACEMENT DRAIN VALVE; FOR A-4000-156 | JOHNSON CONTROLS NORTH AMERICAN PRODUCTS (JCI) | A-4400-607 | 104.9 | 86.6267 | Y | 104.9 | 86.6267 | 104.9
JCI-A4400608 | 10510 | 2 | 134012 | PNEUMATIC AIR DRYER PARTICAL FILTER | JOHNSON CONTROLS NORTH AMERICAN PRODUCTS (JCI) | A-4400-608 | 15.32 | 15.32 | Y | 15.32 | 15.32 | 15.32
JCI-A4400608 | 166553 | 2 | 134012 | PNEUMATIC AIR DRYER PARTICAL FILTER | JOHNSON CONTROLS NORTH AMERICAN PRODUCTS (JCI) | A-4400-608 | 15.32 | 7.58 | N | 15.32 | 15.32 | 15.32
JCI-A4400608 | 166559 | 2 | 134012 | PNEUMATIC AIR DRYER PARTICAL FILTER | JOHNSON CONTROLS NORTH AMERICAN PRODUCTS (JCI) | A-4400-608 | 15.32 | 7.2975 | N | 15.32 | 15.32 | 15.32
JCI-A4400608 | 166561 | 1 | 134012 | PNEUMATIC AIR DRYER PARTICAL FILTER | JOHNSON CONTROLS NORTH AMERICAN PRODUCTS (JCI) | A-4400-608 | 15.32 | 8.26 | N | 15.32 | 15.32 | 15.32
JCI-A4400608 | 175891 | 8 | 134012 | PNEUMATIC AIR DRYER PARTICAL FILTER | JOHNSON CONTROLS NORTH AMERICAN PRODUCTS (JCI) | A-4400-608 | 15.32 | 10.0817 | Y | 15.32 | 15.32 | 15.32
JCI-A44121 | 175891 | 1 | 134012 | Refrigerated Air Dryer, For Pneumatic Co | JOHNSON CONTROLS NORTH AMERICAN PRODUCTS (JCI) | A-4412-1 | 3818.03 | 3599.2 | Y | 3818.03 | 3599.2 | 3818.03
JCI-A44232 | 175891 | 1 | 134012 | AIR DRYER,23CFM W/O | JOHNSON CONTROLS NORTH AMERICAN PRODUCTS (JCI) | A-4423-2 | 3653.74 | 1838.5276 | Y | 3653.74 | 1838.5276 | 3653.74
JCI-A70GA1C | 166553 | 2 | 134012 | Thermostat, Line Volt | JOHNSON CONTROLS NORTH AMERICAN PRODUCTS (JCI) | A70GA-1C | 193.27 | 173.4833 | N | 193.27 | 182.5639 | 193.27
JCI-A70GA1C | 175890 | 6 | 134012 | Thermostat, Line Volt | JOHNSON CONTROLS NORTH AMERICAN PRODUCTS (JCI) | A70GA-1C | 193.27 | 182.19 | Y | 193.27 | 182.5639 | 193.27
JCI-A70GA1C | 175891 | 3 | 134012 | Thermostat, Line Volt | JOHNSON CONTROLS NORTH AMERICAN PRODUCTS (JCI) | A70GA-1C | 193.27 | 182.5639 | Y | 193.27 | 182.5639 | 193.27
JCI-A70HA14C | 166559 | 1 | 134012 | TEMPERATURE CONTROL; 15/55F; DIFF 5 | JOHNSON CONTROLS NORTH AMERICAN PRODUCTS (JCI) | A70HA-14C | 194.63 | 194.63 | Y | 194.63 | 194.63 | 194.63
JCI-A70HA1C | 10510 | 10 | 134012 | Manual Freeze Stat 20 Cap SPST | JOHNSON CONTROLS NORTH AMERICAN PRODUCTS (JCI) | A70HA-1C | 193.73 | 181.1174 | Y | 193.73 | 190.955 | 193.73
JCI-A70HA1C | 166553 | 9 | 134012 | Manual Freeze Stat 20 Cap SPST | JOHNSON CONTROLS NORTH AMERICAN PRODUCTS (JCI) | A70HA-1C | 193.73 | 184.3256 | Y | 193.73 | 190.955 | 193.73
JCI-A70HA1C | 166559 | 6 | 134012 | Manual Freeze Stat 20 Cap SPST | JOHNSON CONTROLS NORTH AMERICAN PRODUCTS (JCI) | A70HA-1C | 193.73 | 182.424 | Y | 193.73 | 190.955 | 193.73
JCI-A70HA1C | 166560 | 4 | 134012 | Manual Freeze Stat 20 Cap SPST | JOHNSON CONTROLS NORTH AMERICAN PRODUCTS (JCI) | A70HA-1C | 193.73 | 190.1825 | Y | 193.73 | 190.955 | 193.73
JCI-A70HA1C | 166561 | 1 | 134012 | Manual Freeze Stat 20 Cap SPST | JOHNSON CONTROLS NORTH AMERICAN PRODUCTS (JCI) | A70HA-1C | 193.73 | 190.955 | Y | 193.73 | 190.955 | 193.73
JCI-A70HA1C | 175888 | 19 | 134012 | Manual Freeze Stat 20 Cap SPST | JOHNSON CONTROLS NORTH AMERICAN PRODUCTS (JCI) | A70HA-1C | 193.73 | 182.2438 | Y | 193.73 | 190.955 | 193.73
JCI-A70HA1C | 175890 | 16 | 134012 | Manual Freeze Stat 20 Cap SPST | JOHNSON CONTROLS NORTH AMERICAN PRODUCTS (JCI) | A70HA-1C | 193.73 | 178.1138 | Y | 193.73 | 190.955 | 193.73
JCI-A70HA1C | 175891 | 3 | 134012 | Manual Freeze Stat 20 Cap SPST | JOHNSON CONTROLS NORTH AMERICAN PRODUCTS (JCI) | A70HA-1C | 193.73 | 174.0908 | Y | 193.73 | 190.955 | 193.73
JCI-A70HA2C | 175891 | 2 | 134012 | Thermostat, Line Volt | JOHNSON CONTROLS NORTH AMERICAN PRODUCTS (JCI) | A70HA-2C | 168.44 | 168.44 | Y | 168.44 | 168.44 | 168.44
JCI-A91NAA3C | 173042 | 1 | 134012 | ELECTRONIC TEMP SENSOR; THERMISTOR T | JOHNSON CONTROLS NORTH AMERICAN PRODUCTS (JCI) | A91NAA-3C | 147 | 147 | N | 147 | 147 | 147
JCI-A99BB200C | 10008 | 4 | 134012 | Sensor, Temperature | JOHNSON CONTROLS NORTH AMERICAN PRODUCTS (JCI) | A99BB-200C | 27 | 26.235 | Y | 27 | 26.235 | 27
JCI-A99BB200C | 10510 | 6 | 134012 | Sensor, Temperature | JOHNSON CONTROLS NORTH AMERICAN PRODUCTS (JCI) | A99BB-200C | 27 | 25.4091 | Y | 27 | 26.235 | 27
JCI-A99BB200C | 166560 | 3 | 134012 | Sensor, Temperature | JOHNSON CONTROLS NORTH AMERICAN PRODUCTS (JCI) | A99BB-200C | 27 | 26.2156 | Y | 27 | 26.235 | 27
JCI-A99BB200C | 173042 | 2 | 134012 | Sensor, Temperature | JOHNSON CONTROLS NORTH AMERICAN PRODUCTS (JCI) | A99BB-200C | 27 | 25.46 | Y | 27 | 26.235 | 27
JCI-A99BB25C | 166560 | 3 | 134012 | Sensor, Temperature | JOHNSON CONTROLS NORTH AMERICAN PRODUCTS (JCI) | A99BB-25C | 24.35 | 22.5933 | Y | 24.35 | 22.5933 | 24.35
JCI-A99BC25C | 10510 | 98 | 134012 | ENCAPSULATED PTC SENSOR; TEMPE SENSOR W/ | JOHNSON CONTROLS NORTH AMERICAN PRODUCTS (JCI) | A99BC-25C | 27.89 | 26.29 | Y | 27.89 | 26.82 | 27.89
JCI-A99BC25C | 166553 | 2 | 134012 | ENCAPSULATED PTC SENSOR; TEMPE SENSOR W/ | JOHNSON CONTROLS NORTH AMERICAN PRODUCTS (JCI) | A99BC-25C | 27.89 | 26.29 | Y | 27.89 | 26.82 | 27.89
JCI-A99BC25C | 166559 | 2 | 134012 | ENCAPSULATED PTC SENSOR; TEMPE SENSOR W/ | JOHNSON CONTROLS NORTH AMERICAN PRODUCTS (JCI) | A99BC-25C | 27.89 | 26.465 | Y | 27.89 | 26.82 | 27.89
JCI-A99BC25C | 166560 | 1 | 134012 | ENCAPSULATED PTC SENSOR; TEMPE SENSOR W/ | JOHNSON CONTROLS NORTH AMERICAN PRODUCTS (JCI) | A99BC-25C | 27.89 | 19.22 | N | 27.89 | 26.82 | 27.89
JCI-A99BC25C | 175891 | 1 | 134012 | ENCAPSULATED PTC SENSOR; TEMPE SENSOR W/ | JOHNSON CONTROLS NORTH AMERICAN PRODUCTS (JCI) | A99BC-25C | 27.89 | 26.82 | Y | 27.89 | 26.82 | 27.89
JCI-A99BC300C | 10510 | 5 | 134012 | PTC SILICON SENSOR; WITH HIGH TEMPERATUR | JOHNSON CONTROLS NORTH AMERICAN PRODUCTS (JCI) | A99BC-300C | 50.92 | 48.0891 | Y | 50.92 | 48.0891 | 50.92
JCI-ACCCVDPT0R | 166559 | 4 | 134012 | CV CNTRL DPT REPL SENSOR | JOHNSON CONTROLS NORTH AMERICAN PRODUCTS (JCI) | ACC-CVDPT-0R | 34.27 | 9.69 | Y | 34.27 | 32.9609 | 34.27
JCI-ACCCVDPT0R | 175891 | 3 | 134012 | CV CNTRL DPT REPL SENSOR | JOHNSON CONTROLS NORTH AMERICAN PRODUCTS (JCI) | ACC-CVDPT-0R | 34.27 | 32.9609 | Y | 34.27 | 32.9609 | 34.27
JCI-ACCPWRKIT1A24 | 166559 | 1 | 134012 | Verasys Smart Building Hub Power | JOHNSON CONTROLS NORTH AMERICAN PRODUCTS (JCI) | ACC-PWRKIT-1A24 | 80.09 | 36.01 | N | 80.09 | 36.01 | 80.09
JCI-ACCPWRKIT1A24 | 173042 | 1 | 134012 | Verasys Smart Building Hub Power | JOHNSON CONTROLS NORTH AMERICAN PRODUCTS (JCI) | ACC-PWRKIT-1A24 | 80.09 | 36.01 | N | 80.09 | 36.01 | 80.09
JCI-ACCTBKINOUT0 | 166553 | 1 | 134012 | KIT, I/O TERMINAL BLOCK | JOHNSON CONTROLS NORTH AMERICAN PRODUCTS (JCI) | ACC-TBKINOUT-0 | 53.78 | 43.84 | N | 53.78 | 43.84 | 53.78
JCI-ACCTBKPWFCSA0 | 166557 | 3 | 134012 | KIT, PW & COMM TERM BLOCK | JOHNSON CONTROLS NORTH AMERICAN PRODUCTS (JCI) | ACC-TBKPWFCSA-0 | 34.92 | 33.73 | Y | 34.92 | 33.73 | 34.92
JCI-ACCWIFI | 166561 | 1 | 134012 | WIFI KEY FOR REMOTE | JOHNSON CONTROLS NORTH AMERICAN PRODUCTS (JCI) | ACC-WIFI | 88.52 | 36 | N | 88.52 | 36 | 88.52
JCI-ACCWIFIKIT0DU | 10008 | 1 | 134012 | VERASYS SBH USB WIFI ADAP | JOHNSON CONTROLS NORTH AMERICAN PRODUCTS (JCI) | ACC-WIFIKIT-0DU | 92.74 | 87.43 | Y | 92.74 | 87.43 | 92.74
JCI-ACCWIFIKIT0DU | 166559 | 1 | 134012 | VERASYS SBH USB WIFI ADAP | JOHNSON CONTROLS NORTH AMERICAN PRODUCTS (JCI) | ACC-WIFIKIT-0DU | 92.74 | 80.76 | N | 92.74 | 87.43 | 92.74
JCI-ACCWIFIKIT0DU | 173042 | 3 | 134012 | VERASYS SBH USB WIFI ADAP | JOHNSON CONTROLS NORTH AMERICAN PRODUCTS (JCI) | ACC-WIFIKIT-0DU | 92.74 | 28.12 | N | 92.74 | 87.43 | 92.74
JCI-ACTFA9001 | 166559 | 1 | 134012 | 50 In lb Fast Acting Smart Actuator | JOHNSON CONTROLS NORTH AMERICAN PRODUCTS (JCI) | ACTFA9001 | 527.45 | 507.16 | N | 527.45 | 507.16 | 527.45
JCI-APTBK10020 | 175891 | 38 | 134012 | JCI SCREW TERMINAL KIT | JOHNSON CONTROLS NORTH AMERICAN PRODUCTS (JCI) | AP-TBK1002-0 | 6.99 | 6 | N | 6.99 | 6 | 6.99
JCI-APTBK10030 | 166560 | 32 | 134012 | NEW JC Controller 3 Term Block | JOHNSON CONTROLS NORTH AMERICAN PRODUCTS (JCI) | AP-TBK1003-0 | 10.13 | 2.3828 | N | 10.13 | 2.3828 | 10.13
JCI-ASCBLVMA1 | 173042 | 6 | 134012 | KIT;HARNESS; VMA18XX; KIT;HARNESS; V | JOHNSON CONTROLS NORTH AMERICAN PRODUCTS (JCI) | AS-CBLVMA-1 | 570.63 | 15.88 | N | 570.63 | 15.88 | 570.63
JCI-ASCBLVMA2 | 173042 | 7 | 134012 | KIT; HARNESS; VMA18XX TO; KIT; HARNE | JOHNSON CONTROLS NORTH AMERICAN PRODUCTS (JCI) | AS-CBLVMA-2 | 1295.97 | 38.61 | N | 1295.97 | 38.61 | 1295.97
JCI-ASUNT110701 | 166559 | 1 | 134012 | AS-UNT110-701 UNITARY; AS-UNT110-701 | JOHNSON CONTROLS NORTH AMERICAN PRODUCTS (JCI) | AS-UNT110-701 | 1342.0601 | 700.21 | N | 1342.0601 | 700.21 | 1342.0601
JCI-ASUNT11080 | 175888 | 1 | 134012 | UNT CONTROLLER 32-140F SPADE LUG | JOHNSON CONTROLS NORTH AMERICAN PRODUCTS (JCI) | AS-UNT1108-0 | 0 | 693.46 | N | 0 | 693.46 | 693.46
JCI-ASVAV1111 | 10510 | 1 | 134012 | VAV CONTROLLER, 6BO,2AO | JOHNSON CONTROLS NORTH AMERICAN PRODUCTS (JCI) | AS-VAV111-1 | 0 | 0 | N | 0 | 0 | 0
JCI-ASZTUUMB0 | 173042 | 1 | 134012 | MTG. BASE | JOHNSON CONTROLS NORTH AMERICAN PRODUCTS (JCI) | AS-ZTUUMB-0 | 19.45 | 19.45 | N | 19.45 | 19.45 | 19.45
JCI-BKT2871R | 175888 | 13 | 134012 | 12" DIN RAIL MTG HARDWARE FOR SYSTEM | JOHNSON CONTROLS NORTH AMERICAN PRODUCTS (JCI) | BKT287-1R | 14.7 | 1.7043 | N | 14.7 | 14.13 | 14.7
JCI-BKT2871R | 175890 | 1 | 134012 | 12" DIN RAIL MTG HARDWARE FOR SYSTEM | JOHNSON CONTROLS NORTH AMERICAN PRODUCTS (JCI) | BKT287-1R | 14.7 | 14.13 | Y | 14.7 | 14.13 | 14.7
JCI-BKT2871R | 175891 | 36 | 134012 | 12" DIN RAIL MTG HARDWARE FOR SYSTEM | JOHNSON CONTROLS NORTH AMERICAN PRODUCTS (JCI) | BKT287-1R | 14.7 | 1.4107 | N | 14.7 | 14.13 | 14.7
JCI-BKT2872R | 175890 | 3 | 134012 | BKT287-2R 35MM DIN RAIL - 36 LONG | JOHNSON CONTROLS NORTH AMERICAN PRODUCTS (JCI) | BKT287-2R | 29.32 | 16.2916 | Y | 29.32 | 16.2916 | 29.32
JCI-BKT2872R | 175891 | 3 | 134012 | BKT287-2R 35MM DIN RAIL - 36 LONG | JOHNSON CONTROLS NORTH AMERICAN PRODUCTS (JCI) | BKT287-2R | 29.32 | 8.7562 | Y | 29.32 | 16.2916 | 29.32
JCI-BMMS181 | 173042 | 8 | 134012 | 1PH/3PH STR 1-18AMPS 5HP@230 10HP@46 | JOHNSON CONTROLS NORTH AMERICAN PRODUCTS (JCI) | BMMS-18-1 | 526.43 | 458.82 | Y | 526.43 | 458.82 | 526.43
JCI-BMMS1P | 173042 | -1 | 134012 | STARTER W/ MANUAL OVERLOAD TRIP RESET | JOHNSON CONTROLS NORTH AMERICAN PRODUCTS (JCI) | BMMS-1P | 488.64 | 409.9316 | N | 488.64 | 409.9316 | 488.64
JCI-BMMS321 | 173042 | 4 | 134012 | 1PH/3PH STR 1-32A 7.5HP@208 20HP@460 | JOHNSON CONTROLS NORTH AMERICAN PRODUCTS (JCI) | BMMS-32-1 | 549.85 | 504.775 | N | 549.85 | 504.775 | 549.85
JCI-BMMS91 | 173042 | 3 | 134012 | 1PH/3PH STR 1-9A 2HP@208 5HP@460 | JOHNSON CONTROLS NORTH AMERICAN PRODUCTS (JCI) | BMMS-9-1 | 503.42 | 474.56 | Y | 503.42 | 474.56 | 503.42
JCI-BMMSD131 | 175888 | 1 | 134012 | 1PH/3PH MTR STR DIS N1 | JOHNSON CONTROLS NORTH AMERICAN PRODUCTS (JCI) | BMMSD-13-1 | 654.83 | 570.73 | N | 654.83 | 570.73 | 654.83
JCI-BMMSD131 | 175890 | 1 | 134012 | 1PH/3PH MTR STR DIS N1 | JOHNSON CONTROLS NORTH AMERICAN PRODUCTS (JCI) | BMMSD-13-1 | 654.83 | 570.73 | N | 654.83 | 570.73 | 654.83
JCI-BOTSN018X018 | 10008 | 1 | 134012 | DAMPER | JOHNSON CONTROLS NORTH AMERICAN PRODUCTS (JCI) | BOTSN018X018-BCS | 51.73 | 51.73 | N | 51.73 | 51.73 | 51.73
JCI-C20401 | 166557 | 1 | 134012 | C-2040-1 CUMULATOR; AVERAGING | JOHNSON CONTROLS NORTH AMERICAN PRODUCTS (JCI) | C-2040-1 | 329.58 | 111.08 | N | 329.58 | 251.5554 | 329.58
JCI-C20401 | 175891 | 1 | 134012 | C-2040-1 CUMULATOR; AVERAGING | JOHNSON CONTROLS NORTH AMERICAN PRODUCTS (JCI) | C-2040-1 | 329.58 | 251.5554 | N | 329.58 | 251.5554 | 329.58
JCI-C222014 | 10510 | 4 | 134012 | HIGH/LOW PRESS SELECTOR | JOHNSON CONTROLS NORTH AMERICAN PRODUCTS (JCI) | C-2220-14 | 0 | 93.72 | N | 0 | 93.72 | 93.72
JCI-C450CBN4C | 10008 | 2 | 134012 | Single stage controller w/4 button | JOHNSON CONTROLS NORTH AMERICAN PRODUCTS (JCI) | C450CBN-4C | 116.09 | 106.3323 | N | 116.09 | 116.09 | 116.09
JCI-C450CBN4C | 10510 | 1 | 134012 | Single stage controller w/4 button | JOHNSON CONTROLS NORTH AMERICAN PRODUCTS (JCI) | C450CBN-4C | 116.09 | 116.09 | N | 116.09 | 116.09 | 116.09
JCI-C450CCN4C | 10008 | 4 | 134012 | C450 controller | JOHNSON CONTROLS NORTH AMERICAN PRODUCTS (JCI) | C450CCN-4C | 144.89 | 140.745 | Y | 144.89 | 140.745 | 144.89
JCI-C450CCN4C | 10510 | 2 | 134012 | C450 controller | JOHNSON CONTROLS NORTH AMERICAN PRODUCTS (JCI) | C450CCN-4C | 144.89 | 136.59 | Y | 144.89 | 140.745 | 144.89
JCI-C450CCN4C | 166561 | 2 | 134012 | C450 controller | JOHNSON CONTROLS NORTH AMERICAN PRODUCTS (JCI) | C450CCN-4C | 144.89 | 139.32 | Y | 144.89 | 140.745 | 144.89
JCI-C450CPN4C | 10008 | 10 | 134012 | Control Module w/LCD 4 Button Touchpad | JOHNSON CONTROLS NORTH AMERICAN PRODUCTS (JCI) | C450CPN-4C | 116.09 | 105.445 | Y | 116.09 | 110.3419 | 116.09
JCI-C450CPN4C | 10510 | 2 | 134012 | Control Module w/LCD 4 Button Touchpad | JOHNSON CONTROLS NORTH AMERICAN PRODUCTS (JCI) | C450CPN-4C | 116.09 | 103.2694 | Y | 116.09 | 110.3419 | 116.09
JCI-C450CPN4C | 166559 | 4 | 134012 | Control Module w/LCD 4 Button Touchpad | JOHNSON CONTROLS NORTH AMERICAN PRODUCTS (JCI) | C450CPN-4C | 116.09 | 103.4716 | Y | 116.09 | 110.3419 | 116.09
JCI-C450CPN4C | 166561 | 1 | 134012 | Control Module w/LCD 4 Button Touchpad | JOHNSON CONTROLS NORTH AMERICAN PRODUCTS (JCI) | C450CPN-4C | 116.09 | 92.43 | N | 116.09 | 110.3419 | 116.09
JCI-C450CPN4C | 173042 | 1 | 134012 | Control Module w/LCD 4 Button Touchpad | JOHNSON CONTROLS NORTH AMERICAN PRODUCTS (JCI) | C450CPN-4C | 116.09 | 105.73 | N | 116.09 | 110.3419 | 116.09
JCI-C450CPN4C | 175888 | 5 | 134012 | Control Module w/LCD 4 Button Touchpad | JOHNSON CONTROLS NORTH AMERICAN PRODUCTS (JCI) | C450CPN-4C | 116.09 | 105.35 | Y | 116.09 | 110.3419 | 116.09
JCI-C450CPN4C | 175890 | 4 | 134012 | Control Module w/LCD 4 Button Touchpad | JOHNSON CONTROLS NORTH AMERICAN PRODUCTS (JCI) | C450CPN-4C | 116.09 | 110.3419 | Y | 116.09 | 110.3419 | 116.09
JCI-C450CPN4C | 175891 | 3 | 134012 | Control Module w/LCD 4 Button Touchpad | JOHNSON CONTROLS NORTH AMERICAN PRODUCTS (JCI) | C450CPN-4C | 116.09 | 103.171 | Y | 116.09 | 110.3419 | 116.09
JCI-C450CQN3C | 166561 | 2 | 134012 | CONTROL MODUEL WITH TWO ANALOG OUTPUTS | JOHNSON CONTROLS NORTH AMERICAN PRODUCTS (JCI) | C450CQN-3C-BCS | 89.412 | 89.412 | N | 89.412 | 89.412 | 89.412
JCI-C450RBN3C | 10510 | 1 | 134012 | Reset Module | JOHNSON CONTROLS NORTH AMERICAN PRODUCTS (JCI) | C450RBN-3C | 163.66 | 102.106 | Y | 163.66 | 102.106 | 163.66
JCI-C450RBN3C | 175891 | 2 | 134012 | Reset Module | JOHNSON CONTROLS NORTH AMERICAN PRODUCTS (JCI) | C450RBN-3C | 163.66 | 96.01 | N | 163.66 | 102.106 | 163.66
JCI-C450RCN3C | 10510 | 2 | 134012 | RESET MOD 2 STAGE; TEMP/HUMID RE | JOHNSON CONTROLS NORTH AMERICAN PRODUCTS (JCI) | C450RCN-3C | 218.64 | 119.722 | Y | 218.64 | 165.2874 | 218.64
JCI-C450RCN3C | 166553 | 2 | 134012 | RESET MOD 2 STAGE; TEMP/HUMID RE | JOHNSON CONTROLS NORTH AMERICAN PRODUCTS (JCI) | C450RCN-3C | 218.64 | 117.07 | N | 218.64 | 165.2874 | 218.64
JCI-C450RCN3C | 175891 | 2 | 134012 | RESET MOD 2 STAGE; TEMP/HUMID RE | JOHNSON CONTROLS NORTH AMERICAN PRODUCTS (JCI) | C450RCN-3C | 218.64 | 165.2874 | N | 218.64 | 165.2874 | 218.64
JCI-C450SBN3C | 10510 | 3 | 134012 | Exp Mod 1 Stage, 1 SPDT Relay | JOHNSON CONTROLS NORTH AMERICAN PRODUCTS (JCI) | C450SBN-3C-BCS | 44.19 | 38.574 | Y | 44.19 | 44.19 | 44.19
JCI-C450SBN3C | 166560 | 1 | 134012 | Exp Mod 1 Stage, 1 SPDT Relay | JOHNSON CONTROLS NORTH AMERICAN PRODUCTS (JCI) | C450SBN-3C-BCS | 44.19 | 34.45 | N | 44.19 | 44.19 | 44.19
JCI-C450SBN3C | 175891 | 2 | 134012 | Exp Mod 1 Stage, 1 SPDT Relay | JOHNSON CONTROLS NORTH AMERICAN PRODUCTS (JCI) | C450SBN-3C-BCS | 44.19 | 44.19 | Y | 44.19 | 44.19 | 44.19
JCI-C450SCN3C | 173042 | 3 | 134012 | RELAY OUT EXPANSION MODULE, 2 SPDT | JOHNSON CONTROLS NORTH AMERICAN PRODUCTS (JCI) | C450SCN-3C | 74.32 | 74.32 | N | 74.32 | 74.32 | 74.32
JCI-C450SCN4C | 10510 | 2 | 134012 | RELAY OUT EXPANSION MODULE, 2 SPDT | JOHNSON CONTROLS NORTH AMERICAN PRODUCTS (JCI) | C450SCN-4C | 106.49 | 101.385 | Y | 106.49 | 101.385 | 106.49
JCI-C450SCN4C | 166561 | 3 | 134012 | RELAY OUT EXPANSION MODULE, 2 SPDT | JOHNSON CONTROLS NORTH AMERICAN PRODUCTS (JCI) | C450SCN-4C | 106.49 | 96.99 | N | 106.49 | 101.385 | 106.49
JCI-C450SCN4C | 175891 | 3 | 134012 | RELAY OUT EXPANSION MODULE, 2 SPDT | JOHNSON CONTROLS NORTH AMERICAN PRODUCTS (JCI) | C450SCN-4C | 106.49 | 63.125 | Y | 106.49 | 101.385 | 106.49
JCI-C450SPN1C | 166561 | 1 | 134012 | System 450™ Series Modular Control Syste | JOHNSON CONTROLS NORTH AMERICAN PRODUCTS (JCI) | C450SPN-1C-BCS | 40.26 | 26.9842 | N | 40.26 | 26.9842 | 40.26
JCI-C450SPN4C | 10008 | 1 | 134012 | System450 EXP. Mod., 1AO | JOHNSON CONTROLS NORTH AMERICAN PRODUCTS (JCI) | C450SPN-4C | 57.6 | 54.3 | N | 57.6 | 54.3 | 57.6
JCI-C450SPN4C | 10510 | 2 | 134012 | System450 EXP. Mod., 1AO | JOHNSON CONTROLS NORTH AMERICAN PRODUCTS (JCI) | C450SPN-4C | 57.6 | 52.46 | Y | 57.6 | 54.3 | 57.6
JCI-C450SQN4C | 166561 | 2 | 134012 | C450 Setpt Controller w/2 AO | JOHNSON CONTROLS NORTH AMERICAN PRODUCTS (JCI) | C450SQN-4C | 106.49 | 100.3025 | Y | 106.49 | 100.3025 | 106.49
JCI-C450YNN1C | 10510 | 2 | 134012 | System 450 Power Module 120/240 to 2 | JOHNSON CONTROLS NORTH AMERICAN PRODUCTS (JCI) | C450YNN-1C | 40.59 | 36.1244 | Y | 40.59 | 40.59 | 40.59
JCI-C450YNN1C | 166561 | 1 | 134012 | System 450 Power Module 120/240 to 2 | JOHNSON CONTROLS NORTH AMERICAN PRODUCTS (JCI) | C450YNN-1C | 40.59 | 40.59 | Y | 40.59 | 40.59 | 40.59
JCI-C450YNN1C | 173042 | 3 | 134012 | System 450 Power Module 120/240 to 2 | JOHNSON CONTROLS NORTH AMERICAN PRODUCTS (JCI) | C450YNN-1C | 40.59 | 38.26 | Y | 40.59 | 40.59 | 40.59
JCI-C450YNN1C | 175883 | 2 | 134012 | System 450 Power Module 120/240 to 2 | JOHNSON CONTROLS NORTH AMERICAN PRODUCTS (JCI) | C450YNN-1C | 40.59 | 33.22 | N | 40.59 | 40.59 | 40.59
JCI-C450YNN1C | 175891 | 1 | 134012 | System 450 Power Module 120/240 to 2 | JOHNSON CONTROLS NORTH AMERICAN PRODUCTS (JCI) | C450YNN-1C | 40.59 | 28.672 | Y | 40.59 | 40.59 | 40.59
JCI-C52263 | 10510 | 2 | 134012 | C-5226-3 PNEU SIGNAL TRANSMITTER; | JOHNSON CONTROLS NORTH AMERICAN PRODUCTS (JCI) | C-5226-3 | 79.92 | 72.875 | Y | 79.92 | 72.875 | 79.92
JCI-C52302 | 10510 | 1 | 134012 | PNEU SIGNAL LIMITER HI OR LO | JOHNSON CONTROLS NORTH AMERICAN PRODUCTS (JCI) | C-5230-2 | 219.78 | 207.18 | Y | 219.78 | 207.18 | 219.78
JCI-C52302 | 175891 | 1 | 134012 | PNEU SIGNAL LIMITER HI OR LO | JOHNSON CONTROLS NORTH AMERICAN PRODUCTS (JCI) | C-5230-2 | 219.78 | 207.18 | Y | 219.78 | 207.18 | 219.78
JCI-C52303 | 10510 | 2 | 134012 | PNEU SIGNAL LIMITER HI & LOW | JOHNSON CONTROLS NORTH AMERICAN PRODUCTS (JCI) | C-5230-3 | 264.79 | 233.28 | N | 264.79 | 233.28 | 264.79
JCI-C52303 | 175891 | 4 | 134012 | PNEU SIGNAL LIMITER HI & LOW | JOHNSON CONTROLS NORTH AMERICAN PRODUCTS (JCI) | C-5230-3 | 264.79 | 212.08 | Y | 264.79 | 233.28 | 264.79
JCI-C92001 | 166561 | 2 | 134012 | PNEU SEQUENCING CUMULATOR | JOHNSON CONTROLS NORTH AMERICAN PRODUCTS (JCI) | C-9200-1 | 0 | 174.08 | N | 0 | 174.08 | 174.08
JCI-C95061 | 175891 | 5 | 134012 | 2-12 PSI Adjustable Starting Point, 3-13 | JOHNSON CONTROLS NORTH AMERICAN PRODUCTS (JCI) | C-9506-1 | 309.71 | 145.833 | Y | 309.71 | 145.833 | 309.71
JCI-CABCONSOLEUSB | 173042 | 4 | 134012 | Console Cable 6 ft, USB Type A & mini-B | JOHNSON CONTROLS NORTH AMERICAN PRODUCTS (JCI) | CAB-CONSOLE-USB | 0 | 29.88 | N | 0 | 29.88 | 29.88
JCI-CBL223FCPLN | 175888 | 1000 | 134012 | 22-3C FC SHD PLN (CBL-22/3-FC-PLN) | JOHNSON CONTROLS NORTH AMERICAN PRODUCTS (JCI) | CBL-22/3-FC-PLN | 0.3 | 0.29 | Y | 0.3 | 0.29 | 0.3
JCI-CBL223FCPLN | 175890 | 1000 | 134012 | 22-3C FC SHD PLN (CBL-22/3-FC-PLN) | JOHNSON CONTROLS NORTH AMERICAN PRODUCTS (JCI) | CBL-22/3-FC-PLN | 0.3 | 0.29 | Y | 0.3 | 0.29 | 0.3
JCI-CBL223FCPVC | 175888 | 1000 | 134012 | JOHNSON CONTROLS ANIXTER WIRE, 22/3 | JOHNSON CONTROLS NORTH AMERICAN PRODUCTS (JCI) | CBL-22/3-FC-PVC | 0.39 | 0.37 | Y | 0.39 | 0.37 | 0.39
JCI-CBLNETWORK100 | 166560 | 5 | 134012 | Thermostat Module Cable | JOHNSON CONTROLS NORTH AMERICAN PRODUCTS (JCI) | CBL-NETWORK100 | 45.18 | 38.7732 | Y | 45.18 | 38.7732 | 45.18
JCI-CBLNETWORK100 | 175891 | 2 | 134012 | Thermostat Module Cable | JOHNSON CONTROLS NORTH AMERICAN PRODUCTS (JCI) | CBL-NETWORK100 | 45.18 | 21.57 | N | 45.18 | 38.7732 | 45.18
JCI-CBLNETWORK25 | 10008 | 2 | 134012 | Thermostat Module Cable | JOHNSON CONTROLS NORTH AMERICAN PRODUCTS (JCI) | CBL-NETWORK25 | 29.89 | 16.216 | N | 29.89 | 16.474 | 29.89
JCI-CBLNETWORK25 | 166560 | 3 | 134012 | Thermostat Module Cable | JOHNSON CONTROLS NORTH AMERICAN PRODUCTS (JCI) | CBL-NETWORK25 | 29.89 | 16.216 | Y | 29.89 | 16.474 | 29.89
JCI-CBLNETWORK25 | 173042 | 4 | 134012 | Thermostat Module Cable | JOHNSON CONTROLS NORTH AMERICAN PRODUCTS (JCI) | CBL-NETWORK25 | 29.89 | 16.474 | Y | 29.89 | 16.474 | 29.89
JCI-CBLNETWORK50 | 166559 | 1 | 134012 | NETWORK CABLE 50 | JOHNSON CONTROLS NORTH AMERICAN PRODUCTS (JCI) | CBL-NETWORK50 | 35.5 | 35.5 | N | 35.5 | 35.5 | 35.5
JCI-CBLNETWORK50 | 166560 | 4 | 134012 | NETWORK CABLE 50 | JOHNSON CONTROLS NORTH AMERICAN PRODUCTS (JCI) | CBL-NETWORK50 | 35.5 | 28.058 | Y | 35.5 | 35.5 | 35.5
JCI-CBLNETWORK50 | 173042 | 5 | 134012 | NETWORK CABLE 50 | JOHNSON CONTROLS NORTH AMERICAN PRODUCTS (JCI) | CBL-NETWORK50 | 35.5 | 22.94 | Y | 35.5 | 35.5 | 35.5
JCI-CBLNETWORK75 | 166560 | 5 | 134012 | Thermostat Module Cable | JOHNSON CONTROLS NORTH AMERICAN PRODUCTS (JCI) | CBL-NETWORK75 | 46.44 | 28.096 | Y | 46.44 | 32.12 | 46.44
JCI-CBLNETWORK75 | 173042 | 4 | 134012 | Thermostat Module Cable | JOHNSON CONTROLS NORTH AMERICAN PRODUCTS (JCI) | CBL-NETWORK75 | 46.44 | 32.12 | Y | 46.44 | 32.12 | 46.44
JCI-CBLSTAT100 | 10008 | 2 | 134012 | Metastat Cable 100 RJ145 | JOHNSON CONTROLS NORTH AMERICAN PRODUCTS (JCI) | CBL-STAT100 | 34.34 | 30.83 | N | 34.34 | 30.83 | 34.34
JCI-CBLSTAT100 | 166560 | 2 | 134012 | Metastat Cable 100 RJ145 | JOHNSON CONTROLS NORTH AMERICAN PRODUCTS (JCI) | CBL-STAT100 | 34.34 | 30.83 | Y | 34.34 | 30.83 | 34.34
JCI-CBLSTAT25 | 10008 | 2 | 134012 | CBL-STAT25-SW Cable RJ45 25FT | JOHNSON CONTROLS NORTH AMERICAN PRODUCTS (JCI) | CBL-STAT25 | 18.08 | 16.23 | N | 18.08 | 16.23 | 18.08
JCI-CBLSTAT25 | 166560 | 2 | 134012 | CBL-STAT25-SW Cable RJ45 25FT | JOHNSON CONTROLS NORTH AMERICAN PRODUCTS (JCI) | CBL-STAT25 | 18.08 | 16.23 | Y | 18.08 | 16.23 | 18.08
JCI-CBLSTAT25 | 166561 | 5 | 134012 | CBL-STAT25-SW Cable RJ45 25FT | JOHNSON CONTROLS NORTH AMERICAN PRODUCTS (JCI) | CBL-STAT25 | 18.08 | 7.23 | N | 18.08 | 16.23 | 18.08
JCI-CBLSTAT25 | 173042 | 4 | 134012 | CBL-STAT25-SW Cable RJ45 25FT | JOHNSON CONTROLS NORTH AMERICAN PRODUCTS (JCI) | CBL-STAT25 | 18.08 | 7.58 | N | 18.08 | 16.23 | 18.08
JCI-CBLSTAT50 | 175888 | 1 | 134012 | METASTAT CBL 50FT RJ45 | JOHNSON CONTROLS NORTH AMERICAN PRODUCTS (JCI) | CBL-STAT50 | 25.3 | 11.6125 | N | 25.3 | 11.6125 | 25.3
JCI-CDP10000000U | 10510 | 0 | 134012 | DUCTCO2 | JOHNSON CONTROLS NORTH AMERICAN PRODUCTS (JCI) | CD-P1000-00-00U | 199.65 | 199.65 | N | 199.65 | 199.65 | 199.65
JCI-CS1WH1B04 | 175883 | 1 | 134012 | CS1 - LUX BRANDED | JOHNSON CONTROLS NORTH AMERICAN PRODUCTS (JCI) | CS1-WH1-B04 | 68.29 | 69.71 | N | 68.29 | 69.71 | 69.71
JCI-CSDCF0A01 | 175883 | 1 | 134012 | SPLIT CORE CURRENT SWITCH, FIXED SET POI | JOHNSON CONTROLS NORTH AMERICAN PRODUCTS (JCI) | CSD-CF0A0-1 | 49.29 | 41.49 | N | 49.29 | 41.49 | 49.29
JCI-CSDECMC35200L0 | 173042 | 26 | 134012 | CURR SW CLMP FIXSTP .35A TURN ON | JOHNSON CONTROLS NORTH AMERICAN PRODUCTS (JCI) | CSDECM-C35200L0 | 42.37 | 1 | N | 42.37 | 1 | 42.37
JCI-CSDECMC35200L2 | 166560 | 5 | 134012 | CURR SW CLMP FIXSTP | JOHNSON CONTROLS NORTH AMERICAN PRODUCTS (JCI) | CSDECM-C35200L2 | 78.3 | 72.406 | Y | 78.3 | 72.406 | 78.3
JCI-CSDSCC50100L0 | 173042 | 5 | 134012 | Current Switch Clamp Adj, 100amp Max | JOHNSON CONTROLS NORTH AMERICAN PRODUCTS (JCI) | CSDSC-C50100L0 | 58.5 | 51.48 | N | 58.5 | 51.48 | 58.5
JCI-CSDSCC50100L1 | 166560 | 9 | 134012 | Current Switch Clamp .50-100A, Adj Relay | JOHNSON CONTROLS NORTH AMERICAN PRODUCTS (JCI) | CSDSC-C50100L1 | 93.51 | 91.71 | Y | 93.51 | 91.71 | 93.51
JCI-CSDSF0C01 | 175891 | 1 | 134012 | SLD/FIXED .25A W/O RELAY | JOHNSON CONTROLS NORTH AMERICAN PRODUCTS (JCI) | CSDSF0C01 | 18.86 | 18.86 | N | 18.86 | 18.86 | 18.86
JCI-CVR83A600R | 175891 | 1 | 134012 | M100 SERIES ACT WEATHERPROOF ENCLOSURE | JOHNSON CONTROLS NORTH AMERICAN PRODUCTS (JCI) | CVR83A-600R | 130.76 | 51.29 | N | 130.76 | 51.29 | 130.76
JCI-D2516000 | 10510 | 4 | 134012 | DIAPHRAGM #3 PKG OF 2; PRICED PER EACH | JOHNSON CONTROLS NORTH AMERICAN PRODUCTS (JCI) | D-251-6000 | 84.22 | 58.5466 | Y | 84.22 | 62.7758 | 84.22
JCI-D2516000 | 175891 | 2 | 134012 | DIAPHRAGM #3 PKG OF 2; PRICED PER EACH | JOHNSON CONTROLS NORTH AMERICAN PRODUCTS (JCI) | D-251-6000 | 84.22 | 62.7758 | N | 84.22 | 62.7758 | 84.22
JCI-D2516002 | 175891 | 4 | 134012 | DIAPHRAGM, NUMBER 2, SINGLE | JOHNSON CONTROLS NORTH AMERICAN PRODUCTS (JCI) | D-251-6002 | 156.12 | 147.17 | Y | 156.12 | 147.17 | 156.12
JCI-D2516003 | 10510 | 4 | 134012 | DIAPHRAGM #4 BOX OF 2; PRICED PER EACH | JOHNSON CONTROLS NORTH AMERICAN PRODUCTS (JCI) | D-251-6003 | 106.82 | 87.56 | Y | 106.82 | 87.56 | 106.82
JCI-D2516003 | 175891 | 7 | 134012 | DIAPHRAGM #4 BOX OF 2; PRICED PER EACH | JOHNSON CONTROLS NORTH AMERICAN PRODUCTS (JCI) | D-251-6003 | 106.82 | 84.2762 | Y | 106.82 | 87.56 | 106.82
JCI-D30621 | 175891 | 1 | 134012 | PNEUMATIC DAMPER ACTUATOR, 3-7#, 2" STRO | JOHNSON CONTROLS NORTH AMERICAN PRODUCTS (JCI) | D30621 | 55.483 | 55.483 | N | 55.483 | 55.483 | 55.483
JCI-D3073600 | 10008 | 1 | 134012 | Rubber Diaphram | JOHNSON CONTROLS NORTH AMERICAN PRODUCTS (JCI) | D-3073-600 | 53.92 | 65.1 | N | 53.92 | 65.1 | 65.1
JCI-D3073600 | 175888 | 5 | 134012 | Rubber Diaphram | JOHNSON CONTROLS NORTH AMERICAN PRODUCTS (JCI) | D-3073-600 | 53.92 | 29.1766 | N | 53.92 | 65.1 | 65.1
JCI-D31531 | 10008 | 1 | 134012 | D-3153-1 DAMPER ACTUATOR | JOHNSON CONTROLS NORTH AMERICAN PRODUCTS (JCI) | D-3153-1 | 524.33 | 242.51 | N | 524.33 | 429.8 | 524.33
JCI-D31531 | 166553 | 1 | 134012 | D-3153-1 DAMPER ACTUATOR | JOHNSON CONTROLS NORTH AMERICAN PRODUCTS (JCI) | D-3153-1 | 524.33 | 361.39 | N | 524.33 | 429.8 | 524.33
JCI-D31531 | 166559 | 1 | 134012 | D-3153-1 DAMPER ACTUATOR | JOHNSON CONTROLS NORTH AMERICAN PRODUCTS (JCI) | D-3153-1 | 524.33 | 226.55 | N | 524.33 | 429.8 | 524.33
JCI-D31531 | 175888 | 5 | 134012 | D-3153-1 DAMPER ACTUATOR | JOHNSON CONTROLS NORTH AMERICAN PRODUCTS (JCI) | D-3153-1 | 524.33 | 361.39 | N | 524.33 | 429.8 | 524.33
JCI-D31531 | 175891 | 3 | 134012 | D-3153-1 DAMPER ACTUATOR | JOHNSON CONTROLS NORTH AMERICAN PRODUCTS (JCI) | D-3153-1 | 524.33 | 429.8 | Y | 524.33 | 429.8 | 524.33
JCI-D3153111 | 175888 | 5 | 134012 | ERING/ | JOHNSON CONTROLS NORTH AMERICAN PRODUCTS (JCI) | D-3153-111 | 1.13 | 0.44 | N | 1.13 | 0.44 | 1.13
JCI-D31532 | 10510 | 3 | 134012 | D-3153-2 DAMPER ACTUATOR | JOHNSON CONTROLS NORTH AMERICAN PRODUCTS (JCI) | D-3153-2 | 377.45 | 308.2515 | Y | 377.45 | 377.45 | 377.45
JCI-D31532 | 175888 | 4 | 134012 | D-3153-2 DAMPER ACTUATOR | JOHNSON CONTROLS NORTH AMERICAN PRODUCTS (JCI) | D-3153-2 | 377.45 | 304.6038 | Y | 377.45 | 377.45 | 377.45
JCI-D31532 | 175890 | 2 | 134012 | D-3153-2 DAMPER ACTUATOR | JOHNSON CONTROLS NORTH AMERICAN PRODUCTS (JCI) | D-3153-2 | 377.45 | 377.45 | Y | 377.45 | 377.45 | 377.45
JCI-D31532 | 175891 | 2 | 134012 | D-3153-2 DAMPER ACTUATOR | JOHNSON CONTROLS NORTH AMERICAN PRODUCTS (JCI) | D-3153-2 | 377.45 | 307.6723 | Y | 377.45 | 377.45 | 377.45
JCI-D3153600 | 166559 | 1 | 134012 | DAMPER ACTUATOR DIAPHRAM; 2 PACK PRICED | JOHNSON CONTROLS NORTH AMERICAN PRODUCTS (JCI) | D-3153-600 | 108.87 | 64.66 | N | 108.87 | 64.66 | 108.87
JCI-D3153600 | 175888 | 1 | 134012 | DAMPER ACTUATOR DIAPHRAM; 2 PACK PRICED | JOHNSON CONTROLS NORTH AMERICAN PRODUCTS (JCI) | D-3153-600 | 108.87 | 51.6685 | N | 108.87 | 64.66 | 108.87
JCI-D31536003 | 166561 | 1 | 134012 | REPAIR DAMPER ACTUATOR 8 TO 13 | JOHNSON CONTROLS NORTH AMERICAN PRODUCTS (JCI) | D-3153-6003 | 235.2 | 146.56 | N | 235.2 | 146.56 | 235.2
JCI-D351AA1C | 166553 | 2 | 134012 | Humidity Display Module | JOHNSON CONTROLS NORTH AMERICAN PRODUCTS (JCI) | D351AA-1C | 190.44 | 59.9153 | N | 190.44 | 109.6573 | 190.44
JCI-D351AA1C | 175888 | 1 | 134012 | Humidity Display Module | JOHNSON CONTROLS NORTH AMERICAN PRODUCTS (JCI) | D351AA-1C | 190.44 | 96.3895 | N | 190.44 | 109.6573 | 190.44
JCI-D351AA1C | 175891 | 1 | 134012 | Humidity Display Module | JOHNSON CONTROLS NORTH AMERICAN PRODUCTS (JCI) | D351AA-1C | 190.44 | 109.6573 | N | 190.44 | 109.6573 | 190.44
JCI-D352AA2C | 166561 | 1 | 134012 | Display Module- 0-750 PSI | JOHNSON CONTROLS NORTH AMERICAN PRODUCTS (JCI) | D352AA-2C | 181.61 | 91.97 | N | 181.61 | 91.97 | 181.61
JCI-D352CA2C | 10008 | 2 | 134012 | D352CA-2C DISPLAY MODULE; 0-.999 IN | JOHNSON CONTROLS NORTH AMERICAN PRODUCTS (JCI) | D352CA-2C | 181.61 | 108.68 | N | 181.61 | 108.68 | 181.61
JCI-D40737 | 175891 | 3 | 134012 | DAMPER ACT 3-7 W/MTG | JOHNSON CONTROLS NORTH AMERICAN PRODUCTS (JCI) | D-4073-7 | 183.96 | 156.9229 | Y | 183.96 | 156.9229 | 183.96
JCI-D95025 | 166553 | 1 | 134012 | POSITIONER KIT FOR D-3244; & D-3246 | JOHNSON CONTROLS NORTH AMERICAN PRODUCTS (JCI) | D-9502-5 | 239.31 | 98.86 | N | 239.31 | 130.0589 | 239.31
JCI-D95025 | 175888 | 3 | 134012 | POSITIONER KIT FOR D-3244; & D-3246 | JOHNSON CONTROLS NORTH AMERICAN PRODUCTS (JCI) | D-9502-5 | 239.31 | 130.0589 | N | 239.31 | 130.0589 | 239.31
JCI-D9502609 | 175891 | 13 | 134012 | Position Spring for D-3153,D-3073,D- | JOHNSON CONTROLS NORTH AMERICAN PRODUCTS (JCI) | D-9502-609 | 9.22 | 5.7792 | N | 9.22 | 5.7792 | 9.22
JCI-DMPRACC0007 | 173042 | 5 | 134012 | EXTENDED SHAFT KIT | JOHNSON CONTROLS NORTH AMERICAN PRODUCTS (JCI) | DMPR-ACC-0007 | 31.98 | 30.75 | N | 31.98 | 30.75 | 31.98
JCI-DMPRKC003 | 173042 | 1 | 134012 | CONTROL DAMPER; ACCESSORY; 7" BLADE PIN | JOHNSON CONTROLS NORTH AMERICAN PRODUCTS (JCI) | DMPR-KC003 | 21.399 | 14.87 | N | 21.399 | 14.87 | 21.399
JCI-DMPRKC005 | 175891 | 27 | 134012 | BLADEPINEXT,SQ,7WCOUP | JOHNSON CONTROLS NORTH AMERICAN PRODUCTS (JCI) | DMPR-KC005 | 39.39 | 32.3111 | N | 39.39 | 32.3111 | 39.39
JCI-DMPRKC008 | 173042 | 3 | 134012 | DMPR-KC008 CONTROL DAMPER; | JOHNSON CONTROLS NORTH AMERICAN PRODUCTS (JCI) | DMPR-KC008-BCS | 19.9 | 13.47 | N | 19.9 | 13.47 | 19.9
JCI-DMPRKC051 | 166557 | 6 | 134012 | CRANKARM 3/8" DIAMETER | JOHNSON CONTROLS NORTH AMERICAN PRODUCTS (JCI) | DMPR-KC051 | 9.64 | 5.87 | N | 9.64 | 5.87 | 9.64
JCI-DMPRKC052 | 166559 | 2 | 134012 | 1/2" DAMPER CRANK ARM | JOHNSON CONTROLS NORTH AMERICAN PRODUCTS (JCI) | DMPR-KC052 | 30.43 | 5.16 | N | 30.43 | 5.16 | 30.43
JCI-DMPRKC213 | 175883 | 7 | 134012 | JACKSHAFT 1/2in DIA 1 PNL | JOHNSON CONTROLS NORTH AMERICAN PRODUCTS (JCI) | DMPR-KC213 | 53.93 | 51.86 | N | 53.93 | 51.86 | 53.93
JCI-DMPRKC252 | 175883 | 5 | 134012 | COLLAR | JOHNSON CONTROLS NORTH AMERICAN PRODUCTS (JCI) | DMPR-KC252 | 8.16 | 7.85 | N | 8.16 | 7.85 | 8.16
JCI-DP140005U21D | 175888 | 5 | 134012 | DPT DP140 SERIES | JOHNSON CONTROLS NORTH AMERICAN PRODUCTS (JCI) | DP140005U21D | 121.1 | 105.04 | N | 121.1 | 105.04 | 121.1
JCI-DP140010U21C | 10770 | 3 | 134012 | DPT DP140 SERIES | JOHNSON CONTROLS NORTH AMERICAN PRODUCTS (JCI) | DP140010U21C | 121.1 | 114.16 | N | 121.1 | 114.16 | 121.1
JCI-DP140050U21D | 10770 | 2 | 134012 | DPT DP140 SERIES | JOHNSON CONTROLS NORTH AMERICAN PRODUCTS (JCI) | DP140050U21D | 121.1 | 109.76 | N | 121.1 | 109.76 | 121.1
JCI-DP150MR1SA | 10770 | 4 | 134012 | DPT MULTI RANGE DP150 SERIES | JOHNSON CONTROLS NORTH AMERICAN PRODUCTS (JCI) | DP150MR1-SA | 148.01 | 146.1292 | Y | 148.01 | 146.1292 | 148.01
JCI-DP150MR2SA | 10770 | 4 | 134012 | DPT MULTI RANGE DP150 SERIES | JOHNSON CONTROLS NORTH AMERICAN PRODUCTS (JCI) | DP150MR2-SA | 148.01 | 142.31 | Y | 148.01 | 142.31 | 148.01
JCI-DPT2015MNT | 166557 | 2 | 134012 | MOUNTING KIT FOR DPT-2015 | JOHNSON CONTROLS NORTH AMERICAN PRODUCTS (JCI) | DPT-2015-MNT | 13.55 | 9.73 | N | 13.55 | 9.73 | 13.55
JCI-DPT2091C100G | 173042 | 5 | 134012 | 0-100PSIG 4-20MA CONDUIT FITTING | JOHNSON CONTROLS NORTH AMERICAN PRODUCTS (JCI) | DPT2091C-100G | 169.52 | 1 | N | 169.52 | 1 | 169.52
JCI-DPT2640010D | 10510 | 2 | 134012 | DP Trans. Diff. 0-10 in 0-5VDC | JOHNSON CONTROLS NORTH AMERICAN PRODUCTS (JCI) | DPT2640-010D | 106.635 | 106.635 | N | 106.635 | 106.635 | 106.635
JCI-DPT2640050D | 166560 | 1 | 134012 | DP TRANS DIF, 0 TO 50 WC | JOHNSON CONTROLS NORTH AMERICAN PRODUCTS (JCI) | DPT2640-050D | 104.97 | 104.97 | N | 104.97 | 104.97 | 104.97
JCI-DTK120240CM+ | 10770 | 1 | 134012 | 120/240V 1PH ARSTR W LED | JOHNSON CONTROLS NORTH AMERICAN PRODUCTS (JCI) | DTK-120/240CM+ | 70.91 | 63.66 | N | 70.91 | 63.66 | 70.91
JCI-DX91008454 | 175891 | 1 | 134012 | DX-9100-8454 DX Controller | JOHNSON CONTROLS NORTH AMERICAN PRODUCTS (JCI) | DX91008454-BCS | 2074.2404 | 2074.2404 | N | 2074.2404 | 2074.2404 | 2074.2404
JCI-DX91008454REBUILT | 173042 | 1 | 134012 | ALL I/O TESTED 60DAY WARRANTY | JOHNSON CONTROLS NORTH AMERICAN PRODUCTS (JCI) | DX-9100-8454 REBUILT | 695.1 | 695.1 | N | 695.1 | 695.1 | 695.1
JCI-DXDCBATKIT | 166559 | 1 | 134012 | DX9100 Lithiun battery replacement | JOHNSON CONTROLS NORTH AMERICAN PRODUCTS (JCI) | DXDC-BAT-KIT | 81.85 | 10.39 | N | 81.85 | 10.39 | 81.85
JCI-EASYIO8000US | 10006 | 1 | 134012 | NO DEV LICENSE, US WIFI | JOHNSON CONTROLS NORTH AMERICAN PRODUCTS (JCI) | EASYIO-8000-US | 910.66 | 519.2 | N | 910.66 | 519.2 | 910.66
JCI-EASYIO8000US | 10008 | 5 | 134012 | NO DEV LICENSE, US WIFI | JOHNSON CONTROLS NORTH AMERICAN PRODUCTS (JCI) | EASYIO-8000-US | 910.66 | 519.2 | Y | 910.66 | 519.2 | 910.66
JCI-EASYIOFC20 | 10510 | 1 | 134012 | EasyIO BACnet/Modbus | JOHNSON CONTROLS NORTH AMERICAN PRODUCTS (JCI) | EASYIO-FC-20 | 314.98 | 201.6 | N | 314.98 | 201.6 | 314.98
JCI-EASYIOFD20I | 175883 | 2 | 134012 | EasyIO Expansion module with 20 Input on | JOHNSON CONTROLS NORTH AMERICAN PRODUCTS (JCI) | EASYIO-FD-20I | 183.73 | 162.28 | N | 183.73 | 162.28 | 183.73
JCI-EASYIOFR02 | 10008 | 32 | 134012 | EasyIO FR-02 Relay Module | JOHNSON CONTROLS NORTH AMERICAN PRODUCTS (JCI) | EASYIO-FR-02 | 34.13 | 30.9904 | Y | 34.13 | 31.19 | 34.13
JCI-EASYIOFR02 | 175883 | 9 | 134012 | EasyIO FR-02 Relay Module | JOHNSON CONTROLS NORTH AMERICAN PRODUCTS (JCI) | EASYIO-FR-02 | 34.13 | 31.19 | N | 34.13 | 31.19 | 34.13
JCI-EASYIOFS20 | 10008 | 4 | 134012 | EasyIO FS Series 20-point, network-ready | JOHNSON CONTROLS NORTH AMERICAN PRODUCTS (JCI) | EASYIO-FS-20 | 734.95 | 734.95 | Y | 734.95 | 734.95 | 734.95
JCI-EASYIOFS20 | 10510 | 7 | 134012 | EasyIO FS Series 20-point, network-ready | JOHNSON CONTROLS NORTH AMERICAN PRODUCTS (JCI) | EASYIO-FS-20 | 734.95 | 613.9553 | N | 734.95 | 734.95 | 734.95
JCI-EASYIOFS20 | 173042 | 1 | 134012 | EasyIO FS Series 20-point, network-ready | JOHNSON CONTROLS NORTH AMERICAN PRODUCTS (JCI) | EASYIO-FS-20 | 734.95 | 669.39 | Y | 734.95 | 734.95 | 734.95
JCI-EASYIOFS32 | 10006 | 3 | 134012 | EasyIO FS Server Class, 32 Points | JOHNSON CONTROLS NORTH AMERICAN PRODUCTS (JCI) | EASYIO-FS-32 | 944.93 | 890.77 | Y | 944.93 | 892.8665 | 944.93
JCI-EASYIOFS32 | 10008 | 16 | 134012 | EasyIO FS Server Class, 32 Points | JOHNSON CONTROLS NORTH AMERICAN PRODUCTS (JCI) | EASYIO-FS-32 | 944.93 | 892.8665 | Y | 944.93 | 892.8665 | 944.93
JCI-EASYIOFS32 | 173042 | 15 | 134012 | EasyIO FS Server Class, 32 Points | JOHNSON CONTROLS NORTH AMERICAN PRODUCTS (JCI) | EASYIO-FS-32 | 944.93 | 810.5156 | N | 944.93 | 892.8665 | 944.93
JCI-EASYIOFW08 | 10008 | 9 | 134012 | EasyIO FW-8 WiFi Controller | JOHNSON CONTROLS NORTH AMERICAN PRODUCTS (JCI) | EASYIO-FW-08 | 287.15 | 276.1 | Y | 287.15 | 276.1 | 287.15
JCI-EASYIOFW08V | 10006 | 1 | 134012 | EasyIO FW Wi-Fi, 8 Points, with Digital | JOHNSON CONTROLS NORTH AMERICAN PRODUCTS (JCI) | EASYIO-FW-08V | 302.9 | 62.7773 | N | 302.9 | 62.7773 | 302.9
JCI-EASYIOFW14 | 10006 | 1 | 134012 | EasyIO FW Wi-Fi, 14 Points | JOHNSON CONTROLS NORTH AMERICAN PRODUCTS (JCI) | EASYIO-FW-14 | 367.47 | 190.2785 | N | 367.47 | 354.6284 | 367.47
JCI-EASYIOFW14 | 10008 | 4 | 134012 | EasyIO FW Wi-Fi, 14 Points | JOHNSON CONTROLS NORTH AMERICAN PRODUCTS (JCI) | EASYIO-FW-14 | 367.47 | 345.1397 | Y | 367.47 | 354.6284 | 367.47
JCI-EASYIOFW14 | 166553 | 5 | 134012 | EasyIO FW Wi-Fi, 14 Points | JOHNSON CONTROLS NORTH AMERICAN PRODUCTS (JCI) | EASYIO-FW-14 | 367.47 | 354.6284 | Y | 367.47 | 354.6284 | 367.47
JCI-EASYIOFW14 | 175891 | 2 | 134012 | EasyIO FW Wi-Fi, 14 Points | JOHNSON CONTROLS NORTH AMERICAN PRODUCTS (JCI) | EASYIO-FW-14 | 367.47 | 314.6533 | N | 367.47 | 354.6284 | 367.47
JCI-EASYIOFW28 | 10008 | 3 | 134012 | EasyIO 28 Point WIFI Network Ready | JOHNSON CONTROLS NORTH AMERICAN PRODUCTS (JCI) | EASYIO-FW-28 | 577.45 | 566.4167 | Y | 577.45 | 566.4167 | 577.45
JCI-EASYIOFW28 | 166553 | 2 | 134012 | EasyIO 28 Point WIFI Network Ready | JOHNSON CONTROLS NORTH AMERICAN PRODUCTS (JCI) | EASYIO-FW-28 | 577.45 | 555.3896 | Y | 577.45 | 566.4167 | 577.45
JCI-EASYIOFW28 | 175891 | 1 | 134012 | EasyIO 28 Point WIFI Network Ready | JOHNSON CONTROLS NORTH AMERICAN PRODUCTS (JCI) | EASYIO-FW-28 | 577.45 | 522.3739 | Y | 577.45 | 566.4167 | 577.45
JCI-EASYIOFWVAV | 10510 | 10 | 134012 | FW WIFI VAV W/ACTUATOR | JOHNSON CONTROLS NORTH AMERICAN PRODUCTS (JCI) | EASYIO-FW-VAV | 272.39 | 259.0697 | Y | 272.39 | 259.0697 | 272.39
JCI-EDA20401001 | 173042 | 3 | 134012 | COUPLER KIT FOR 3/8in SHAFT | JOHNSON CONTROLS NORTH AMERICAN PRODUCTS (JCI) | EDA20401001 | 2.63 | 2.63 | N | 2.63 | 2.63 | 2.63
JCI-EIOFTCLIP5 | 10008 | 6 | 134012 | Mounting Clip | JOHNSON CONTROLS NORTH AMERICAN PRODUCTS (JCI) | EIO-FT-CLIP-5 | 13.12 | 10.01 | Y | 13.12 | 11.95 | 13.12
JCI-EIOFTCLIP5 | 10510 | 1 | 134012 | Mounting Clip | JOHNSON CONTROLS NORTH AMERICAN PRODUCTS (JCI) | EIO-FT-CLIP-5 | 13.12 | 10.01 | N | 13.12 | 11.95 | 13.12
JCI-EIOFTCLIP5 | 175883 | 24 | 134012 | Mounting Clip | JOHNSON CONTROLS NORTH AMERICAN PRODUCTS (JCI) | EIO-FT-CLIP-5 | 13.12 | 2.318 | N | 13.12 | 11.95 | 13.12
JCI-EIOFTCLIP5 | 175891 | 10 | 134012 | Mounting Clip | JOHNSON CONTROLS NORTH AMERICAN PRODUCTS (JCI) | EIO-FT-CLIP-5 | 13.12 | 11.95 | N | 13.12 | 11.95 | 13.12
JCI-EIOFW08XX | 10008 | 2 | 134012 | OEM BRANDING VERSION | JOHNSON CONTROLS NORTH AMERICAN PRODUCTS (JCI) | EIO-FW-08-XX | 261.53 | 219.2567 | N | 261.53 | 219.2567 | 261.53
JCI-EIOFW08XX | 10510 | 1 | 134012 | OEM BRANDING VERSION | JOHNSON CONTROLS NORTH AMERICAN PRODUCTS (JCI) | EIO-FW-08-XX | 261.53 | 180.51 | N | 261.53 | 219.2567 | 261.53
JCI-EISHSYSVIEW10 | 10008 | 6 | 134012 | PANEL ANDROID 10in TABLET | JOHNSON CONTROLS NORTH AMERICAN PRODUCTS (JCI) | EI-SH-SYSVIEW10 | 526.87 | 479.87 | Y | 526.87 | 496.67 | 526.87
JCI-EISHSYSVIEW10 | 166553 | 1 | 134012 | PANEL ANDROID 10in TABLET | JOHNSON CONTROLS NORTH AMERICAN PRODUCTS (JCI) | EI-SH-SYSVIEW10 | 526.87 | 496.67 | Y | 526.87 | 496.67 | 526.87
JCI-EISHSYSVIEW10 | 166560 | 1 | 134012 | PANEL ANDROID 10in TABLET | JOHNSON CONTROLS NORTH AMERICAN PRODUCTS (JCI) | EI-SH-SYSVIEW10 | 526.87 | 479.87 | N | 526.87 | 496.67 | 526.87
JCI-EISHSYSVIEW10 | 175891 | 1 | 134012 | PANEL ANDROID 10in TABLET | JOHNSON CONTROLS NORTH AMERICAN PRODUCTS (JCI) | EI-SH-SYSVIEW10 | 526.87 | 479.87 | N | 526.87 | 496.67 | 526.87
JCI-EISHSYSVIEW7 | 175891 | 1 | 134012 | PANEL ANDROID 7in TABLET | JOHNSON CONTROLS NORTH AMERICAN PRODUCTS (JCI) | EI-SH-SYSVIEW7 | 437.15 | 424.98 | N | 437.15 | 424.98 | 437.15
JCI-ENEXP1010 | 175888 | 1 | 134012 | EXPNSION COVER AND BACKBONE UNIT | JOHNSON CONTROLS NORTH AMERICAN PRODUCTS (JCI) | EN-EXP101-0 | 117.94 | 48.84 | N | 117.94 | 48.84 | 117.94
JCI-EP80001 | 166559 | 1 | 134012 | LO-Vol. EP Transducer 1-Pipe Bleed T | JOHNSON CONTROLS NORTH AMERICAN PRODUCTS (JCI) | EP-8000-1 | 180.19 | 106.39 | N | 180.19 | 153.995 | 180.19
JCI-EP80001 | 166560 | 3 | 134012 | LO-Vol. EP Transducer 1-Pipe Bleed T | JOHNSON CONTROLS NORTH AMERICAN PRODUCTS (JCI) | EP-8000-1 | 180.19 | 153.995 | Y | 180.19 | 153.995 | 180.19
JCI-EP80001 | 166561 | 1 | 134012 | LO-Vol. EP Transducer 1-Pipe Bleed T | JOHNSON CONTROLS NORTH AMERICAN PRODUCTS (JCI) | EP-8000-1 | 180.19 | 106.39 | N | 180.19 | 153.995 | 180.19
JCI-EP80001 | 173042 | 1 | 134012 | LO-Vol. EP Transducer 1-Pipe Bleed T | JOHNSON CONTROLS NORTH AMERICAN PRODUCTS (JCI) | EP-8000-1 | 180.19 | 109.495 | N | 180.19 | 153.995 | 180.19
JCI-EP80001 | 175891 | 1 | 134012 | LO-Vol. EP Transducer 1-Pipe Bleed T | JOHNSON CONTROLS NORTH AMERICAN PRODUCTS (JCI) | EP-8000-1 | 180.19 | 111.5385 | N | 180.19 | 153.995 | 180.19
JCI-EP80002 | 10510 | 4 | 134012 | EP TRANSDUCER; 0/10V HI; HI-VOL | JOHNSON CONTROLS NORTH AMERICAN PRODUCTS (JCI) | EP-8000-2 | 184.92 | 176.97 | Y | 184.92 | 184.92 | 184.92
JCI-EP80002 | 166559 | 2 | 134012 | EP TRANSDUCER; 0/10V HI; HI-VOL | JOHNSON CONTROLS NORTH AMERICAN PRODUCTS (JCI) | EP-8000-2 | 184.92 | 174.32 | Y | 184.92 | 184.92 | 184.92
JCI-EP80002 | 166560 | 3 | 134012 | EP TRANSDUCER; 0/10V HI; HI-VOL | JOHNSON CONTROLS NORTH AMERICAN PRODUCTS (JCI) | EP-8000-2 | 184.92 | 177.8533 | Y | 184.92 | 184.92 | 184.92
JCI-EP80002 | 175891 | 5 | 134012 | EP TRANSDUCER; 0/10V HI; HI-VOL | JOHNSON CONTROLS NORTH AMERICAN PRODUCTS (JCI) | EP-8000-2 | 184.92 | 184.92 | Y | 184.92 | 184.92 | 184.92
JCI-EP80004 | 10510 | 2 | 134012 | High Volume (Relay) Electro Pneumatic Tr | JOHNSON CONTROLS NORTH AMERICAN PRODUCTS (JCI) | EP-8000-4 | 187.98 | 125.1942 | Y | 187.98 | 152.3224 | 187.98
JCI-EP80004 | 166553 | 1 | 134012 | High Volume (Relay) Electro Pneumatic Tr | JOHNSON CONTROLS NORTH AMERICAN PRODUCTS (JCI) | EP-8000-4 | 187.98 | 104.13 | N | 187.98 | 152.3224 | 187.98
JCI-EP80004 | 166557 | 1 | 134012 | High Volume (Relay) Electro Pneumatic Tr | JOHNSON CONTROLS NORTH AMERICAN PRODUCTS (JCI) | EP-8000-4 | 187.98 | 110.83 | N | 187.98 | 152.3224 | 187.98
JCI-EP80004 | 166561 | 2 | 134012 | High Volume (Relay) Electro Pneumatic Tr | JOHNSON CONTROLS NORTH AMERICAN PRODUCTS (JCI) | EP-8000-4 | 187.98 | 113.13 | N | 187.98 | 152.3224 | 187.98
JCI-EP80004 | 175891 | 4 | 134012 | High Volume (Relay) Electro Pneumatic Tr | JOHNSON CONTROLS NORTH AMERICAN PRODUCTS (JCI) | EP-8000-4 | 187.98 | 152.3224 | N | 187.98 | 152.3224 | 187.98
JCI-F1000153 | 175891 | 7 | 134012 | 1/8IN BRASS 10IN ANTI-KINK SPRING INSERT | JOHNSON CONTROLS NORTH AMERICAN PRODUCTS (JCI) | F-1000-153 | 7.49 | 5.3616 | N | 7.49 | 5.3616 | 7.49
JCI-F10002 | 166553 | 100 | 134012 | TUBING CLAMP 1/4"O.D. | JOHNSON CONTROLS NORTH AMERICAN PRODUCTS (JCI) | F-1000-2 | 1.85 | 0.52 | N | 1.85 | 0.52 | 1.85
JCI-F1000231 | 10008 | 125 | 134012 | F-1000-231 1/4 POLYURETHANE TUBING | JOHNSON CONTROLS NORTH AMERICAN PRODUCTS (JCI) | F1000231 | 0.86 | 0.86 | N | 0.86 | 0.86 | 0.86
JCI-F1000231 | 10510 | 235 | 134012 | F-1000-231 1/4 POLYURETHANE TUBING | JOHNSON CONTROLS NORTH AMERICAN PRODUCTS (JCI) | F1000231 | 0.86 | 0.82227 | N | 0.86 | 0.86 | 0.86
JCI-F1000231 | 166560 | 196 | 134012 | F-1000-231 1/4 POLYURETHANE TUBING | JOHNSON CONTROLS NORTH AMERICAN PRODUCTS (JCI) | F1000231 | 0.86 | 0.86 | N | 0.86 | 0.86 | 0.86
JCI-F1000232 | 10510 | 2 | 134012 | Johnson Ctls Filter Cartridge | JOHNSON CONTROLS NORTH AMERICAN PRODUCTS (JCI) | F-1000-232 | 62.55 | 31.221 | Y | 62.55 | 31.221 | 62.55
JCI-F1000232 | 166561 | 2 | 134012 | Johnson Ctls Filter Cartridge | JOHNSON CONTROLS NORTH AMERICAN PRODUCTS (JCI) | F-1000-232 | 62.55 | 22.94 | N | 62.55 | 31.221 | 62.55
JCI-F1000232 | 175891 | 6 | 134012 | Johnson Ctls Filter Cartridge | JOHNSON CONTROLS NORTH AMERICAN PRODUCTS (JCI) | F-1000-232 | 62.55 | 28.1831 | N | 62.55 | 31.221 | 62.55
JCI-F10003 | 10510 | 45 | 134012 | RUBBER SEALING CAP FOR 1/4 BARB | JOHNSON CONTROLS NORTH AMERICAN PRODUCTS (JCI) | F-1000-3 | 0.52 | 0.44965 | N | 0.52 | 0.44965 | 0.52
JCI-F1000324 | 166559 | 163 | 134012 | POLYURETHANE TBG 5/32" OD | JOHNSON CONTROLS NORTH AMERICAN PRODUCTS (JCI) | F-1000-324 | 1.7 | 1.6 | N | 1.7 | 1.6 | 1.7
JCI-F1000331 | 175891 | 13 | 134012 | SNAP LOCK BUSHING 1/2" | JOHNSON CONTROLS NORTH AMERICAN PRODUCTS (JCI) | F-1000-331 | 1.81 | 0.59965 | N | 1.81 | 0.59965 | 1.81
JCI-F1000347 | 10510 | 400 | 134012 | SNAP-LOCK BUSHING .875in | JOHNSON CONTROLS NORTH AMERICAN PRODUCTS (JCI) | F-1000-347 | 0.88 | 0.87597 | Y | 0.88 | 0.87597 | 0.88
JCI-F1000383 | 10510 | 15 | 134012 | OIL;COMPRESSOR 32OZ. | JOHNSON CONTROLS NORTH AMERICAN PRODUCTS (JCI) | F-1000-383 | 19.15 | 19.15 | Y | 19.15 | 19.15 | 19.15
JCI-F1000383 | 166553 | 7 | 134012 | OIL;COMPRESSOR 32OZ. | JOHNSON CONTROLS NORTH AMERICAN PRODUCTS (JCI) | F-1000-383 | 19.15 | 16.87 | Y | 19.15 | 19.15 | 19.15
JCI-F1000383 | 175891 | 11 | 134012 | OIL;COMPRESSOR 32OZ. | JOHNSON CONTROLS NORTH AMERICAN PRODUCTS (JCI) | F-1000-383 | 19.15 | 17.2518 | Y | 19.15 | 19.15 | 19.15
JCI-F1000395 | 175891 | 6 | 134012 | F-1000-395 SPRING F 3/32 ID TUBE 8 | JOHNSON CONTROLS NORTH AMERICAN PRODUCTS (JCI) | F-1000-395 | 3.86 | 1.4304 | N | 3.86 | 1.4304 | 3.86
JCI-F100078 | 175888 | 200 | 134012 | 14 IN L X 3/16 IN W NYLON TIE | JOHNSON CONTROLS NORTH AMERICAN PRODUCTS (JCI) | F-1000-78 | 0.93 | 0.61884 | N | 0.93 | 0.61884 | 0.93
JCI-F100078 | 175891 | 200 | 134012 | 14 IN L X 3/16 IN W NYLON TIE | JOHNSON CONTROLS NORTH AMERICAN PRODUCTS (JCI) | F-1000-78 | 0.93 | 0.30839 | N | 0.93 | 0.61884 | 0.93
JCI-F100088 | 175888 | 2 | 134012 | PIPE DOPE STICK 2 OZ | JOHNSON CONTROLS NORTH AMERICAN PRODUCTS (JCI) | F-1000-88 | 14.78 | 4.238 | N | 14.78 | 4.238 | 14.78
JCI-F261KAHV01C | 10008 | 5 | 134012 | Flow Switch | JOHNSON CONTROLS NORTH AMERICAN PRODUCTS (JCI) | F261KAH-V01C | 128.24 | 128.24 | Y | 128.24 | 128.24 | 128.24
JCI-F261KAHV01C | 173042 | 6 | 134012 | Flow Switch | JOHNSON CONTROLS NORTH AMERICAN PRODUCTS (JCI) | F261KAH-V01C | 128.24 | 122.705 | Y | 128.24 | 128.24 | 128.24
JCI-F261KAHV01C | 175888 | 2 | 134012 | Flow Switch | JOHNSON CONTROLS NORTH AMERICAN PRODUCTS (JCI) | F261KAH-V01C | 128.24 | 123.6296 | Y | 128.24 | 128.24 | 128.24
JCI-F261KAHV01C | 175890 | 4 | 134012 | Flow Switch | JOHNSON CONTROLS NORTH AMERICAN PRODUCTS (JCI) | F261KAH-V01C | 128.24 | 127.0075 | Y | 128.24 | 128.24 | 128.24
JCI-F261KEHV01C | 10510 | 2 | 134012 | LOW-FLOW 1/2 IN FLOW SWITCH TYPE 3R | JOHNSON CONTROLS NORTH AMERICAN PRODUCTS (JCI) | F261KEH-V01C | 139.98 | 87.725 | Y | 139.98 | 87.725 | 139.98
JCI-F261KFHV01C | 10510 | 1 | 134012 | LIQUID FLOW SWITCH | JOHNSON CONTROLS NORTH AMERICAN PRODUCTS (JCI) | F261KFH-V01C | 139.98 | 131.96 | Y | 139.98 | 131.96 | 139.98
JCI-F261KFHV01C | 175891 | 2 | 134012 | LIQUID FLOW SWITCH | JOHNSON CONTROLS NORTH AMERICAN PRODUCTS (JCI) | F261KFH-V01C | 139.98 | 125.38 | Y | 139.98 | 131.96 | 139.98
JCI-F261MAHV01C | 10008 | 1 | 134012 | Flow Switch | JOHNSON CONTROLS NORTH AMERICAN PRODUCTS (JCI) | F261MAH-V01C | 169.31 | 169.31 | Y | 169.31 | 169.31 | 169.31
JCI-F261MAHV01C | 10510 | 6 | 134012 | Flow Switch | JOHNSON CONTROLS NORTH AMERICAN PRODUCTS (JCI) | F261MAH-V01C | 169.31 | 164.0556 | Y | 169.31 | 169.31 | 169.31
JCI-F261MAHV01C | 166559 | 4 | 134012 | Flow Switch | JOHNSON CONTROLS NORTH AMERICAN PRODUCTS (JCI) | F261MAH-V01C | 169.31 | 159.845 | Y | 169.31 | 169.31 | 169.31
JCI-F261MAHV01C | 166561 | 2 | 134012 | Flow Switch | JOHNSON CONTROLS NORTH AMERICAN PRODUCTS (JCI) | F261MAH-V01C | 169.31 | 152.7033 | Y | 169.31 | 169.31 | 169.31
JCI-F261MAHV01C | 173042 | 2 | 134012 | Flow Switch | JOHNSON CONTROLS NORTH AMERICAN PRODUCTS (JCI) | F261MAH-V01C | 169.31 | 169.31 | Y | 169.31 | 169.31 | 169.31
JCI-F261MAHV01C | 175888 | 5 | 134012 | Flow Switch | JOHNSON CONTROLS NORTH AMERICAN PRODUCTS (JCI) | F261MAH-V01C | 169.31 | 136.1357 | Y | 169.31 | 169.31 | 169.31
JCI-F261MAHV01C | 175890 | 3 | 134012 | Flow Switch | JOHNSON CONTROLS NORTH AMERICAN PRODUCTS (JCI) | F261MAH-V01C | 169.31 | 154.07 | Y | 169.31 | 169.31 | 169.31
JCI-F261MAHV01C | 175891 | 2 | 134012 | Flow Switch | JOHNSON CONTROLS NORTH AMERICAN PRODUCTS (JCI) | F261MAH-V01C | 169.31 | 135.3006 | Y | 169.31 | 169.31 | 169.31
JCI-F261MALV01C | 166553 | 2 | 134012 | LIQUID FLOW SWITCH SPDT 1"NEMA 4 WITH GO | JOHNSON CONTROLS NORTH AMERICAN PRODUCTS (JCI) | F261MAL-V01C | 183.33 | 165.9767 | Y | 183.33 | 165.9767 | 183.33
JCI-F261MALV01C | 175891 | 5 | 134012 | LIQUID FLOW SWITCH SPDT 1"NEMA 4 WITH GO | JOHNSON CONTROLS NORTH AMERICAN PRODUCTS (JCI) | F261MAL-V01C | 183.33 | 122.5699 | Y | 183.33 | 165.9767 | 183.33
JCI-F262KDH01C | 173042 | 1 | 134012 | Airflow Switch | JOHNSON CONTROLS NORTH AMERICAN PRODUCTS (JCI) | F262KDH-01C | 125.53 | 111.01 | N | 125.53 | 111.01 | 125.53
JCI-F263MACV01C | 10510 | 2 | 134012 | LIQUID LEVEL FLOAT SWITCH | JOHNSON CONTROLS NORTH AMERICAN PRODUCTS (JCI) | F263MAC-V01C | 290.81 | 240.6875 | Y | 290.81 | 240.6875 | 290.81
JCI-F263MACV01C | 175888 | 7 | 134012 | LIQUID LEVEL FLOAT SWITCH | JOHNSON CONTROLS NORTH AMERICAN PRODUCTS (JCI) | F263MAC-V01C | 290.81 | 229.5459 | N | 290.81 | 240.6875 | 290.81
JCI-F4CGE040600 | 10008 | 1 | 134012 | 10 PT CNTL GENPRP, IP | JOHNSON CONTROLS NORTH AMERICAN PRODUCTS (JCI) | F4-CGE04060-0 | 390.85 | 340.72 | N | 390.85 | 390.85 | 390.85
JCI-F4CGE040600 | 166553 | 2 | 134012 | 10 PT CNTL GENPRP, IP | JOHNSON CONTROLS NORTH AMERICAN PRODUCTS (JCI) | F4-CGE04060-0 | 390.85 | 361.5175 | N | 390.85 | 390.85 | 390.85
JCI-F4CGE040600 | 166557 | 10 | 134012 | 10 PT CNTL GENPRP, IP | JOHNSON CONTROLS NORTH AMERICAN PRODUCTS (JCI) | F4-CGE04060-0 | 390.85 | 389.2259 | Y | 390.85 | 390.85 | 390.85
JCI-F4CGE040600 | 166559 | 1 | 134012 | 10 PT CNTL GENPRP, IP | JOHNSON CONTROLS NORTH AMERICAN PRODUCTS (JCI) | F4-CGE04060-0 | 390.85 | 374.346 | Y | 390.85 | 390.85 | 390.85
JCI-F4CGE040600 | 173042 | 2 | 134012 | 10 PT CNTL GENPRP, IP | JOHNSON CONTROLS NORTH AMERICAN PRODUCTS (JCI) | F4-CGE04060-0 | 390.85 | 390.85 | Y | 390.85 | 390.85 | 390.85
JCI-F4CGE090900 | 166557 | 17 | 134012 | Prog Controller BACnet/IP | JOHNSON CONTROLS NORTH AMERICAN PRODUCTS (JCI) | F4-CGE09090-0 | 562.25 | 562.25 | Y | 562.25 | 562.25 | 562.25
JCI-F4CGE090900 | 166559 | 4 | 134012 | Prog Controller BACnet/IP | JOHNSON CONTROLS NORTH AMERICAN PRODUCTS (JCI) | F4-CGE09090-0 | 562.25 | 562.25 | Y | 562.25 | 562.25 | 562.25
JCI-F4CGE090900 | 166561 | 2 | 134012 | Prog Controller BACnet/IP | JOHNSON CONTROLS NORTH AMERICAN PRODUCTS (JCI) | F4-CGE09090-0 | 562.25 | 540.62 | Y | 562.25 | 562.25 | 562.25
JCI-F4CGE090900 | 173042 | 2 | 134012 | Prog Controller BACnet/IP | JOHNSON CONTROLS NORTH AMERICAN PRODUCTS (JCI) | F4-CGE09090-0 | 562.25 | 558.22 | Y | 562.25 | 562.25 | 562.25
JCI-F4CGE090900H | 166557 | 2 | 134012 | 18 PT CNTL W/ DISP, IP | JOHNSON CONTROLS NORTH AMERICAN PRODUCTS (JCI) | F4-CGE09090-0H | 754.74 | 725.71 | N | 754.74 | 725.71 | 754.74
JCI-F4CGE090900H | 166559 | 1 | 134012 | 18 PT CNTL W/ DISP, IP | JOHNSON CONTROLS NORTH AMERICAN PRODUCTS (JCI) | F4-CGE09090-0H | 754.74 | 725.71 | Y | 754.74 | 725.71 | 754.74
JCI-F4CGE090900H | 166561 | 2 | 134012 | 18 PT CNTL W/ DISP, IP | JOHNSON CONTROLS NORTH AMERICAN PRODUCTS (JCI) | F4-CGE09090-0H | 754.74 | 704.75 | N | 754.74 | 725.71 | 754.74
JCI-F4CGE090900H | 173042 | 2 | 134012 | 18 PT CNTL W/ DISP, IP | JOHNSON CONTROLS NORTH AMERICAN PRODUCTS (JCI) | F4-CGE09090-0H | 754.74 | 705.6967 | Y | 754.74 | 725.71 | 754.74
JCI-F4CGE090900H | 175888 | 0 | 134012 | 18 PT CNTL W/ DISP, IP | JOHNSON CONTROLS NORTH AMERICAN PRODUCTS (JCI) | F4-CGE09090-0H | 754.74 | 705.6967 | N | 754.74 | 725.71 | 754.74
JCI-F4CGM040600 | 10008 | 14 | 134012 | 10-Point 3UI 1BI 4CO 2BO N2 BN Clock | JOHNSON CONTROLS NORTH AMERICAN PRODUCTS (JCI) | F4-CGM04060-0 | 379.22 | 324.7468 | N | 379.22 | 375.1896 | 379.22
JCI-F4CGM040600 | 10770 | 5 | 134012 | 10-Point 3UI 1BI 4CO 2BO N2 BN Clock | JOHNSON CONTROLS NORTH AMERICAN PRODUCTS (JCI) | F4-CGM04060-0 | 379.22 | 357.09 | Y | 379.22 | 375.1896 | 379.22
JCI-F4CGM040600 | 166553 | 1 | 134012 | 10-Point 3UI 1BI 4CO 2BO N2 BN Clock | JOHNSON CONTROLS NORTH AMERICAN PRODUCTS (JCI) | F4-CGM04060-0 | 379.22 | 280.8157 | N | 379.22 | 375.1896 | 379.22
JCI-F4CGM040600 | 166557 | 14 | 134012 | 10-Point 3UI 1BI 4CO 2BO N2 BN Clock | JOHNSON CONTROLS NORTH AMERICAN PRODUCTS (JCI) | F4-CGM04060-0 | 379.22 | 367.0659 | Y | 379.22 | 375.1896 | 379.22
JCI-F4CGM040600 | 166559 | 18 | 134012 | 10-Point 3UI 1BI 4CO 2BO N2 BN Clock | JOHNSON CONTROLS NORTH AMERICAN PRODUCTS (JCI) | F4-CGM04060-0 | 379.22 | 375.1896 | Y | 379.22 | 375.1896 | 379.22
JCI-F4CGM040600 | 166560 | 5 | 134012 | 10-Point 3UI 1BI 4CO 2BO N2 BN Clock | JOHNSON CONTROLS NORTH AMERICAN PRODUCTS (JCI) | F4-CGM04060-0 | 379.22 | 372.454 | Y | 379.22 | 375.1896 | 379.22
JCI-F4CGM040600 | 166561 | 2 | 134012 | 10-Point 3UI 1BI 4CO 2BO N2 BN Clock | JOHNSON CONTROLS NORTH AMERICAN PRODUCTS (JCI) | F4-CGM04060-0 | 379.22 | 359.8238 | Y | 379.22 | 375.1896 | 379.22
JCI-F4CGM040600 | 173042 | 5 | 134012 | 10-Point 3UI 1BI 4CO 2BO N2 BN Clock | JOHNSON CONTROLS NORTH AMERICAN PRODUCTS (JCI) | F4-CGM04060-0 | 379.22 | 347.9986 | Y | 379.22 | 375.1896 | 379.22
JCI-F4CGM040600 | 175888 | 18 | 134012 | 10-Point 3UI 1BI 4CO 2BO N2 BN Clock | JOHNSON CONTROLS NORTH AMERICAN PRODUCTS (JCI) | F4-CGM04060-0 | 379.22 | 324.7468 | N | 379.22 | 375.1896 | 379.22
JCI-F4CGM040600 | 175890 | 9 | 134012 | 10-Point 3UI 1BI 4CO 2BO N2 BN Clock | JOHNSON CONTROLS NORTH AMERICAN PRODUCTS (JCI) | F4-CGM04060-0 | 379.22 | 345.39 | Y | 379.22 | 375.1896 | 379.22
JCI-F4CGM090900 | 10008 | 3 | 134012 | 18-point Gen4 Programmable Controller | JOHNSON CONTROLS NORTH AMERICAN PRODUCTS (JCI) | F4-CGM09090-0 | 537.65 | 511.0111 | Y | 537.65 | 535.8459 | 537.65
JCI-F4CGM090900 | 10770 | 5 | 134012 | 18-point Gen4 Programmable Controller | JOHNSON CONTROLS NORTH AMERICAN PRODUCTS (JCI) | F4-CGM09090-0 | 537.65 | 519.677 | Y | 537.65 | 535.8459 | 537.65
JCI-F4CGM090900 | 166553 | 5 | 134012 | 18-point Gen4 Programmable Controller | JOHNSON CONTROLS NORTH AMERICAN PRODUCTS (JCI) | F4-CGM09090-0 | 537.65 | 487.2036 | Y | 537.65 | 535.8459 | 537.65
JCI-F4CGM090900 | 166557 | 33 | 134012 | 18-point Gen4 Programmable Controller | JOHNSON CONTROLS NORTH AMERICAN PRODUCTS (JCI) | F4-CGM09090-0 | 537.65 | 483.7977 | Y | 537.65 | 535.8459 | 537.65
JCI-F4CGM090900 | 166559 | 23 | 134012 | 18-point Gen4 Programmable Controller | JOHNSON CONTROLS NORTH AMERICAN PRODUCTS (JCI) | F4-CGM09090-0 | 537.65 | 535.8387 | Y | 537.65 | 535.8459 | 537.65
JCI-F4CGM090900 | 166560 | 5 | 134012 | 18-point Gen4 Programmable Controller | JOHNSON CONTROLS NORTH AMERICAN PRODUCTS (JCI) | F4-CGM09090-0 | 537.65 | 520.1909 | Y | 537.65 | 535.8459 | 537.65
JCI-F4CGM090900 | 166561 | 8 | 134012 | 18-point Gen4 Programmable Controller | JOHNSON CONTROLS NORTH AMERICAN PRODUCTS (JCI) | F4-CGM09090-0 | 537.65 | 535.8459 | Y | 537.65 | 535.8459 | 537.65
JCI-F4CGM090900 | 173042 | 8 | 134012 | 18-point Gen4 Programmable Controller | JOHNSON CONTROLS NORTH AMERICAN PRODUCTS (JCI) | F4-CGM09090-0 | 537.65 | 518.9125 | Y | 537.65 | 535.8459 | 537.65
JCI-F4CGM090900 | 175883 | 6 | 134012 | 18-point Gen4 Programmable Controller | JOHNSON CONTROLS NORTH AMERICAN PRODUCTS (JCI) | F4-CGM09090-0 | 537.65 | 529.2102 | N | 537.65 | 535.8459 | 537.65
JCI-F4CGM090900 | 175888 | 6 | 134012 | 18-point Gen4 Programmable Controller | JOHNSON CONTROLS NORTH AMERICAN PRODUCTS (JCI) | F4-CGM09090-0 | 537.65 | 507.88 | Y | 537.65 | 535.8459 | 537.65
JCI-F4CGM090900 | 175890 | 10 | 134012 | 18-point Gen4 Programmable Controller | JOHNSON CONTROLS NORTH AMERICAN PRODUCTS (JCI) | F4-CGM09090-0 | 537.65 | 489.7 | Y | 537.65 | 535.8459 | 537.65
JCI-F4CGM090900G | 166559 | 1 | 134012 | 18PTCNTLGEN,MSTP,B/A | JOHNSON CONTROLS NORTH AMERICAN PRODUCTS (JCI) | F4-CGM09090-0G | 594.27 | 538.67 | N | 594.27 | 538.67 | 594.27
JCI-F4CGM090900H | 10770 | 8 | 134012 | 18 PT CNTL W/ DISP, MSTP | JOHNSON CONTROLS NORTH AMERICAN PRODUCTS (JCI) | F4-CGM09090-0H | 762.1 | 729.2755 | Y | 762.1 | 766.32 | 766.32
JCI-F4CGM090900H | 166557 | 6 | 134012 | 18 PT CNTL W/ DISP, MSTP | JOHNSON CONTROLS NORTH AMERICAN PRODUCTS (JCI) | F4-CGM09090-0H | 762.1 | 729.8099 | Y | 762.1 | 766.32 | 766.32
JCI-F4CGM090900H | 166559 | 2 | 134012 | 18 PT CNTL W/ DISP, MSTP | JOHNSON CONTROLS NORTH AMERICAN PRODUCTS (JCI) | F4-CGM09090-0H | 762.1 | 711.9292 | Y | 762.1 | 766.32 | 766.32
JCI-F4CGM090900H | 166560 | 3 | 134012 | 18 PT CNTL W/ DISP, MSTP | JOHNSON CONTROLS NORTH AMERICAN PRODUCTS (JCI) | F4-CGM09090-0H | 762.1 | 742.6576 | Y | 762.1 | 766.32 | 766.32
JCI-F4CGM090900H | 166561 | 2 | 134012 | 18 PT CNTL W/ DISP, MSTP | JOHNSON CONTROLS NORTH AMERICAN PRODUCTS (JCI) | F4-CGM09090-0H | 762.1 | 679.5555 | Y | 762.1 | 766.32 | 766.32
JCI-F4CGM090900H | 173042 | 4 | 134012 | 18 PT CNTL W/ DISP, MSTP | JOHNSON CONTROLS NORTH AMERICAN PRODUCTS (JCI) | F4-CGM09090-0H | 762.1 | 754.3067 | Y | 762.1 | 766.32 | 766.32
JCI-F4CGM090900H | 175883 | 1 | 134012 | 18 PT CNTL W/ DISP, MSTP | JOHNSON CONTROLS NORTH AMERICAN PRODUCTS (JCI) | F4-CGM09090-0H | 762.1 | 766.32 | N | 762.1 | 766.32 | 766.32
JCI-F4CVE030500P | 166557 | 20 | 134012 | 8PT VAV POSFB, IP | JOHNSON CONTROLS NORTH AMERICAN PRODUCTS (JCI) | F4-CVE03050-0P | 360.67 | 337.1441 | Y | 360.67 | 337.1441 | 360.67
JCI-F4CVE030500P | 166559 | 2 | 134012 | 8PT VAV POSFB, IP | JOHNSON CONTROLS NORTH AMERICAN PRODUCTS (JCI) | F4-CVE03050-0P | 360.67 | 253.22 | Y | 360.67 | 337.1441 | 360.67
JCI-F4CVE030500P | 166561 | 6 | 134012 | 8PT VAV POSFB, IP | JOHNSON CONTROLS NORTH AMERICAN PRODUCTS (JCI) | F4-CVE03050-0P | 360.67 | 234.44 | Y | 360.67 | 337.1441 | 360.67
JCI-F4CVM030500 | 10006 | 24 | 134012 | 8-point Gen4 Programmable VAV Control | JOHNSON CONTROLS NORTH AMERICAN PRODUCTS (JCI) | F4-CVM03050-0 | 329.85 | 240.35 | N | 329.85 | 294.4955 | 329.85
JCI-F4CVM030500 | 10008 | 21 | 134012 | 8-point Gen4 Programmable VAV Control | JOHNSON CONTROLS NORTH AMERICAN PRODUCTS (JCI) | F4-CVM03050-0 | 329.85 | 277.2698 | N | 329.85 | 294.4955 | 329.85
JCI-F4CVM030500 | 10770 | 24 | 134012 | 8-point Gen4 Programmable VAV Control | JOHNSON CONTROLS NORTH AMERICAN PRODUCTS (JCI) | F4-CVM03050-0 | 329.85 | 219.1509 | Y | 329.85 | 294.4955 | 329.85
JCI-F4CVM030500 | 166553 | 45 | 134012 | 8-point Gen4 Programmable VAV Control | JOHNSON CONTROLS NORTH AMERICAN PRODUCTS (JCI) | F4-CVM03050-0 | 329.85 | 294.4955 | Y | 329.85 | 294.4955 | 329.85
JCI-F4CVM030500 | 166557 | 124 | 134012 | 8-point Gen4 Programmable VAV Control | JOHNSON CONTROLS NORTH AMERICAN PRODUCTS (JCI) | F4-CVM03050-0 | 329.85 | 214.0715 | Y | 329.85 | 294.4955 | 329.85
JCI-F4CVM030500 | 166559 | 66 | 134012 | 8-point Gen4 Programmable VAV Control | JOHNSON CONTROLS NORTH AMERICAN PRODUCTS (JCI) | F4-CVM03050-0 | 329.85 | 214.6639 | Y | 329.85 | 294.4955 | 329.85
JCI-F4CVM030500 | 166560 | 39 | 134012 | 8-point Gen4 Programmable VAV Control | JOHNSON CONTROLS NORTH AMERICAN PRODUCTS (JCI) | F4-CVM03050-0 | 329.85 | 266.4054 | Y | 329.85 | 294.4955 | 329.85
JCI-F4CVM030500 | 166561 | 13 | 134012 | 8-point Gen4 Programmable VAV Control | JOHNSON CONTROLS NORTH AMERICAN PRODUCTS (JCI) | F4-CVM03050-0 | 329.85 | 217.0915 | Y | 329.85 | 294.4955 | 329.85
JCI-F4CVM030500 | 173042 | 165 | 134012 | 8-point Gen4 Programmable VAV Control | JOHNSON CONTROLS NORTH AMERICAN PRODUCTS (JCI) | F4-CVM03050-0 | 329.85 | 223.3101 | Y | 329.85 | 294.4955 | 329.85
JCI-F4CVM030500 | 175883 | -9 | 134012 | 8-point Gen4 Programmable VAV Control | JOHNSON CONTROLS NORTH AMERICAN PRODUCTS (JCI) | F4-CVM03050-0 | 329.85 | 217.2693 | N | 329.85 | 294.4955 | 329.85
JCI-F4CVM030500 | 175888 | 13 | 134012 | 8-point Gen4 Programmable VAV Control | JOHNSON CONTROLS NORTH AMERICAN PRODUCTS (JCI) | F4-CVM03050-0 | 329.85 | 261.0186 | Y | 329.85 | 294.4955 | 329.85
JCI-F4CVM030500 | 175890 | 13 | 134012 | 8-point Gen4 Programmable VAV Control | JOHNSON CONTROLS NORTH AMERICAN PRODUCTS (JCI) | F4-CVM03050-0 | 329.85 | 228.5655 | Y | 329.85 | 294.4955 | 329.85
JCI-F4CVM030500P | 166560 | 8 | 134012 | 8-point Gen4 Programmable VAV Control | JOHNSON CONTROLS NORTH AMERICAN PRODUCTS (JCI) | F4-CVM03050-0P | 364.19 | 341.5387 | Y | 364.19 | 341.5387 | 364.19
JCI-F4DLK03500 | 166553 | 2 | 134012 | LOCAL DISPLAY | JOHNSON CONTROLS NORTH AMERICAN PRODUCTS (JCI) | F4-DLK0350-0 | 327.83 | 318.435 | Y | 327.83 | 327.83 | 327.83
JCI-F4DLK03500 | 166557 | 8 | 134012 | LOCAL DISPLAY | JOHNSON CONTROLS NORTH AMERICAN PRODUCTS (JCI) | F4-DLK0350-0 | 327.83 | 327.83 | Y | 327.83 | 327.83 | 327.83
JCI-F4DLK03500 | 166561 | 2 | 134012 | LOCAL DISPLAY | JOHNSON CONTROLS NORTH AMERICAN PRODUCTS (JCI) | F4-DLK0350-0 | 327.83 | 315.22 | Y | 327.83 | 327.83 | 327.83
JCI-F4SNC2515104H | 166560 | 1 | 134012 | Supervisor Plant Control 40-IO 4-Dev LCD | JOHNSON CONTROLS NORTH AMERICAN PRODUCTS (JCI) | F4SNC2515104H | 938.03 | 938.03 | N | 938.03 | 938.03 | 938.03
JCI-F4SNC251520 | 175888 | 1 | 134012 | SNC NETWORK CNTRL ENGINE | JOHNSON CONTROLS NORTH AMERICAN PRODUCTS (JCI) | F4-SNC25152-0 | 2646.0701 | 2299.87 | N | 2646.0701 | 2299.87 | 2646.0701
JCI-F4XPM040600 | 10770 | 13 | 134012 | 10-Point I/O Exp Module | JOHNSON CONTROLS NORTH AMERICAN PRODUCTS (JCI) | F4-XPM04060-0 | 284.87 | 273.92 | Y | 284.87 | 284.87 | 284.87
JCI-F4XPM040600 | 166553 | 1 | 134012 | 10-Point I/O Exp Module | JOHNSON CONTROLS NORTH AMERICAN PRODUCTS (JCI) | F4-XPM04060-0 | 284.87 | 259.46 | Y | 284.87 | 284.87 | 284.87
JCI-F4XPM040600 | 166557 | 4 | 134012 | 10-Point I/O Exp Module | JOHNSON CONTROLS NORTH AMERICAN PRODUCTS (JCI) | F4-XPM04060-0 | 284.87 | 284.87 | Y | 284.87 | 284.87 | 284.87
JCI-F4XPM040600 | 166559 | 4 | 134012 | 10-Point I/O Exp Module | JOHNSON CONTROLS NORTH AMERICAN PRODUCTS (JCI) | F4-XPM04060-0 | 284.87 | 279.3871 | Y | 284.87 | 284.87 | 284.87
JCI-F4XPM040600 | 166560 | 4 | 134012 | 10-Point I/O Exp Module | JOHNSON CONTROLS NORTH AMERICAN PRODUCTS (JCI) | F4-XPM04060-0 | 284.87 | 263.096 | Y | 284.87 | 284.87 | 284.87
JCI-F4XPM040600 | 166561 | 5 | 134012 | 10-Point I/O Exp Module | JOHNSON CONTROLS NORTH AMERICAN PRODUCTS (JCI) | F4-XPM04060-0 | 284.87 | 272.4824 | Y | 284.87 | 284.87 | 284.87
JCI-F4XPM040600 | 173042 | 1 | 134012 | 10-Point I/O Exp Module | JOHNSON CONTROLS NORTH AMERICAN PRODUCTS (JCI) | F4-XPM04060-0 | 284.87 | 273.92 | N | 284.87 | 284.87 | 284.87
JCI-F4XPM040600 | 175883 | 0 | 134012 | 10-Point I/O Exp Module | JOHNSON CONTROLS NORTH AMERICAN PRODUCTS (JCI) | F4-XPM04060-0 | 284.87 | 283.4972 | N | 284.87 | 284.87 | 284.87
JCI-F4XPM090900 | 10008 | 0 | 134012 | 18-Point I/O Exp Module | JOHNSON CONTROLS NORTH AMERICAN PRODUCTS (JCI) | F4-XPM09090-0 | 384.5 | 350.21 | Y | 384.5 | 384.5 | 384.5
JCI-F4XPM090900 | 10770 | 3 | 134012 | 18-Point I/O Exp Module | JOHNSON CONTROLS NORTH AMERICAN PRODUCTS (JCI) | F4-XPM09090-0 | 384.5 | 367.674 | Y | 384.5 | 384.5 | 384.5
JCI-F4XPM090900 | 166553 | 2 | 134012 | 18-Point I/O Exp Module | JOHNSON CONTROLS NORTH AMERICAN PRODUCTS (JCI) | F4-XPM09090-0 | 384.5 | 350.7944 | Y | 384.5 | 384.5 | 384.5
JCI-F4XPM090900 | 166557 | 15 | 134012 | 18-Point I/O Exp Module | JOHNSON CONTROLS NORTH AMERICAN PRODUCTS (JCI) | F4-XPM09090-0 | 384.5 | 370.4043 | Y | 384.5 | 384.5 | 384.5
JCI-F4XPM090900 | 166559 | 20 | 134012 | 18-Point I/O Exp Module | JOHNSON CONTROLS NORTH AMERICAN PRODUCTS (JCI) | F4-XPM09090-0 | 384.5 | 379.6259 | Y | 384.5 | 384.5 | 384.5
JCI-F4XPM090900 | 166560 | 6 | 134012 | 18-Point I/O Exp Module | JOHNSON CONTROLS NORTH AMERICAN PRODUCTS (JCI) | F4-XPM09090-0 | 384.5 | 382.7974 | Y | 384.5 | 384.5 | 384.5
JCI-F4XPM090900 | 166561 | 12 | 134012 | 18-Point I/O Exp Module | JOHNSON CONTROLS NORTH AMERICAN PRODUCTS (JCI) | F4-XPM09090-0 | 384.5 | 384.5 | Y | 384.5 | 384.5 | 384.5
JCI-F4XPM090900 | 173042 | 3 | 134012 | 18-Point I/O Exp Module | JOHNSON CONTROLS NORTH AMERICAN PRODUCTS (JCI) | F4-XPM09090-0 | 384.5 | 368.241 | Y | 384.5 | 384.5 | 384.5
JCI-F4XPM090900 | 175883 | 7 | 134012 | 18-Point I/O Exp Module | JOHNSON CONTROLS NORTH AMERICAN PRODUCTS (JCI) | F4-XPM09090-0 | 384.5 | 380.5994 | N | 384.5 | 384.5 | 384.5
JCI-F4XPM090900 | 175890 | 2 | 134012 | 18-Point I/O Exp Module | JOHNSON CONTROLS NORTH AMERICAN PRODUCTS (JCI) | F4-XPM09090-0 | 384.5 | 362.47 | Y | 384.5 | 384.5 | 384.5
JCI-F4XPM180000 | 10008 | 2 | 134012 | F4-XPM 18 PT INPUT EXPANSION; F4-XPM 18 | JOHNSON CONTROLS NORTH AMERICAN PRODUCTS (JCI) | F4-XPM18000-0 | 354.04 | 333.75 | Y | 354.04 | 356 | 356
JCI-F4XPM180000 | 10770 | 5 | 134012 | F4-XPM 18 PT INPUT EXPANSION; F4-XPM 18 | JOHNSON CONTROLS NORTH AMERICAN PRODUCTS (JCI) | F4-XPM18000-0 | 354.04 | 331.8683 | N | 354.04 | 356 | 356
JCI-F4XPM180000 | 166559 | 1 | 134012 | F4-XPM 18 PT INPUT EXPANSION; F4-XPM 18 | JOHNSON CONTROLS NORTH AMERICAN PRODUCTS (JCI) | F4-XPM18000-0 | 354.04 | 354.04 | Y | 354.04 | 356 | 356
JCI-F4XPM180000 | 166561 | 3 | 134012 | F4-XPM 18 PT INPUT EXPANSION; F4-XPM 18 | JOHNSON CONTROLS NORTH AMERICAN PRODUCTS (JCI) | F4-XPM18000-0 | 354.04 | 354.04 | Y | 354.04 | 356 | 356
JCI-F4XPM180000 | 175883 | 1 | 134012 | F4-XPM 18 PT INPUT EXPANSION; F4-XPM 18 | JOHNSON CONTROLS NORTH AMERICAN PRODUCTS (JCI) | F4-XPM18000-0 | 354.04 | 356 | N | 354.04 | 356 | 356
JCI-F61MD1C | 173042 | 2 | 134012 | USE F261MEH-V01C AS REPLACEMENT | JOHNSON CONTROLS NORTH AMERICAN PRODUCTS (JCI) | F61MD-1C | 107.08 | 107.08 | N | 107.08 | 107.08 | 107.08
JCI-F70073 | 175890 | 50 | 134012 | TEE BARB 1/4" | JOHNSON CONTROLS NORTH AMERICAN PRODUCTS (JCI) | F-700-73 | 2.1 | 1.98 | N | 2.1 | 1.98 | 2.1
JCI-F70080 | 175888 | 99 | 134012 | EARED TEE 1/4"B (2)X1/8"F | JOHNSON CONTROLS NORTH AMERICAN PRODUCTS (JCI) | F-700-80 | 12.86 | 9.27 | N | 12.86 | 11.33 | 12.86
JCI-F70080 | 175890 | 20 | 134012 | EARED TEE 1/4"B (2)X1/8"F | JOHNSON CONTROLS NORTH AMERICAN PRODUCTS (JCI) | F-700-80 | 12.86 | 10.8561 | Y | 12.86 | 11.33 | 12.86
JCI-F70080 | 175891 | 22 | 134012 | EARED TEE 1/4"B (2)X1/8"F | JOHNSON CONTROLS NORTH AMERICAN PRODUCTS (JCI) | F-700-80 | 12.86 | 11.33 | Y | 12.86 | 11.33 | 12.86
JCI-F70093 | 10008 | 10 | 134012 | TEE1/4B(2)X1/8F | JOHNSON CONTROLS NORTH AMERICAN PRODUCTS (JCI) | F-700-93 | 10.5 | 3.42 | N | 10.5 | 3.42 | 10.5
JCI-F93H1C | 173042 | 1 | 134012 | AIR VOLUME CTL DEEP WELLS; 1/4"GAGE | JOHNSON CONTROLS NORTH AMERICAN PRODUCTS (JCI) | F93H-1C | 65.35 | 65.35 | N | 65.35 | 65.35 | 65.35
JCI-FCPPA701N | 173042 | 1 | 134012 | 7-DAY PROGRAMMABLE FCU; 7-DAY PROGRA | JOHNSON CONTROLS NORTH AMERICAN PRODUCTS (JCI) | FCP-PA-701-N | 50.97 | 49.95 | N | 50.97 | 49.95 | 50.97
JCI-FTG13A600R | 175891 | 1 | 134012 | PACKING NUT ASSEMBLY | JOHNSON CONTROLS NORTH AMERICAN PRODUCTS (JCI) | FTG13A-600R | 20.2 | 9.81 | N | 20.2 | 9.81 | 20.2
JCI-FTG18A600R | 166560 | 18 | 134012 | Remote Mtd Probe, Sens Tube Kit for | JOHNSON CONTROLS NORTH AMERICAN PRODUCTS (JCI) | FTG18A-600R | 19.5 | 18.3413 | Y | 19.5 | 18.3413 | 19.5
JCI-FW08VBUNDLEV2 | 166559 | 1 | 134012 | KIT, BUNDLED, FW 8V WITH | JOHNSON CONTROLS NORTH AMERICAN PRODUCTS (JCI) | FW-08VBUNDLE_V2 | 344.9 | 232.0101 | N | 344.9 | 232.0101 | 344.9
JCI-FWANT2 | 10008 | 8 | 134012 | REMOTEWI-FIANTENNA2 | JOHNSON CONTROLS NORTH AMERICAN PRODUCTS (JCI) | FW-ANT-2 | 38.32 | 26.3 | Y | 38.32 | 26.3 | 38.32
JCI-FXPCA26110 | 166553 | 2 | 134012 | Prog Controller, 17pt, BACnet, MS/TP | JOHNSON CONTROLS NORTH AMERICAN PRODUCTS (JCI) | FX-PCA2611-0 | 1016.4 | 447.4 | N | 1016.4 | 447.4 | 1016.4
JCI-FXPCA26110 | 166561 | 1 | 134012 | Prog Controller, 17pt, BACnet, MS/TP | JOHNSON CONTROLS NORTH AMERICAN PRODUCTS (JCI) | FX-PCA2611-0 | 1016.4 | 391.53 | N | 1016.4 | 447.4 | 1016.4
JCI-FXPCA26110 | 175890 | 6 | 134012 | Prog Controller, 17pt, BACnet, MS/TP | JOHNSON CONTROLS NORTH AMERICAN PRODUCTS (JCI) | FX-PCA2611-0 | 1016.4 | 336.7633 | N | 1016.4 | 447.4 | 1016.4
JCI-FXPCA26121 | 173042 | 1 | 134012 | Prog Controller, 18pt, BACnet, MS/TP | JOHNSON CONTROLS NORTH AMERICAN PRODUCTS (JCI) | FX-PCA2612-1 | 633.44 | 397.13 | N | 633.44 | 397.13 | 633.44
JCI-FXPCA49110 | 166553 | 2 | 134012 | Program Controller, 28pt, BACnet/ IP | JOHNSON CONTROLS NORTH AMERICAN PRODUCTS (JCI) | FX-PCA4911-0 | 781.36 | 701.5 | Y | 781.36 | 701.5 | 781.36
JCI-FXPCA49110 | 166559 | 1 | 134012 | Program Controller, 28pt, BACnet/ IP | JOHNSON CONTROLS NORTH AMERICAN PRODUCTS (JCI) | FX-PCA4911-0 | 781.36 | 701.5 | N | 781.36 | 701.5 | 781.36
JCI-FXPCA49110 | 175890 | 2 | 134012 | Program Controller, 28pt, BACnet/ IP | JOHNSON CONTROLS NORTH AMERICAN PRODUCTS (JCI) | FX-PCA4911-0 | 781.36 | 701.5 | Y | 781.36 | 701.5 | 781.36
JCI-FXPCG16111 | 166560 | 2 | 134012 | Prog Controller No Disp, 10pt, 3I /7O | JOHNSON CONTROLS NORTH AMERICAN PRODUCTS (JCI) | FX-PCG1611-1 | 612.48 | 529.71 | Y | 612.48 | 529.71 | 612.48
JCI-FXPCG16111 | 173042 | 7 | 134012 | Prog Controller No Disp, 10pt, 3I /7O | JOHNSON CONTROLS NORTH AMERICAN PRODUCTS (JCI) | FX-PCG1611-1 | 612.48 | 245.9842 | N | 612.48 | 529.71 | 612.48
JCI-FXPCG16111 | 175888 | 1 | 134012 | Prog Controller No Disp, 10pt, 3I /7O | JOHNSON CONTROLS NORTH AMERICAN PRODUCTS (JCI) | FX-PCG1611-1 | 612.48 | 201.4256 | N | 612.48 | 529.71 | 612.48
JCI-FXPCG16111 | 175891 | 16 | 134012 | Prog Controller No Disp, 10pt, 3I /7O | JOHNSON CONTROLS NORTH AMERICAN PRODUCTS (JCI) | FX-PCG1611-1 | 612.48 | 192.5837 | N | 612.48 | 529.71 | 612.48
JCI-FXPCG16111ET | 173042 | 5 | 134012 | FX-PCG W/ 10 I/O; NO DISP; FX-PCG GE | JOHNSON CONTROLS NORTH AMERICAN PRODUCTS (JCI) | FX-PCG1611-1ET | 389.28 | 293.2 | N | 389.28 | 293.2 | 389.28
JCI-FXPCG16211 | 166560 | 2 | 134012 | Prog Controller w/ Disp, 10pt, 3I /7O | JOHNSON CONTROLS NORTH AMERICAN PRODUCTS (JCI) | FX-PCG1621-1 | 875.21 | 600.94 | Y | 875.21 | 600.94 | 875.21
JCI-FXPCG16211 | 166561 | 1 | 134012 | Prog Controller w/ Disp, 10pt, 3I /7O | JOHNSON CONTROLS NORTH AMERICAN PRODUCTS (JCI) | FX-PCG1621-1 | 875.21 | 522.01 | Y | 875.21 | 600.94 | 875.21
JCI-FXPCG26110 | 166557 | 12 | 134012 | Prog Controller No Disp, 17pt, 8 I / 9O | JOHNSON CONTROLS NORTH AMERICAN PRODUCTS (JCI) | FX-PCG2611-0 | 965.86 | 534.3725 | N | 965.86 | 803.2236 | 965.86
JCI-FXPCG26110 | 166559 | 4 | 134012 | Prog Controller No Disp, 17pt, 8 I / 9O | JOHNSON CONTROLS NORTH AMERICAN PRODUCTS (JCI) | FX-PCG2611-0 | 965.86 | 563.3474 | N | 965.86 | 803.2236 | 965.86
JCI-FXPCG26110 | 166560 | 15 | 134012 | Prog Controller No Disp, 17pt, 8 I / 9O | JOHNSON CONTROLS NORTH AMERICAN PRODUCTS (JCI) | FX-PCG2611-0 | 965.86 | 803.2236 | N | 965.86 | 803.2236 | 965.86
JCI-FXPCG26110 | 166561 | 1 | 134012 | Prog Controller No Disp, 17pt, 8 I / 9O | JOHNSON CONTROLS NORTH AMERICAN PRODUCTS (JCI) | FX-PCG2611-0 | 965.86 | 543.0288 | N | 965.86 | 803.2236 | 965.86
JCI-FXPCG26110 | 175890 | 12 | 134012 | Prog Controller No Disp, 17pt, 8 I / 9O | JOHNSON CONTROLS NORTH AMERICAN PRODUCTS (JCI) | FX-PCG2611-0 | 965.86 | 528.9013 | N | 965.86 | 803.2236 | 965.86
JCI-FXPCG26110 | 175891 | 3 | 134012 | Prog Controller No Disp, 17pt, 8 I / 9O | JOHNSON CONTROLS NORTH AMERICAN PRODUCTS (JCI) | FX-PCG2611-0 | 965.86 | 283.5934 | N | 965.86 | 803.2236 | 965.86
JCI-FXPCG26110G | 166553 | 15 | 134012 | FX-PCG2611 "Buy American" | JOHNSON CONTROLS NORTH AMERICAN PRODUCTS (JCI) | FX-PCG2611-0G | 1062.45 | 418.2749 | N | 1062.45 | 418.2749 | 1062.45
JCI-FXPCG26110G | 166557 | 66 | 134012 | FX-PCG2611 "Buy American" | JOHNSON CONTROLS NORTH AMERICAN PRODUCTS (JCI) | FX-PCG2611-0G | 1062.45 | 418.2749 | N | 1062.45 | 418.2749 | 1062.45
JCI-FXPCG26110G | 166559 | 6 | 134012 | FX-PCG2611 "Buy American" | JOHNSON CONTROLS NORTH AMERICAN PRODUCTS (JCI) | FX-PCG2611-0G | 1062.45 | 418.2749 | Y | 1062.45 | 418.2749 | 1062.45
JCI-FXPCG26110G | 166560 | 3 | 134012 | FX-PCG2611 "Buy American" | JOHNSON CONTROLS NORTH AMERICAN PRODUCTS (JCI) | FX-PCG2611-0G | 1062.45 | 418.2749 | N | 1062.45 | 418.2749 | 1062.45
JCI-FXPCG26110G | 166561 | 24 | 134012 | FX-PCG2611 "Buy American" | JOHNSON CONTROLS NORTH AMERICAN PRODUCTS (JCI) | FX-PCG2611-0G | 1062.45 | 418.2749 | Y | 1062.45 | 418.2749 | 1062.45
JCI-FXPCG26110G | 173042 | 10 | 134012 | FX-PCG2611 "Buy American" | JOHNSON CONTROLS NORTH AMERICAN PRODUCTS (JCI) | FX-PCG2611-0G | 1062.45 | 418.2749 | Y | 1062.45 | 418.2749 | 1062.45
JCI-FXPCG26110G | 175890 | 6 | 134012 | FX-PCG2611 "Buy American" | JOHNSON CONTROLS NORTH AMERICAN PRODUCTS (JCI) | FX-PCG2611-0G | 1062.45 | 418.2749 | Y | 1062.45 | 418.2749 | 1062.45
JCI-FXPCG26110G | 175891 | 3 | 134012 | FX-PCG2611 "Buy American" | JOHNSON CONTROLS NORTH AMERICAN PRODUCTS (JCI) | FX-PCG2611-0G | 1062.45 | 418.2749 | Y | 1062.45 | 418.2749 | 1062.45
JCI-FXPCG26210 | 166553 | 1 | 134012 | Prog Controller w/ Disp, 17pt, 8 I / 9 O | JOHNSON CONTROLS NORTH AMERICAN PRODUCTS (JCI) | FX-PCG2621-0 | 1111.54 | 498.25 | N | 1111.54 | 1047.83 | 1111.54
JCI-FXPCG26210 | 166557 | 3 | 134012 | Prog Controller w/ Disp, 17pt, 8 I / 9 O | JOHNSON CONTROLS NORTH AMERICAN PRODUCTS (JCI) | FX-PCG2621-0 | 1111.54 | 662.98 | N | 1111.54 | 1047.83 | 1111.54
JCI-FXPCG26210 | 166559 | 1 | 134012 | Prog Controller w/ Disp, 17pt, 8 I / 9 O | JOHNSON CONTROLS NORTH AMERICAN PRODUCTS (JCI) | FX-PCG2621-0 | 1111.54 | 1047.83 | Y | 1111.54 | 1047.83 | 1111.54
JCI-FXPCG26210 | 166560 | 3 | 134012 | Prog Controller w/ Disp, 17pt, 8 I / 9 O | JOHNSON CONTROLS NORTH AMERICAN PRODUCTS (JCI) | FX-PCG2621-0 | 1111.54 | 782.312 | N | 1111.54 | 1047.83 | 1111.54
JCI-FXPCG26210 | 175890 | 3 | 134012 | Prog Controller w/ Disp, 17pt, 8 I / 9 O | JOHNSON CONTROLS NORTH AMERICAN PRODUCTS (JCI) | FX-PCG2621-0 | 1111.54 | 911.5883 | Y | 1111.54 | 1047.83 | 1111.54
JCI-FXPCT0 | 173042 | 1 | 134012 | Prog & Comm Tool on DVD | JOHNSON CONTROLS NORTH AMERICAN PRODUCTS (JCI) | FXPCT0 | 150.94 | 150.94 | N | 150.94 | 150.94 | 150.94
JCI-FXPCV16151 | 166557 | 3 | 134012 | VAV Controller Motor DPT 3UI 2BO BNE | JOHNSON CONTROLS NORTH AMERICAN PRODUCTS (JCI) | FX-PCV1615-1 | 0 | 205.5991 | N | 0 | 205.5991 | 205.5991
JCI-FXPCV16151 | 173042 | 1 | 134012 | VAV Controller Motor DPT 3UI 2BO BNE | JOHNSON CONTROLS NORTH AMERICAN PRODUCTS (JCI) | FX-PCV1615-1 | 0 | 137.01 | N | 0 | 205.5991 | 205.5991
JCI-FXPCV1630 USED-EMERGENCY COVID STOCK | 173042 | 8 | 168859 | JCI-FXPCV1630 USED-EMERGENCY COVID STOCK | *DO NOT USE* Paid with Divvy Card | JCI-FXPCV1630 USED-EMERGENCY COVID STOCK | 25 | 25 | N | 25 | 25 | 25
JCI-FXPCV19300 | 166561 | 1 | 134012 | VAV, DPT 3UI 3BO 2CO, BNET/IP | JOHNSON CONTROLS NORTH AMERICAN PRODUCTS (JCI) | FX-PCV1930-0 | 0 | 208.01 | N | 0 | 208.01 | 208.01
JCI-FXPCX27110 | 166557 | 2 | 134012 | Expansion Module 6pt 2UI/2UO/2RO | JOHNSON CONTROLS NORTH AMERICAN PRODUCTS (JCI) | FX-PCX2711-0 | 302.56 | 261.67 | N | 302.56 | 261.67 | 302.56
JCI-FXPCX27110 | 166559 | 1 | 134012 | Expansion Module 6pt 2UI/2UO/2RO | JOHNSON CONTROLS NORTH AMERICAN PRODUCTS (JCI) | FX-PCX2711-0 | 302.56 | 261.67 | Y | 302.56 | 261.67 | 302.56
JCI-FXPCX27110 | 166560 | 1 | 134012 | Expansion Module 6pt 2UI/2UO/2RO | JOHNSON CONTROLS NORTH AMERICAN PRODUCTS (JCI) | FX-PCX2711-0 | 302.56 | 223.04 | N | 302.56 | 261.67 | 302.56
JCI-FXPCX27110 | 166561 | 1 | 134012 | Expansion Module 6pt 2UI/2UO/2RO | JOHNSON CONTROLS NORTH AMERICAN PRODUCTS (JCI) | FX-PCX2711-0 | 302.56 | 223.04 | N | 302.56 | 261.67 | 302.56
JCI-FXPCX27210 | 166559 | 1 | 134012 | Expansion Module 10pt 8UI / 2AO | JOHNSON CONTROLS NORTH AMERICAN PRODUCTS (JCI) | FX-PCX2721-0 | 535.09 | 504.42 | Y | 535.09 | 504.42 | 535.09
JCI-FXPCX27210 | 166560 | 1 | 134012 | Expansion Module 10pt 8UI / 2AO | JOHNSON CONTROLS NORTH AMERICAN PRODUCTS (JCI) | FX-PCX2721-0 | 535.09 | 462.77 | Y | 535.09 | 504.42 | 535.09
JCI-FXPCX37210 | 166557 | 1 | 134012 | Expansion Module 16BI | JOHNSON CONTROLS NORTH AMERICAN PRODUCTS (JCI) | FX-PCX3721-0 | 595.66 | 192.21 | N | 595.66 | 226.74 | 595.66
JCI-FXPCX37210 | 166559 | 1 | 134012 | Expansion Module 16BI | JOHNSON CONTROLS NORTH AMERICAN PRODUCTS (JCI) | FX-PCX3721-0 | 595.66 | 226.74 | N | 595.66 | 226.74 | 595.66
JCI-FXPCX37210 | 166560 | 1 | 134012 | Expansion Module 16BI | JOHNSON CONTROLS NORTH AMERICAN PRODUCTS (JCI) | FX-PCX3721-0 | 595.66 | 184.26 | N | 595.66 | 226.74 | 595.66
JCI-FXPCX37210 | 166561 | 1 | 134012 | Expansion Module 16BI | JOHNSON CONTROLS NORTH AMERICAN PRODUCTS (JCI) | FX-PCX3721-0 | 595.66 | 221.34 | N | 595.66 | 226.74 | 595.66
JCI-FXPCX47110 | 166559 | 3 | 134012 | Expansion Module 17pt 6UI/2BI/2AO/4CO | JOHNSON CONTROLS NORTH AMERICAN PRODUCTS (JCI) | FX-PCX4711-0 | 669.77 | 651.1811 | Y | 669.77 | 673.47 | 673.47
JCI-FXPCX47110 | 166560 | 1 | 134012 | Expansion Module 17pt 6UI/2BI/2AO/4CO | JOHNSON CONTROLS NORTH AMERICAN PRODUCTS (JCI) | FX-PCX4711-0 | 669.77 | 399.48 | N | 669.77 | 673.47 | 673.47
JCI-FXPCX47110 | 173042 | 1 | 134012 | Expansion Module 17pt 6UI/2BI/2AO/4CO | JOHNSON CONTROLS NORTH AMERICAN PRODUCTS (JCI) | FX-PCX4711-0 | 669.77 | 579.25 | Y | 669.77 | 673.47 | 673.47
JCI-FXPCX47110 | 175883 | 1 | 134012 | Expansion Module 17pt 6UI/2BI/2AO/4CO | JOHNSON CONTROLS NORTH AMERICAN PRODUCTS (JCI) | FX-PCX4711-0 | 669.77 | 673.47 | N | 669.77 | 673.47 | 673.47
JCI-FXPCX47110 | 175891 | 1 | 134012 | Expansion Module 17pt 6UI/2BI/2AO/4CO | JOHNSON CONTROLS NORTH AMERICAN PRODUCTS (JCI) | FX-PCX4711-0 | 669.77 | 215.7436 | N | 669.77 | 673.47 | 673.47
JCI-FXSC8BASE0 | 166557 | 5 | 134012 | FX80 Supervisory Controller No License | JOHNSON CONTROLS NORTH AMERICAN PRODUCTS (JCI) | FX-SC8BASE-0 | 755.11 | 685.6752 | N | 755.11 | 711.83 | 755.11
JCI-FXSC8BASE0 | 166559 | 5 | 134012 | FX80 Supervisory Controller No License | JOHNSON CONTROLS NORTH AMERICAN PRODUCTS (JCI) | FX-SC8BASE-0 | 755.11 | 711.83 | Y | 755.11 | 711.83 | 755.11
JCI-FXSC8BASE0 | 166560 | 9 | 134012 | FX80 Supervisory Controller No License | JOHNSON CONTROLS NORTH AMERICAN PRODUCTS (JCI) | FX-SC8BASE-0 | 755.11 | 711.83 | N | 755.11 | 711.83 | 755.11
JCI-FXSC8BDWIFI0 | 10770 | 1 | 134012 | FX80 Base DISABLED WIFI | JOHNSON CONTROLS NORTH AMERICAN PRODUCTS (JCI) | FX-SC8BDWIFI-0 | 711.83 | 591.056 | N | 711.83 | 759.28 | 759.28
JCI-FXSC8BDWIFI0 | 166557 | 1 | 134012 | FX80 Base DISABLED WIFI | JOHNSON CONTROLS NORTH AMERICAN PRODUCTS (JCI) | FX-SC8BDWIFI-0 | 711.83 | 636.5896 | N | 711.83 | 759.28 | 759.28
JCI-FXSC8BDWIFI0 | 173042 | 3 | 134012 | FX80 Base DISABLED WIFI | JOHNSON CONTROLS NORTH AMERICAN PRODUCTS (JCI) | FX-SC8BDWIFI-0 | 711.83 | 687.76 | N | 711.83 | 759.28 | 759.28
JCI-FXSC8BDWIFI0 | 175883 | 1 | 134012 | FX80 Base DISABLED WIFI | JOHNSON CONTROLS NORTH AMERICAN PRODUCTS (JCI) | FX-SC8BDWIFI-0 | 711.83 | 759.28 | N | 711.83 | 759.28 | 759.28
JCI-FXSC8BDWIFI0 | 175890 | 1 | 134012 | FX80 Base DISABLED WIFI | JOHNSON CONTROLS NORTH AMERICAN PRODUCTS (JCI) | FX-SC8BDWIFI-0 | 711.83 | 670.9183 | N | 711.83 | 759.28 | 759.28
JCI-FXSC8CL0050 | 166559 | 1 | 134012 | FX80 Core 5 Dev/250pt (add Maint) | JOHNSON CONTROLS NORTH AMERICAN PRODUCTS (JCI) | FX-SC8CL005-0 | 307.64 | 307.64 | N | 307.64 | 307.64 | 307.64
JCI-FXSC8CL0250 | 166559 | 0 | 134012 | FX80 Core 25 Dev/1250pt (add Maint) | JOHNSON CONTROLS NORTH AMERICAN PRODUCTS (JCI) | FX-SC8CL025-0 | 754.34 | 728.83 | N | 754.34 | 728.83 | 754.34
JCI-FXSC8CL1000 | 175883 | 1 | 134012 | FX80 Core 100 Dev/5000pt (add Maint) | JOHNSON CONTROLS NORTH AMERICAN PRODUCTS (JCI) | FX-SC8CL100-0 | 2228.3301 | 2228.33 | N | 2228.3301 | 2228.33 | 2228.3301
JCI-FXSC8D005M10 | 166559 | 1 | 134012 | FX80 1-Yr SMA, 5-9 Dev. INIT. | JOHNSON CONTROLS NORTH AMERICAN PRODUCTS (JCI) | FX-SC8D005M1-0 | 48.54 | 48.54 | N | 48.54 | 48.54 | 48.54
JCI-FXSC8D005M30 | 166561 | 1 | 134012 | 3 YR SMA INITIAL | JOHNSON CONTROLS NORTH AMERICAN PRODUCTS (JCI) | FX-SC8D005M3-0 | 120.79 | 109.96 | N | 120.79 | 109.96 | 120.79
JCI-FXSC8D005M36 | 166559 | 1 | 134012 | 3 year software maintenance for FX80 | JOHNSON CONTROLS NORTH AMERICAN PRODUCTS (JCI) | FX-SC8D005M3-6 | 120.79 | 100.65 | N | 120.79 | 100.65 | 120.79
JCI-FXSC8D005M56 | 166561 | 1 | 134012 | FX80 5 DEVICE 5YR SMA | JOHNSON CONTROLS NORTH AMERICAN PRODUCTS (JCI) | FX-SC8D005M5-6 | 174.19 | 168.19 | N | 174.19 | 168.19 | 174.19
JCI-FXSC8D025M10 | 166559 | 2 | 134012 | FX80 1-Yr SMA, 25-99 Dev. INIT. | JOHNSON CONTROLS NORTH AMERICAN PRODUCTS (JCI) | FX-SC8D025M1-0 | 121.16 | 117.06 | N | 121.16 | 117.06 | 121.16
JCI-FXSC8D100M50 | 175883 | 1 | 134012 | FX80 5-Yr SMA, 100-199 Dev. INIT. | JOHNSON CONTROLS NORTH AMERICAN PRODUCTS (JCI) | FX-SC8D100M5-0 | 1447.24 | 1447.24 | N | 1447.24 | 1447.24 | 1447.24
JCI-FXSC8D200M10 | 166559 | 0 | 134012 | FX80 1-Yr SMA, 200 Dev. INIT. | JOHNSON CONTROLS NORTH AMERICAN PRODUCTS (JCI) | FX-SC8D200M1-0 | 570.77 | 599.235 | N | 570.77 | 599.235 | 599.235
JCI-FXSC8D200M50 | 166559 | 0 | 134012 | FX80 5-Yr SMA, 200 Dev. INIT. | JOHNSON CONTROLS NORTH AMERICAN PRODUCTS (JCI) | FX-SC8D200M5-0 | 2167.6001 | 2167.6001 | N | 2167.6001 | 2167.6001 | 2167.6001
JCI-FXSC8XD4850 | 166553 | 2 | 134012 | FX80 Dual RS-485 Expansion Module | JOHNSON CONTROLS NORTH AMERICAN PRODUCTS (JCI) | FX-SC8XD485-0 | 228.38 | 223.4475 | Y | 228.38 | 226.0425 | 228.38
JCI-FXSC8XD4850 | 166559 | 4 | 134012 | FX80 Dual RS-485 Expansion Module | JOHNSON CONTROLS NORTH AMERICAN PRODUCTS (JCI) | FX-SC8XD485-0 | 228.38 | 226.0425 | Y | 228.38 | 226.0425 | 228.38
JCI-FXSC8XD4850 | 166560 | 4 | 134012 | FX80 Dual RS-485 Expansion Module | JOHNSON CONTROLS NORTH AMERICAN PRODUCTS (JCI) | FX-SC8XD485-0 | 228.38 | 215.29 | Y | 228.38 | 226.0425 | 228.38
JCI-FXSC8XD4850 | 175883 | 2 | 134012 | FX80 Dual RS-485 Expansion Module | JOHNSON CONTROLS NORTH AMERICAN PRODUCTS (JCI) | FX-SC8XD485-0 | 228.38 | 224.615 | N | 228.38 | 226.0425 | 228.38
JCI-FXSC8XIOR340 | 166561 | 4 | 134012 | JACE-8 Remote 34-IO 16UI 10RO 8AO | JOHNSON CONTROLS NORTH AMERICAN PRODUCTS (JCI) | FX-SC8XIOR34-0 | 585.27 | 519.175 | N | 585.27 | 519.175 | 585.27
JCI-FXSC8XLON0 | 166553 | 2 | 134012 | LonWorks FX80 Exp Module | JOHNSON CONTROLS NORTH AMERICAN PRODUCTS (JCI) | FX-SC8XLON-0 | 228.38 | 205.2975 | Y | 228.38 | 225.755 | 228.38
JCI-FXSC8XLON0 | 166559 | 3 | 134012 | LonWorks FX80 Exp Module | JOHNSON CONTROLS NORTH AMERICAN PRODUCTS (JCI) | FX-SC8XLON-0 | 228.38 | 212.6624 | Y | 228.38 | 225.755 | 228.38
JCI-FXSC8XLON0 | 166560 | 3 | 134012 | LonWorks FX80 Exp Module | JOHNSON CONTROLS NORTH AMERICAN PRODUCTS (JCI) | FX-SC8XLON-0 | 228.38 | 210.4367 | Y | 228.38 | 225.755 | 228.38
JCI-FXSC8XLON0 | 175883 | 5 | 134012 | LonWorks FX80 Exp Module | JOHNSON CONTROLS NORTH AMERICAN PRODUCTS (JCI) | FX-SC8XLON-0 | 228.38 | 225.755 | N | 228.38 | 225.755 | 228.38
JCI-FXSC8XLON0 | 175888 | 1 | 134012 | LonWorks FX80 Exp Module | JOHNSON CONTROLS NORTH AMERICAN PRODUCTS (JCI) | FX-SC8XLON-0 | 228.38 | 140.7923 | N | 228.38 | 225.755 | 228.38
JCI-FXSC8XPS0 | 10770 | 5 | 134012 | FX80 Wall Power Supply | JOHNSON CONTROLS NORTH AMERICAN PRODUCTS (JCI) | FX-SC8XPS-0 | 49.73 | 48.5588 | Y | 49.73 | 48.5588 | 49.73
JCI-FXSC8XPS0 | 166553 | 1 | 134012 | FX80 Wall Power Supply | JOHNSON CONTROLS NORTH AMERICAN PRODUCTS (JCI) | FX-SC8XPS-0 | 49.73 | 45.0278 | Y | 49.73 | 48.5588 | 49.73
JCI-FXSC8XPS0 | 166559 | 1 | 134012 | FX80 Wall Power Supply | JOHNSON CONTROLS NORTH AMERICAN PRODUCTS (JCI) | FX-SC8XPS-0 | 49.73 | 46.88 | Y | 49.73 | 48.5588 | 49.73
JCI-FXSC8XPS0 | 166560 | 10 | 134012 | FX80 Wall Power Supply | JOHNSON CONTROLS NORTH AMERICAN PRODUCTS (JCI) | FX-SC8XPS-0 | 49.73 | 46.1616 | Y | 49.73 | 48.5588 | 49.73
JCI-FXSC8XPS0 | 166561 | 3 | 134012 | FX80 Wall Power Supply | JOHNSON CONTROLS NORTH AMERICAN PRODUCTS (JCI) | FX-SC8XPS-0 | 49.73 | 45.3393 | Y | 49.73 | 48.5588 | 49.73
JCI-FXSC8XPS0 | 175883 | 2 | 134012 | FX80 Wall Power Supply | JOHNSON CONTROLS NORTH AMERICAN PRODUCTS (JCI) | FX-SC8XPS-0 | 49.73 | 47.81 | N | 49.73 | 48.5588 | 49.73
JCI-FXSC8XPS0 | 175888 | 3 | 134012 | FX80 Wall Power Supply | JOHNSON CONTROLS NORTH AMERICAN PRODUCTS (JCI) | FX-SC8XPS-0 | 49.73 | 33.6274 | N | 49.73 | 48.5588 | 49.73
JCI-FXSC8XPS0 | 175890 | 4 | 134012 | FX80 Wall Power Supply | JOHNSON CONTROLS NORTH AMERICAN PRODUCTS (JCI) | FX-SC8XPS-0 | 49.73 | 45.29 | Y | 49.73 | 48.5588 | 49.73
JCI-FXSC8XPS0 | 175891 | 5 | 134012 | FX80 Wall Power Supply | JOHNSON CONTROLS NORTH AMERICAN PRODUCTS (JCI) | FX-SC8XPS-0 | 49.73 | 31.7349 | Y | 49.73 | 48.5588 | 49.73
JCI-FXSC9BASE0 | 10006 | 7 | 134012 | BAS Controller Supervisor 0 P 24V FX | JOHNSON CONTROLS NORTH AMERICAN PRODUCTS (JCI) | FX-SC9BASE-0 | 880.36 | 801.84 | Y | 880.36 | 859.4213 | 880.36
JCI-FXSC9BASE0 | 10008 | 5 | 134012 | BAS Controller Supervisor 0 P 24V FX | JOHNSON CONTROLS NORTH AMERICAN PRODUCTS (JCI) | FX-SC9BASE-0 | 880.36 | 801.84 | Y | 880.36 | 859.4213 | 880.36
JCI-FXSC9BASE0 | 10770 | 15 | 134012 | BAS Controller Supervisor 0 P 24V FX | JOHNSON CONTROLS NORTH AMERICAN PRODUCTS (JCI) | FX-SC9BASE-0 | 880.36 | 859.4213 | Y | 880.36 | 859.4213 | 880.36
JCI-FXSC9BASE0 | 166553 | 4 | 134012 | BAS Controller Supervisor 0 P 24V FX | JOHNSON CONTROLS NORTH AMERICAN PRODUCTS (JCI) | FX-SC9BASE-0 | 880.36 | 801.84 | Y | 880.36 | 859.4213 | 880.36
JCI-FXSC9BASE0 | 166557 | 2 | 134012 | BAS Controller Supervisor 0 P 24V FX | JOHNSON CONTROLS NORTH AMERICAN PRODUCTS (JCI) | FX-SC9BASE-0 | 880.36 | 771.5087 | Y | 880.36 | 859.4213 | 880.36
JCI-FXSC9BASE0 | 166559 | 3 | 134012 | BAS Controller Supervisor 0 P 24V FX | JOHNSON CONTROLS NORTH AMERICAN PRODUCTS (JCI) | FX-SC9BASE-0 | 880.36 | 832.7491 | Y | 880.36 | 859.4213 | 880.36
JCI-FXSC9BASE0 | 166560 | 2 | 134012 | BAS Controller Supervisor 0 P 24V FX | JOHNSON CONTROLS NORTH AMERICAN PRODUCTS (JCI) | FX-SC9BASE-0 | 880.36 | 817.2474 | Y | 880.36 | 859.4213 | 880.36
JCI-FXSC9BASE0 | 166561 | 7 | 134012 | BAS Controller Supervisor 0 P 24V FX | JOHNSON CONTROLS NORTH AMERICAN PRODUCTS (JCI) | FX-SC9BASE-0 | 880.36 | 836.1389 | Y | 880.36 | 859.4213 | 880.36
JCI-FXSC9BASE0 | 173042 | 4 | 134012 | BAS Controller Supervisor 0 P 24V FX | JOHNSON CONTROLS NORTH AMERICAN PRODUCTS (JCI) | FX-SC9BASE-0 | 880.36 | 821.5512 | Y | 880.36 | 859.4213 | 880.36
JCI-FXSC9BASE0 | 175883 | 1 | 134012 | BAS Controller Supervisor 0 P 24V FX | JOHNSON CONTROLS NORTH AMERICAN PRODUCTS (JCI) | FX-SC9BASE-0 | 880.36 | 846.5 | N | 880.36 | 859.4213 | 880.36
JCI-FXSC9BASE0 | 175888 | 3 | 134012 | BAS Controller Supervisor 0 P 24V FX | JOHNSON CONTROLS NORTH AMERICAN PRODUCTS (JCI) | FX-SC9BASE-0 | 880.36 | 801.84 | Y | 880.36 | 859.4213 | 880.36
JCI-FXSC9CL0100 | 166557 | 1 | 134012 | SW FX90 CORE LICENSE 10 DEV | JOHNSON CONTROLS NORTH AMERICAN PRODUCTS (JCI) | FX-SC9CL010-0 | 541.96 | 526.17 | N | 541.96 | 541.96 | 541.96
JCI-FXSC9CL0100 | 166559 | 1 | 134012 | SW FX90 CORE LICENSE 10 DEV | JOHNSON CONTROLS NORTH AMERICAN PRODUCTS (JCI) | FX-SC9CL010-0 | 541.96 | 541.96 | N | 541.96 | 541.96 | 541.96
JCI-FXSC9CL1000 | 166559 | 0 | 134012 | SW FX90 CORE LICENSE 100 DEV | JOHNSON CONTROLS NORTH AMERICAN PRODUCTS (JCI) | FX-SC9CL100-0 | 2261.9099 | 2261.91 | N | 2261.9099 | 2261.91 | 2261.91
JCI-FXSC9D010M10 | 166557 | 1 | 134012 | SW FX90 10 INIT SM 1YR | JOHNSON CONTROLS NORTH AMERICAN PRODUCTS (JCI) | FX-SC9D010M1-0 | 88.98 | 86.39 | N | 88.98 | 86.39 | 88.98
JCI-FXSC9D100M10 | 166559 | 0 | 134012 | SW FX90 100 INIT SM 1YR | JOHNSON CONTROLS NORTH AMERICAN PRODUCTS (JCI) | FX-SC9D100M1-0 | 369.59 | 369.59 | N | 369.59 | 369.59 | 369.59
JCI-FXSL0000 | 166560 | 1 | 134012 | N4 Server 0 Niagara Soft Jace Rel 14 | JOHNSON CONTROLS NORTH AMERICAN PRODUCTS (JCI) | FX-SL000-0 | 529.17 | 497.945 | N | 529.17 | 497.945 | 529.17
JCI-FXSL000M10 | 166560 | 1 | 134012 | N4 Server 0 Niagara Initial 1-Year M | JOHNSON CONTROLS NORTH AMERICAN PRODUCTS (JCI) | FX-SL000M1-0 | 99.06 | 90.72 | N | 99.06 | 90.72 | 99.06
JCI-FXSL0010 | 173042 | 1 | 134012 | N4 Server 1 Niagara Soft Jace Connec | JOHNSON CONTROLS NORTH AMERICAN PRODUCTS (JCI) | FX-SL001-0 | 657.62 | 657.62 | N | 657.62 | 657.62 | 657.62
JCI-FXSL0010 | 175888 | 3 | 134012 | N4 Server 1 Niagara Soft Jace Connec | JOHNSON CONTROLS NORTH AMERICAN PRODUCTS (JCI) | FX-SL001-0 | 657.62 | 602.26 | N | 657.62 | 657.62 | 657.62
JCI-FXSL001M16 | 175888 | 3 | 134012 | FX Server 1M yr upgrade maintenence | JOHNSON CONTROLS NORTH AMERICAN PRODUCTS (JCI) | FX-SL001M1-6 | 122.55 | 112.23 | N | 122.55 | 112.23 | 122.55
JCI-FXSL001M56 | 173042 | 1 | 134012 | License enabling 5 years of software ma | JOHNSON CONTROLS NORTH AMERICAN PRODUCTS (JCI) | FX-SL001M5-6 | 328.81 | 328.81 | N | 328.81 | 328.81 | 328.81
JCI-FXSL1000 | 175888 | 1 | 134012 | N4 FX Server 100 Niagara Connections | JOHNSON CONTROLS NORTH AMERICAN PRODUCTS (JCI) | FX-SL100-0 | 3114.04 | 3008.73 | N | 3114.04 | 3008.73 | 3114.04
JCI-FXSL100M36 | 175888 | 1 | 134012 | 3yr Maint FX 100 Network Connection | JOHNSON CONTROLS NORTH AMERICAN PRODUCTS (JCI) | FX-SL100M3-6 | 1214.89 | 1173.81 | N | 1214.89 | 1173.81 | 1214.89
JCI-FXSLDEMO0 | 10008 | 1 | 134012 | FX Workbench/Server Demo license | JOHNSON CONTROLS NORTH AMERICAN PRODUCTS (JCI) | FX-SLDEMO-0 | 326.63 | 315.58 | N | 326.63 | 315.58 | 326.63
JCI-FXSLDEMO0 | 175888 | 1 | 134012 | FX Workbench/Server Demo license | JOHNSON CONTROLS NORTH AMERICAN PRODUCTS (JCI) | FX-SLDEMO-0 | 326.63 | 299.13 | N | 326.63 | 315.58 | 326.63
JCI-FXSLDL0500 | 166560 | 1 | 134012 | N4 Server License 50 IP Devices | JOHNSON CONTROLS NORTH AMERICAN PRODUCTS (JCI) | FX-SLDL050-0 | 2259.3501 | 2069.14 | N | 2259.3501 | 2069.14 | 2259.3501
JCI-FXSLU0016 | 173042 | 1 | 134012 | 1 Additional Niagara Conn to FXServe | JOHNSON CONTROLS NORTH AMERICAN PRODUCTS (JCI) | FX-SLU001-6 | 244.87 | 236.59 | N | 244.87 | 236.59 | 244.87
JCI-FXWRZ78600 | 175883 | 0 | 134012 | 1 to1 Wireless Receiver FX-PCG/PCV | JOHNSON CONTROLS NORTH AMERICAN PRODUCTS (JCI) | FX-WRZ7860-0 | 109.83 | 99.56 | N | 109.83 | 99.56 | 109.83
JCI-FXWRZMTJ010 | 166561 | 7 | 134012 | Wireless,Override,F/C,Push Button,Di | JOHNSON CONTROLS NORTH AMERICAN PRODUCTS (JCI) | FXWRZMTJ010 | 225.23 | 225.23 | N | 225.23 | 225.23 | 225.23
JCI-FXWRZTTR000 | 166559 | 1 | 134012 | Wireless Roon Sensor PB Over No LCD | JOHNSON CONTROLS NORTH AMERICAN PRODUCTS (JCI) | FXWRZTTR000 | 100.25 | 100.25 | N | 100.25 | 100.25 | 100.25
JCI-FXZFR18101 | 166559 | 3 | 134012 | Wireless Field Bus System Coordinato | JOHNSON CONTROLS NORTH AMERICAN PRODUCTS (JCI) | FXZFR18101 | 249.03 | 249.03 | N | 249.03 | 249.03 | 249.03
JCI-FXZFRCBL0 | 166560 | 7 | 134012 | FX PC-VAV Splitter for SA Bus Handhe | JOHNSON CONTROLS NORTH AMERICAN PRODUCTS (JCI) | FXZFRCBL0 | 9.28 | 9.28 | N | 9.28 | 9.28 | 9.28
JCI-G20101 | 175891 | 1 | 134012 | GAGE 2" INDICATOR ON/OFF | JOHNSON CONTROLS NORTH AMERICAN PRODUCTS (JCI) | G-2010-1 | 142.65 | 10.61 | N | 142.65 | 10.61 | 142.65
JCI-G201011 | 175890 | 6 | 134012 | Air Pressure Gauge 2", 0-30psi | JOHNSON CONTROLS NORTH AMERICAN PRODUCTS (JCI) | G-2010-11 | 34.46 | 32.48 | N | 34.46 | 32.48 | 34.46
JCI-G20105 | 173042 | 1 | 134012 | GAUGE, PRESSURE, 0-30 PSI, | JOHNSON CONTROLS NORTH AMERICAN PRODUCTS (JCI) | G-2010-5 | 31.1 | 20.06 | N | 31.1 | 20.06 | 31.1
JCI-G765BAD1R | 173042 | 1 | 134012 | IGNITION CONTROL; REPLACEMENT IGNITI | JOHNSON CONTROLS NORTH AMERICAN PRODUCTS (JCI) | G765BAD-1R | 62.15 | 62.15 | N | 62.15 | 62.15 | 62.15
JCI-GEOWH003 | 166559 | 3 | 134012 | Geo WiFi White 7Day Prog Stat | JOHNSON CONTROLS NORTH AMERICAN PRODUCTS (JCI) | GEO-WH-003 | 104.24 | 89.9 | N | 104.24 | 89.9 | 104.24
JCI-GER281 | 166559 | 2 | 134012 | PINION GEAR | JOHNSON CONTROLS NORTH AMERICAN PRODUCTS (JCI) | GER28-1-BCS | 4.55 | 4.55 | N | 4.55 | 4.55 | 4.55
JCI-GRD101R | 10008 | 4 | 134012 | Wire Thermostat Guard | JOHNSON CONTROLS NORTH AMERICAN PRODUCTS (JCI) | GRD10-1R | 43.06 | 33.92 | N | 43.06 | 33.92 | 43.06
JCI-GRD10A600 | 166561 | 4 | 134012 | Wire Guard | JOHNSON CONTROLS NORTH AMERICAN PRODUCTS (JCI) | GRD10A-600 | 105.87 | 51.13 | N | 105.87 | 51.13 | 105.87
JCI-HE67N30N00W | 175888 | 1 | 134012 | HUM/TEMP SENSOR, 3, WALL MNT | JOHNSON CONTROLS NORTH AMERICAN PRODUCTS (JCI) | HE67N30N00W-BCS | 187.9999 | 187.9999 | N | 187.9999 | 187.9999 | 187.9999
JCI-HE68N21N00WS | 10510 | 1 | 134012 | Humidity Transmitter with Temperature Se | JOHNSON CONTROLS NORTH AMERICAN PRODUCTS (JCI) | HE-68N2-1N00WS | 306.33 | 262.84 | N | 306.33 | 262.84 | 306.33
JCI-HE68N30N00WS | 10510 | 1 | 134012 | 3 RH; Nickel Temp, Wall Mount, No Adj | JOHNSON CONTROLS NORTH AMERICAN PRODUCTS (JCI) | HE-68N3-0N00WS | 245.78 | 236.32 | Y | 245.78 | 236.32 | 245.78
JCI-HE68N30N00WS | 166559 | 1 | 134012 | 3 RH; Nickel Temp, Wall Mount, No Adj | JOHNSON CONTROLS NORTH AMERICAN PRODUCTS (JCI) | HE-68N3-0N00WS | 245.78 | 228.72 | Y | 245.78 | 236.32 | 245.78
JCI-HE68N31N00WS | 166560 | 2 | 134012 | 3 HUMID TRANS/TEMP SENS 1K NI | JOHNSON CONTROLS NORTH AMERICAN PRODUCTS (JCI) | HE-68N3-1N00WS | 263.24 | 238.61 | Y | 263.24 | 238.61 | 263.24
JCI-HE68P30N00WS | 166559 | 2 | 134012 | WALL MOUNT 3 RH PLATINUM TEMP NO ADJUST | JOHNSON CONTROLS NORTH AMERICAN PRODUCTS (JCI) | HE-68P3-0N00WS | 243.94 | 229.96 | Y | 243.94 | 229.96 | 243.94
JCI-HE69120NP0 | 10770 | 4 | 134012 | 2 Humidity Trans, 1k , Duct Probe | JOHNSON CONTROLS NORTH AMERICAN PRODUCTS (JCI) | HE-69120NP-0 | 251.32 | 239.28 | Y | 251.32 | 239.28 | 251.32
JCI-HE69130NP0 | 10510 | 2 | 134012 | DUCT PROBE, 3RH, NI TEMP | JOHNSON CONTROLS NORTH AMERICAN PRODUCTS (JCI) | HE-69130NP-0 | 222.33 | 220.7375 | Y | 222.33 | 222.33 | 222.33
JCI-HE69130NP0 | 10770 | 8 | 134012 | DUCT PROBE, 3RH, NI TEMP | JOHNSON CONTROLS NORTH AMERICAN PRODUCTS (JCI) | HE-69130NP-0 | 222.33 | 211.4945 | Y | 222.33 | 222.33 | 222.33
JCI-HE69130NP0 | 166560 | 2 | 134012 | DUCT PROBE, 3RH, NI TEMP | JOHNSON CONTROLS NORTH AMERICAN PRODUCTS (JCI) | HE-69130NP-0 | 222.33 | 215.96 | Y | 222.33 | 222.33 | 222.33
JCI-HE69130NP0 | 173042 | 2 | 134012 | DUCT PROBE, 3RH, NI TEMP | JOHNSON CONTROLS NORTH AMERICAN PRODUCTS (JCI) | HE-69130NP-0 | 222.33 | 222.33 | Y | 222.33 | 222.33 | 222.33
JCI-HE69130NP0 | 175888 | 0 | 134012 | DUCT PROBE, 3RH, NI TEMP | JOHNSON CONTROLS NORTH AMERICAN PRODUCTS (JCI) | HE-69130NP-0 | 222.33 | 220.7375 | N | 222.33 | 222.33 | 222.33
JCI-HL69158NP0 | 10770 | 1 | 134012 | DUCT PROBE RH CTRL NI1000 | JOHNSON CONTROLS NORTH AMERICAN PRODUCTS (JCI) | HL-69158NP-0 | 215.74 | 203.37 | N | 215.74 | 215.74 | 215.74
JCI-HL69158NP0 | 175883 | 2 | 134012 | DUCT PROBE RH CTRL NI1000 | JOHNSON CONTROLS NORTH AMERICAN PRODUCTS (JCI) | HL-69158NP-0 | 215.74 | 205.405 | Y | 215.74 | 215.74 | 215.74
JCI-HL69158NP0 | 175891 | 2 | 134012 | DUCT PROBE RH CTRL NI1000 | JOHNSON CONTROLS NORTH AMERICAN PRODUCTS (JCI) | HL-69158NP-0 | 215.74 | 215.74 | N | 215.74 | 215.74 | 215.74
JCI-HMXCBWIREEXT | 175883 | 3 | 134012 | VSD II W HARN | JOHNSON CONTROLS NORTH AMERICAN PRODUCTS (JCI) | HMX-CBWIREEXT | 67.72 | 58.9 | N | 67.72 | 58.9 | 67.72
JCI-HT68P30N000 | 175888 | 1 | 134012 | OA RH, 4-20mA, temp/dew pt. | JOHNSON CONTROLS NORTH AMERICAN PRODUCTS (JCI) | HT-68P3-0N000 | 585.82 | 449.12 | N | 585.82 | 449.12 | 585.82
JCI-HT69020NP0 | 10770 | 3 | 134012 | Wall mount RH Transmitter | JOHNSON CONTROLS NORTH AMERICAN PRODUCTS (JCI) | HT-69020NP-0 | 219.85 | 207.25 | Y | 219.85 | 207.25 | 219.85
JCI-HT69030NW0 | 173042 | 2 | 134012 | WALL TRNS 3RH; WALL TRANSMITTER 3R | JOHNSON CONTROLS NORTH AMERICAN PRODUCTS (JCI) | HT-69030NW-0 | 175.53 | 123.28 | N | 175.53 | 123.28 | 175.53
JCI-HX68P30N000U | 10770 | 5 | 134012 | OUTDOOR RH/ TEMP W/LOGO SENSOR | JOHNSON CONTROLS NORTH AMERICAN PRODUCTS (JCI) | HX-68P3-0N000U | 238.85 | 214.43 | N | 238.85 | 214.43 | 238.85
JCI-IO16H | 10510 | 1 | 134012 | 16 IO | JOHNSON CONTROLS NORTH AMERICAN PRODUCTS (JCI) | IO16H | 159.3 | 159.3 | N | 159.3 | 159.3 | 159.3
JCI-IO34H | 10510 | 2 | 134012 | 34 IO | JOHNSON CONTROLS NORTH AMERICAN PRODUCTS (JCI) | IO34H | 350.98 | 350.98 | N | 350.98 | 350.98 | 350.98
JCI-JC5384 | 166561 | 14 | 134012 | HYPODERMIC NEEDLES | JOHNSON CONTROLS NORTH AMERICAN PRODUCTS (JCI) | JC 5384-BCS | 2.99 | 2.54 | N | 2.99 | 2.99 | 2.99
JCI-JC5384 | 173042 | 8 | 134012 | HYPODERMIC NEEDLES | JOHNSON CONTROLS NORTH AMERICAN PRODUCTS (JCI) | JC 5384-BCS | 2.99 | 2.99 | N | 2.99 | 2.99 | 2.99
JCI-JC5384 | 175891 | 2 | 134012 | HYPODERMIC NEEDLES | JOHNSON CONTROLS NORTH AMERICAN PRODUCTS (JCI) | JC 5384-BCS | 2.99 | 2.99 | N | 2.99 | 2.99 | 2.99
JCI-JG13B020 | 166561 | 2 | 134012 | 120V, NC, SPR RETURN ACTUATOR | JOHNSON CONTROLS NORTH AMERICAN PRODUCTS (JCI) | JG13B020 | 60.34 | 36.2 | N | 60.34 | 36.2 | 60.34
JCI-JS2221G24A020 | 166559 | 3 | 134012 | 1/2" 2W, NO W/ 24V 2 POS ACT. | JOHNSON CONTROLS NORTH AMERICAN PRODUCTS (JCI) | JS2221G24A020 | 133.44 | 56.64 | N | 133.44 | 56.64 | 133.44
JCI-JT2211 | 10008 | 3 | 134012 | 1/2", SWT, 1.0Cv, 2WAY VALVE | JOHNSON CONTROLS NORTH AMERICAN PRODUCTS (JCI) | JT2211 | 31.67 | 14.5575 | N | 31.67 | 14.5575 | 31.67
JCI-JT2212 | 166561 | 6 | 134012 | 1/2" 2-WAY SWT ZV 2.5 CV | JOHNSON CONTROLS NORTH AMERICAN PRODUCTS (JCI) | JT2212 | 26.69 | 15.79 | N | 26.69 | 17.6635 | 26.69
JCI-JT2212 | 175891 | 7 | 134012 | 1/2" 2-WAY SWT ZV 2.5 CV | JOHNSON CONTROLS NORTH AMERICAN PRODUCTS (JCI) | JT2212 | 26.69 | 17.6635 | N | 26.69 | 17.6635 | 26.69
JCI-JT2213 | 166561 | 4 | 134012 | 1/2", SWT, 3.5Cv, 2 WAY VALVE | JOHNSON CONTROLS NORTH AMERICAN PRODUCTS (JCI) | JT2213 | 26.69 | 15.79 | N | 26.69 | 15.79 | 26.69
JCI-JT2213G13B020 | 166559 | 1 | 134012 | 1/2" 2 W ZONE VALVE W/120V ACT | JOHNSON CONTROLS NORTH AMERICAN PRODUCTS (JCI) | JT2213G13B020 | 89.56 | 43.78 | N | 89.56 | 43.78 | 89.56
JCI-JT2343 | 10008 | 7 | 134012 | 3/4" INV. FLARE ZONE VALVE, 2-WAY, 3.5CV | JOHNSON CONTROLS NORTH AMERICAN PRODUCTS (JCI) | JT2343 | 56.09 | 20.5571 | N | 56.09 | 20.5571 | 56.09
JCI-JT3213 | 166561 | 2 | 134012 | 1/2" 3-WAY SWT ZV 3.5 CV | JOHNSON CONTROLS NORTH AMERICAN PRODUCTS (JCI) | JT3213 | 34.38 | 20.58 | N | 34.38 | 20.58 | 34.38
JCI-JT3213G13B020 | 166559 | 1 | 134012 | 1/2" 3-W ZONE VALVE W/120V ACT | JOHNSON CONTROLS NORTH AMERICAN PRODUCTS (JCI) | JT3213G13B020 | 98.15 | 48.05 | N | 98.15 | 48.05 | 98.15
JCI-JT3315 | 10008 | 6 | 134012 | Valve, Zone | JOHNSON CONTROLS NORTH AMERICAN PRODUCTS (JCI) | JT3315-BCS | 23.9729 | 23.9729 | N | 23.9729 | 23.9729 | 23.9729
JCI-K16WT48H | 10510 | 8 | 134012 | THERMOCOUPLE; 48" HEAVY DUTY WITH F | JOHNSON CONTROLS NORTH AMERICAN PRODUCTS (JCI) | K16WT-48H-BCS | 27.7 | 27.1898 | Y | 27.7 | 27.1898 | 27.7
JCI-K16WT48H | 166561 | 2 | 134012 | THERMOCOUPLE; 48" HEAVY DUTY WITH F | JOHNSON CONTROLS NORTH AMERICAN PRODUCTS (JCI) | K16WT-48H-BCS | 27.7 | 19 | N | 27.7 | 27.1898 | 27.7
JCI-K16WT48H | 175891 | 3 | 133596 | THERMOCOUPLE; 48" HEAVY DUTY WITH F | BASO GAS PRODUCTS LLC | K16WT-48H-BCS | 27.7 | 26.467 | Y | 27.7 | 27.1898 | 27.7
JCI-K19AT18H | 173042 | 2 | 134012 | K19AT-18H THERMOCOUPLE; 18 SLIM | JOHNSON CONTROLS NORTH AMERICAN PRODUCTS (JCI) | K19AT-18H-BCS | 8.2817 | 6.5845 | N | 8.2817 | 6.5845 | 8.2817
JCI-K19AT24H | 10510 | 71 | 133596 | K19AT-24H THERMOCOUPLE; 24 SLIM | BASO GAS PRODUCTS LLC | K19AT-24H | 11.145 | 10.5681 | Y | 11.145 | 11.145 | 11.145
JCI-K19AT24H | 173042 | 9 | 133596 | K19AT-24H THERMOCOUPLE; 24 SLIM | BASO GAS PRODUCTS LLC | K19AT-24H | 11.145 | 11.145 | N | 11.145 | 11.145 | 11.145
JCI-K19AT24H | 175891 | 10 | 133596 | K19AT-24H THERMOCOUPLE; 24 SLIM | BASO GAS PRODUCTS LLC | K19AT-24H | 11.145 | 3.9408 | Y | 11.145 | 11.145 | 11.145
JCI-KIT21A602 | 166560 | 5 | 134012 | REPLACEMENT PADDLE | JOHNSON CONTROLS NORTH AMERICAN PRODUCTS (JCI) | KIT21A-602 | 5.09 | 4.8 | N | 5.09 | 4.8 | 5.09
JCI-KNB20A602R | 175888 | 7 | 134012 | KNOB | JOHNSON CONTROLS NORTH AMERICAN PRODUCTS (JCI) | KNB20A-602R | 2.7 | 2.6 | Y | 2.7 | 2.6 | 2.7
JCI-KNB26A600R | 175891 | 48 | 134012 | KNOB FOR T46JEA-1 | JOHNSON CONTROLS NORTH AMERICAN PRODUCTS (JCI) | KNB26A-600R | 12.87 | 7.12 | N | 12.87 | 7.12 | 12.87
JCI-LCBYP2000 | 10008 | 4 | 134012 | Verasys Bypass Damper Controller | JOHNSON CONTROLS NORTH AMERICAN PRODUCTS (JCI) | LC-BYP200-0 | 268.8 | 236.32 | N | 268.8 | 253.39 | 268.8
JCI-LCBYP2000 | 166561 | 1 | 134012 | Verasys Bypass Damper Controller | JOHNSON CONTROLS NORTH AMERICAN PRODUCTS (JCI) | LC-BYP200-0 | 268.8 | 236.32 | N | 268.8 | 253.39 | 268.8
JCI-LCBYP2000 | 175883 | 1 | 134012 | Verasys Bypass Damper Controller | JOHNSON CONTROLS NORTH AMERICAN PRODUCTS (JCI) | LC-BYP200-0 | 268.8 | 253.39 | N | 268.8 | 253.39 | 268.8
JCI-LCBYP2000 | 175891 | 2 | 134012 | Verasys Bypass Damper Controller | JOHNSON CONTROLS NORTH AMERICAN PRODUCTS (JCI) | LC-BYP200-0 | 268.8 | 153.2301 | N | 268.8 | 253.39 | 268.8
JCI-LCIOM1000 | 166560 | 1 | 134012 | Verasys Input/Output Module (IOM) | JOHNSON CONTROLS NORTH AMERICAN PRODUCTS (JCI) | LCIOM1000-BCS | 142.02 | 142.02 | N | 142.02 | 142.02 | 142.02
JCI-LCIOM37110 | 10008 | 1 | 134012 | ASSY VERASYS 12P IOM, 4UI | JOHNSON CONTROLS NORTH AMERICAN PRODUCTS (JCI) | LC-IOM3711-0 | 401.37 | 378.36 | N | 401.37 | 378.36 | 401.37
JCI-LCSBH2000 | 10008 | 9 | 134012 | Smart Building Hub | JOHNSON CONTROLS NORTH AMERICAN PRODUCTS (JCI) | LC-SBH200-0 | 746.07 | 736.3768 | N | 746.07 | 741.2234 | 746.07
JCI-LCSBH2000 | 166559 | 1 | 134012 | Smart Building Hub | JOHNSON CONTROLS NORTH AMERICAN PRODUCTS (JCI) | LC-SBH200-0 | 746.07 | 741.2234 | N | 746.07 | 741.2234 | 746.07
JCI-LCSBH2000 | 175891 | 1 | 134012 | Smart Building Hub | JOHNSON CONTROLS NORTH AMERICAN PRODUCTS (JCI) | LC-SBH200-0 | 746.07 | 469.198 | N | 746.07 | 741.2234 | 746.07
JCI-LCSBH3000 | 10008 | 5 | 134012 | VERASYS Smart Building Hub with power su | JOHNSON CONTROLS NORTH AMERICAN PRODUCTS (JCI) | LC-SBH300-0 | 988.53 | 928.0207 | Y | 988.53 | 928.0207 | 988.53
JCI-LCVAC10000 | 10006 | 1 | 134012 | VERASYS APPLICATION CONT; VERASYS 1 | JOHNSON CONTROLS NORTH AMERICAN PRODUCTS (JCI) | LC-VAC1000-0 | 295.93 | 260.18 | N | 295.93 | 260.18 | 295.93
JCI-LCVAC10000 | 10008 | 2 | 134012 | VERASYS APPLICATION CONT; VERASYS 1 | JOHNSON CONTROLS NORTH AMERICAN PRODUCTS (JCI) | LC-VAC1000-0 | 295.93 | 260.18 | N | 295.93 | 260.18 | 295.93
JCI-LCVAC10020 | 10008 | 2 | 134012 | Verasys I/O Controller 4BI/5AO/9BO | JOHNSON CONTROLS NORTH AMERICAN PRODUCTS (JCI) | LC-VAC1002-0 | 295.93 | 260.18 | N | 295.93 | 260.18 | 295.93
JCI-LCVZC1000 | 10008 | 4 | 134012 | Verasys Zone Coordinator VAV COBP | JOHNSON CONTROLS NORTH AMERICAN PRODUCTS (JCI) | LC-VZC100-0 | 262.53 | 230.81 | N | 262.53 | 230.81 | 262.53
JCI-LCVZC1000 | 175891 | 6 | 134012 | Verasys Zone Coordinator VAV COBP | JOHNSON CONTROLS NORTH AMERICAN PRODUCTS (JCI) | LC-VZC100-0 | 262.53 | 149.7574 | N | 262.53 | 230.81 | 262.53
JCI-LCVZCPNL0 | 10008 | 2 | 134012 | Controller, zone | JOHNSON CONTROLS NORTH AMERICAN PRODUCTS (JCI) | LC-VZCPNL-0 | 506.27 | 445.1 | N | 506.27 | 445.1 | 506.27
JCI-LCZEC4101 | 166559 | 2 | 134012 | CONFIGURABLE VAV CONTROLLER | JOHNSON CONTROLS NORTH AMERICAN PRODUCTS (JCI) | LC-ZEC410-1-BCS | 145.9 | 145.9 | N | 145.9 | 145.9 | 145.9
JCI-LCZEC4101 | 175891 | 6 | 134012 | CONFIGURABLE VAV CONTROLLER | JOHNSON CONTROLS NORTH AMERICAN PRODUCTS (JCI) | LC-ZEC410-1-BCS | 145.9 | 142.5546 | N | 145.9 | 145.9 | 145.9
JCI-LCZEC5101 | 10008 | 16 | 134012 | Verasys VAV Controller all fan types | JOHNSON CONTROLS NORTH AMERICAN PRODUCTS (JCI) | LC-ZEC510-1 | 279.23 | 245.5 | N | 279.23 | 245.5 | 279.23
JCI-LCZEC5101 | 175891 | 2 | 134012 | Verasys VAV Controller all fan types | JOHNSON CONTROLS NORTH AMERICAN PRODUCTS (JCI) | LC-ZEC510-1 | 279.23 | 0 | N | 279.23 | 245.5 | 279.23
JCI-LPFX07D50000C | 175888 | 1 | 134012 | FX07 CONTROLLER:NO COMM CARD | JOHNSON CONTROLS NORTH AMERICAN PRODUCTS (JCI) | LP-FX07D50-000C | 0 | 172.0408 | N | 0 | 172.0408 | 172.0408
JCI-LPFX07D51000C | 173042 | 2 | 134012 | FX07 N2 WITH DISPLAY | JOHNSON CONTROLS NORTH AMERICAN PRODUCTS (JCI) | LP-FX07D51-000C | 0 | 200 | N | 0 | 200 | 200
JCI-LPFX07D70000C | 175888 | 2 | 134012 | JOHNSON CONTROLS TEMP CONTROLLER FX07 24 | JOHNSON CONTROLS NORTH AMERICAN PRODUCTS (JCI) | LP-FX07D70-000C | 0 | 261.96 | N | 0 | 261.96 | 261.96
JCI-LPFX15D61000C | 175888 | 2 | 134012 | FX15 W/DISPLAY AND N2 | JOHNSON CONTROLS NORTH AMERICAN PRODUCTS (JCI) | LP-FX15D61-000C | 0 | 548.53 | N | 0 | 548.53 | 548.53
JCI-LPFX6011E1 | 175888 | 1 | 134012 | 128MB RAM N2 Web Cont (insert Ser# h | JOHNSON CONTROLS NORTH AMERICAN PRODUCTS (JCI) | LP-FX6011E-1 | 0 | 1910.3838 | N | 0 | 1910.3838 | 1910.3838
JCI-LPFX6011E1 | 175891 | 1 | 134012 | 128MB RAM N2 Web Cont (insert Ser# h | JOHNSON CONTROLS NORTH AMERICAN PRODUCTS (JCI) | LP-FX6011E-1 | 0 | 1872.0061 | N | 0 | 1910.3838 | 1910.3838
JCI-LPFX6021E1 | 175888 | 2 | 134012 | FX60 WITH BACNET MSTP (S/N HERE) | JOHNSON CONTROLS NORTH AMERICAN PRODUCTS (JCI) | LPFX6021E1-BCS | 2144.2979 | 2017.575 | N | 2144.2979 | 2144.2979 | 2144.2979
JCI-LPFX6021E1 | 175891 | 1 | 134012 | FX60 WITH BACNET MSTP (S/N HERE) | JOHNSON CONTROLS NORTH AMERICAN PRODUCTS (JCI) | LPFX6021E1-BCS | 2144.2979 | 2144.2979 | N | 2144.2979 | 2144.2979 | 2144.2979
JCI-LPFX7021N0 | 175891 | 2 | 134012 | FX70 W/BACnet MS/TP, 1GB RAM/1GB FLASH, | JOHNSON CONTROLS NORTH AMERICAN PRODUCTS (JCI) | LP-FX7021N-0 | 0 | 3403.8 | N | 0 | 3403.8 | 3403.8
JCI-LPFXMBREN0 | 175888 | 2 | 134012 | Monthly Support/Renewal Fee | JOHNSON CONTROLS NORTH AMERICAN PRODUCTS (JCI) | LP-FXMBREN-0 | 225.53 | 206.55 | N | 225.53 | 206.55 | 225.53
JCI-LPFXNDIO160 | 166559 | 1 | 134012 | I/O EXPANSION MODULE | JOHNSON CONTROLS NORTH AMERICAN PRODUCTS (JCI) | LP-FXNDIO16-0 | 178.6854 | 173.7 | N | 178.6854 | 178.6854 | 178.6854
JCI-LPFXNDIO160 | 173042 | 1 | 134012 | I/O EXPANSION MODULE | JOHNSON CONTROLS NORTH AMERICAN PRODUCTS (JCI) | LP-FXNDIO16-0 | 178.6854 | 178.6854 | N | 178.6854 | 178.6854 | 178.6854
JCI-LPFXNDIO160 | 175891 | 3 | 134012 | I/O EXPANSION MODULE | JOHNSON CONTROLS NORTH AMERICAN PRODUCTS (JCI) | LP-FXNDIO16-0 | 178.6854 | 178.6854 | N | 178.6854 | 178.6854 | 178.6854
JCI-LPFXNDIO340 | 175883 | 1 | 134012 | LP-FXNDIO34-0JCI | JOHNSON CONTROLS NORTH AMERICAN PRODUCTS (JCI) | LP-FXNDIO34-0 | 401.4099 | 401.41 | N | 401.4099 | 401.41 | 401.41
JCI-LPFXNDIO340 | 175891 | 4 | 134012 | LP-FXNDIO34-0JCI | JOHNSON CONTROLS NORTH AMERICAN PRODUCTS (JCI) | LP-FXNDIO34-0 | 401.4099 | 401.4099 | N | 401.4099 | 401.41 | 401.41
JCI-LPFXPM240 | 166559 | 2 | 134012 | FX20/60 Din Rail Power Supply 24 VAC | JOHNSON CONTROLS NORTH AMERICAN PRODUCTS (JCI) | LP-FXPM24-0 | 0 | 105.64 | N | 0 | 115.34 | 115.34
JCI-LPFXPM240 | 166561 | 3 | 134012 | FX20/60 Din Rail Power Supply 24 VAC | JOHNSON CONTROLS NORTH AMERICAN PRODUCTS (JCI) | LP-FXPM24-0 | 0 | 115.34 | N | 0 | 115.34 | 115.34
JCI-LPFXPM240 | 175888 | 1 | 134012 | FX20/60 Din Rail Power Supply 24 VAC | JOHNSON CONTROLS NORTH AMERICAN PRODUCTS (JCI) | LP-FXPM24-0 | 0 | 110.1747 | N | 0 | 115.34 | 115.34
JCI-LPFXPM2630 | 166559 | 1 | 134012 | Power Module, Din Rail Mount for FX2 | JOHNSON CONTROLS NORTH AMERICAN PRODUCTS (JCI) | LP-FXPM263-0 | 110.38 | 105.65 | N | 110.38 | 110.38 | 110.38
JCI-LPFXPM2630 | 166560 | 1 | 134012 | Power Module, Din Rail Mount for FX2 | JOHNSON CONTROLS NORTH AMERICAN PRODUCTS (JCI) | LP-FXPM263-0 | 110.38 | 100.71 | N | 110.38 | 110.38 | 110.38
JCI-LPFXPM2630 | 166561 | 2 | 134012 | Power Module, Din Rail Mount for FX2 | JOHNSON CONTROLS NORTH AMERICAN PRODUCTS (JCI) | LP-FXPM263-0 | 110.38 | 110.38 | N | 110.38 | 110.38 | 110.38
JCI-LPFXPM2630 | 173042 | 1 | 134012 | Power Module, Din Rail Mount for FX2 | JOHNSON CONTROLS NORTH AMERICAN PRODUCTS (JCI) | LP-FXPM263-0 | 110.38 | 106.85 | N | 110.38 | 110.38 | 110.38
JCI-LPFXPM2630 | 175888 | 1 | 134012 | Power Module, Din Rail Mount for FX2 | JOHNSON CONTROLS NORTH AMERICAN PRODUCTS (JCI) | LP-FXPM263-0 | 110.38 | 105.36 | N | 110.38 | 110.38 | 110.38
JCI-LPFXPMUS0 | 166560 | 3 | 134012 | FX30/60 Plug-In Power Supply 90-240 | JOHNSON CONTROLS NORTH AMERICAN PRODUCTS (JCI) | LP-FXPMUS-0 | 27.62 | 25.995 | N | 27.62 | 40.95 | 40.95
JCI-LPFXPMUS0 | 173042 | 1 | 134012 | FX30/60 Plug-In Power Supply 90-240 | JOHNSON CONTROLS NORTH AMERICAN PRODUCTS (JCI) | LP-FXPMUS-0 | 27.62 | 27.62 | N | 27.62 | 40.95 | 40.95
JCI-LPFXPMUS0 | 175883 | 4 | 134012 | FX30/60 Plug-In Power Supply 90-240 | JOHNSON CONTROLS NORTH AMERICAN PRODUCTS (JCI) | LP-FXPMUS-0 | 27.62 | 40.95 | N | 27.62 | 40.95 | 40.95
JCI-LPFXPMUS0 | 175891 | 4 | 134012 | FX30/60 Plug-In Power Supply 90-240 | JOHNSON CONTROLS NORTH AMERICAN PRODUCTS (JCI) | LP-FXPMUS-0 | 27.62 | 26.7321 | N | 27.62 | 40.95 | 40.95
JCI-LPFXRIO160 | 166559 | 1 | 134012 | 16 CHN IO; FX 22,62,70 8UI 4RLY 0-10 | JOHNSON CONTROLS NORTH AMERICAN PRODUCTS (JCI) | LP-FXRIO16-0 | 0 | 239.32 | N | 0 | 253.5 | 253.5
JCI-LPFXRIO160 | 166561 | 1 | 134012 | 16 CHN IO; FX 22,62,70 8UI 4RLY 0-10 | JOHNSON CONTROLS NORTH AMERICAN PRODUCTS (JCI) | LP-FXRIO16-0 | 0 | 253.5 | N | 0 | 253.5 | 253.5
JCI-LPFXRS4850 | 166557 | 2 | 134012 | FX20/60 Dual RS-485 Card | JOHNSON CONTROLS NORTH AMERICAN PRODUCTS (JCI) | LP-FXRS485-0 | 157.41 | 157.41 | N | 157.41 | 157.41 | 157.41
JCI-LPFXRS4850 | 175891 | 4 | 134012 | FX20/60 Dual RS-485 Card | JOHNSON CONTROLS NORTH AMERICAN PRODUCTS (JCI) | LP-FXRS485-0 | 157.41 | 152.6265 | N | 157.41 | 157.41 | 157.41
JCI-LPFXVMA111C | 166561 | 2 | 134012 | FX VAV Controller w/ Motor & DPT N2 | JOHNSON CONTROLS NORTH AMERICAN PRODUCTS (JCI) | LPFXVMA111C-BCS | 282.04 | 282.04 | N | 282.04 | 282.04 | 282.04
JCI-LPFXVMA111C | 175888 | 2 | 134012 | FX VAV Controller w/ Motor & DPT N2 | JOHNSON CONTROLS NORTH AMERICAN PRODUCTS (JCI) | LPFXVMA111C-BCS | 282.04 | 237.3625 | N | 282.04 | 282.04 | 282.04
JCI-LPFXVMA141C | 166561 | 1 | 134012 | FX VAV Controller w/ Motor & DPT BAC | JOHNSON CONTROLS NORTH AMERICAN PRODUCTS (JCI) | LPFXVMA141C-BCS | 293.63 | 293.63 | N | 293.63 | 293.63 | 293.63
JCI-LPFXYAREN0 | 166557 | 1 | 134012 | Annual ABCS Workbench Renewal Exp Oc | JOHNSON CONTROLS NORTH AMERICAN PRODUCTS (JCI) | LP-FXYAREN-0 | 3957.79 | 3624.6 | N | 3957.79 | 3624.6 | 3957.79
JCI-LPKIT005005A | 173042 | 1 | 134012 | MOUNTING BRACKET FOR FX05, FOOT MOUN | JOHNSON CONTROLS NORTH AMERICAN PRODUCTS (JCI) | LP-KIT005-005A | 5.25 | 5.25 | N | 5.25 | 5.25 | 5.25
JCI-LPKIT006010C | 173042 | 1 | 134012 | OBSOLETE FX PART | JOHNSON CONTROLS NORTH AMERICAN PRODUCTS (JCI) | JCI-LPKIT006010C | 50.61 | 50.61 | N | 50.61 | 50.61 | 50.61
JCI-LPKIT007000C | 173042 | 1 | 134012 | Interface Cable for MUI to FX15 Clas | JOHNSON CONTROLS NORTH AMERICAN PRODUCTS (JCI) | LP-KIT007-000C | 23.75 | 23.75 | N | 23.75 | 23.75 | 23.75
JCI-LPKIT007020C | 173042 | 1 | 134012 | COMM CONNECTOR KIT FOR; COMM CONNECT | JOHNSON CONTROLS NORTH AMERICAN PRODUCTS (JCI) | LP-KIT007-020C | 26.32 | 26.32 | N | 26.32 | 26.32 | 26.32
JCI-LPKIT007100C | 173042 | 1 | 134012 | CONNECTOR KIT FOR FX07 | JOHNSON CONTROLS NORTH AMERICAN PRODUCTS (JCI) | LP-KIT007-100C | 0 | 24.1 | N | 0 | 24.1 | 24.1
JCI-LPKITFX2BAT0 | 173042 | 2 | 134012 | Replacment NiMH Battery Pack for FX2 | JOHNSON CONTROLS NORTH AMERICAN PRODUCTS (JCI) | LP-KITFX2BAT-0 | 27.72 | 27.72 | N | 27.72 | 27.72 | 27.72
JCI-LPNRM611000C | 173042 | 3 | 134012 | NRM W/O DISPLAY | JOHNSON CONTROLS NORTH AMERICAN PRODUCTS (JCI) | LP-NRM611-000C | 112.48 | 112.48 | N | 112.48 | 112.48 | 112.48
JCI-LPXM07X01000C | 166559 | 1 | 134012 | FX I/O MODULE | JOHNSON CONTROLS NORTH AMERICAN PRODUCTS (JCI) | LP-XM07X01-000C-BCS | 160.65 | 160.65 | N | 160.65 | 160.65 | 160.65
JCI-LPXM07X51000C | 166559 | 1 | 134012 | FX I/O MODULE | JOHNSON CONTROLS NORTH AMERICAN PRODUCTS (JCI) | LP-XM07X51-000C-BCS | 185.85 | 185.85 | N | 185.85 | 185.85 | 185.85
JCI-LPXP91D03000C | 166559 | 1 | 134012 | 8 BO EXPANSION MODULE | JOHNSON CONTROLS NORTH AMERICAN PRODUCTS (JCI) | LP-XP91D03-000C | 0 | 97.65 | N | 0 | 97.65 | 97.65
JCI-LPXP91D04000C | 166559 | 1 | 134012 | EXPANSION BOARD: 4 DIS, 4 DOS | JOHNSON CONTROLS NORTH AMERICAN PRODUCTS (JCI) | LP-XP91D04-000C-BCS | 148.69 | 148.69 | N | 148.69 | 148.69 | 148.69
JCI-LPXP91D04000C | 175888 | 1 | 134012 | EXPANSION BOARD: 4 DIS, 4 DOS | JOHNSON CONTROLS NORTH AMERICAN PRODUCTS (JCI) | LP-XP91D04-000C-BCS | 148.69 | 135.18 | N | 148.69 | 148.69 | 148.69
JCI-LPXP91D07000C | 166559 | 1 | 134012 | 4 RELAY DO EXPANSION MODULE | JOHNSON CONTROLS NORTH AMERICAN PRODUCTS (JCI) | LP-XP91D07-000C-BCS | 103.51 | 103.51 | N | 103.51 | 103.51 | 103.51
JCI-LXVAVLF1 | 166557 | 1 | 134012 | LON ASC VAV Controller 4UI 4DO 2AO F | JOHNSON CONTROLS NORTH AMERICAN PRODUCTS (JCI) | LXVAVLF1 | 290.28 | 290.28 | Y | 290.28 | 290.28 | 290.28
JCI-M4CGM090900 | 173042 | 3 | 175102 | 18 PT CNTL GENPRP; MSTP; 18 PT CNTL | OUT OF CONTROLS,LLC | M4-CGM09090-0 | 608.4 | 771.1 | N | 608.4 | 771.1 | 771.1
JCI-M4CVM030500 | 173042 | 0 | 175618 | 8 PT VAV ACT DPT; MSTP; 8PT CNTL VAV | Local Boston Branch JCI | JCI-M4CVM030500 | 348.9 | 400 | Y | 348.9 | 400 | 400
JCI-M9000151 | 175883 | 3 | 134012 | BASE MOUNT LINKAGE KIT | JOHNSON CONTROLS NORTH AMERICAN PRODUCTS (JCI) | M9000-151 | 112.1 | 60.41 | N | 112.1 | 60.41 | 112.1
JCI-M9000153 | 175883 | 11 | 134012 | ACTUATOR CRANK ARM KIT | JOHNSON CONTROLS NORTH AMERICAN PRODUCTS (JCI) | M9000-153 | 13.81 | 12.08 | N | 13.81 | 12.08 | 13.81
JCI-M9000170 | 173042 | 1 | 134012 | Remote Mount Kit M92x0 Horiz w/crank | JOHNSON CONTROLS NORTH AMERICAN PRODUCTS (JCI) | M9000-170 | 51.71 | 1 | N | 51.71 | 25.19 | 51.71
JCI-M9000170 | 175888 | 2 | 134012 | Remote Mount Kit M92x0 Horiz w/crank | JOHNSON CONTROLS NORTH AMERICAN PRODUCTS (JCI) | M9000-170 | 51.71 | 25.19 | N | 51.71 | 25.19 | 51.71
JCI-M9000171 | 173042 | 1 | 134012 | MountingKit M92X0 Vertical | JOHNSON CONTROLS NORTH AMERICAN PRODUCTS (JCI) | M9000-171 | 51.71 | 1 | N | 51.71 | 48.75 | 51.71
JCI-M9000171 | 175891 | 1 | 134012 | MountingKit M92X0 Vertical | JOHNSON CONTROLS NORTH AMERICAN PRODUCTS (JCI) | M9000-171 | 51.71 | 48.75 | Y | 51.71 | 48.75 | 51.71
JCI-M9000320 | 166559 | 1 | 134012 | Weather proof enclosure M9200 series | JOHNSON CONTROLS NORTH AMERICAN PRODUCTS (JCI) | M9000-320 | 276.32 | 260.48 | N | 276.32 | 260.48 | 276.32
JCI-M9000322 | 166559 | 4 | 134012 | NEMA4X / IP66/67 Enc. for M9310 | JOHNSON CONTROLS NORTH AMERICAN PRODUCTS (JCI) | M9000-322 | 218.72 | 166.9083 | Y | 218.72 | 166.9083 | 218.72
JCI-M9000323 | 166559 | 1 | 134012 | NEMA4X/IP66 for M9320/9335 | JOHNSON CONTROLS NORTH AMERICAN PRODUCTS (JCI) | M9000-323 | 576.53 | 106 | N | 576.53 | 106 | 576.53
JCI-M9000517 | 166557 | 1 | 134012 | LINKAGE KIT FOR 2" SPRING RT. BV | JOHNSON CONTROLS NORTH AMERICAN PRODUCTS (JCI) | M9000517-BCS | 46.31 | 46.31 | Y | 46.31 | 46.31 | 46.31
JCI-M9000519 | 166561 | 1 | 134012 | BALL VALVE LINKAGE | JOHNSON CONTROLS NORTH AMERICAN PRODUCTS (JCI) | M9000-519 | 93.9 | 48.16 | N | 93.9 | 96.32 | 96.32
JCI-M9000519 | 175890 | 2 | 134012 | BALL VALVE LINKAGE | JOHNSON CONTROLS NORTH AMERICAN PRODUCTS (JCI) | M9000-519 | 93.9 | 96.32 | N | 93.9 | 96.32 | 96.32
JCI-M9000560 | 175890 | 1 | 134012 | BALL VALVE LINKAGE KIT | JOHNSON CONTROLS NORTH AMERICAN PRODUCTS (JCI) | M9000-560 | 13.94 | 14.0925 | Y | 13.94 | 14.0925 | 14.0925
JCI-M9000604 | 175883 | 1 | 134012 | ANTI-ROTATION BRACKET | JOHNSON CONTROLS NORTH AMERICAN PRODUCTS (JCI) | M9000-604 | 11.17 | 9.76 | N | 11.17 | 9.76 | 11.17
JCI-M9000700 | 166557 | 4 | 134012 | Universal BV Linkage VA9104 VA9208 | JOHNSON CONTROLS NORTH AMERICAN PRODUCTS (JCI) | M9000-700 | 29.82 | 10.6 | Y | 29.82 | 13.72 | 29.82
JCI-M9000700 | 166559 | 4 | 134012 | Universal BV Linkage VA9104 VA9208 | JOHNSON CONTROLS NORTH AMERICAN PRODUCTS (JCI) | M9000-700 | 29.82 | 13.72 | N | 29.82 | 13.72 | 29.82
JCI-M9000700 | 166560 | 5 | 134012 | Universal BV Linkage VA9104 VA9208 | JOHNSON CONTROLS NORTH AMERICAN PRODUCTS (JCI) | M9000-700 | 29.82 | 10.97 | Y | 29.82 | 13.72 | 29.82
JCI-M9000700 | 166561 | 14 | 134012 | Universal BV Linkage VA9104 VA9208 | JOHNSON CONTROLS NORTH AMERICAN PRODUCTS (JCI) | M9000-700 | 29.82 | 10.97 | N | 29.82 | 13.72 | 29.82
JCI-M9000700 | 175891 | 3 | 134012 | Universal BV Linkage VA9104 VA9208 | JOHNSON CONTROLS NORTH AMERICAN PRODUCTS (JCI) | M9000-700 | 29.82 | 10.145 | N | 29.82 | 13.72 | 29.82
JCI-M9101AGACR01D | 175883 | 3 | 134012 | Damper Actuator, 24V, 10inLb, 45 Degree | JOHNSON CONTROLS NORTH AMERICAN PRODUCTS (JCI) | JCI-M9101AGACR01D | 0 | 90.21 | N | 0 | 90.21 | 90.21
JCI-M9104AGA3S | 166557 | 1 | 134012 | Rotary Actuator 35#, NSR, Floating, | JOHNSON CONTROLS NORTH AMERICAN PRODUCTS (JCI) | M9104-AGA-3S | 65.09 | 42.77 | Y | 65.09 | 42.77 | 65.09
JCI-M9104AGA3S | 166560 | 1 | 134012 | Rotary Actuator 35#, NSR, Floating, | JOHNSON CONTROLS NORTH AMERICAN PRODUCTS (JCI) | M9104-AGA-3S | 65.09 | 37.38 | N | 65.09 | 42.77 | 65.09
JCI-M9104AGP2S | 166561 | 0 | 134012 | 35 IN LB,Floater,W/Pickup tubes VAV | JOHNSON CONTROLS NORTH AMERICAN PRODUCTS (JCI) | M9104-AGP-2S | 160.86 | 160.86 | Y | 160.86 | 160.86 | 160.86
JCI-M9104GGA2S | 10008 | 1 | 134012 | 35IN LB 0(2-10)VDC MOD DAMP ACT | JOHNSON CONTROLS NORTH AMERICAN PRODUCTS (JCI) | M9104-GGA-2S | 118.58 | 104.26 | N | 118.58 | 118.58 | 118.58
JCI-M9104GGA2S | 166560 | 18 | 134012 | 35IN LB 0(2-10)VDC MOD DAMP ACT | JOHNSON CONTROLS NORTH AMERICAN PRODUCTS (JCI) | M9104-GGA-2S | 118.58 | 118.58 | Y | 118.58 | 118.58 | 118.58
JCI-M9104GGA3S | 10770 | 3 | 134012 | Rotary Actuator 35#, NSR, 0-10vdc, 2 | JOHNSON CONTROLS NORTH AMERICAN PRODUCTS (JCI) | M9104-GGA-3S | 116.72 | 110.03 | Y | 116.72 | 110.03 | 116.72
JCI-M9104IGA2S | 175883 | 5 | 134012 | DAMPER ACTUATOR 4 NM NSR | JOHNSON CONTROLS NORTH AMERICAN PRODUCTS (JCI) | M9104-IGA-2S | 87.16 | 84.27 | N | 87.16 | 84.27 | 87.16
JCI-M9106AGA2N02 | 166561 | 1 | 134012 | ROTARY ACTUATOR; ROTARY ACTUATOR | JOHNSON CONTROLS NORTH AMERICAN PRODUCTS (JCI) | M9106AGA2N02 | 73.38 | 73.38 | N | 73.38 | 73.38 | 73.38
JCI-M9106AGA2N02 | 175883 | 4 | 134012 | ROTARY ACTUATOR; ROTARY ACTUATOR | JOHNSON CONTROLS NORTH AMERICAN PRODUCTS (JCI) | M9106AGA2N02 | 73.38 | 69.03 | N | 73.38 | 73.38 | 73.38
JCI-M9108AGA2 | 166560 | 4 | 134012 | M9108AGA2 Actuator 70#- On/Off | JOHNSON CONTROLS NORTH AMERICAN PRODUCTS (JCI) | M9108-AGA-2 | 150.17 | 108.74 | Y | 150.17 | 108.74 | 150.17
JCI-M9108AGA2 | 166561 | 3 | 134012 | M9108AGA2 Actuator 70#- On/Off | JOHNSON CONTROLS NORTH AMERICAN PRODUCTS (JCI) | M9108-AGA-2 | 150.17 | 108.14 | N | 150.17 | 108.74 | 150.17
JCI-M9108GGA2 | 166559 | 5 | 134012 | Damper Actuator 70#, NSR, 0-10vdc, 24v | JOHNSON CONTROLS NORTH AMERICAN PRODUCTS (JCI) | M9108-GGA-2 | 235.61 | 229.5765 | Y | 235.61 | 229.5765 | 235.61
JCI-M9108GGA2 | 166560 | 2 | 134012 | Damper Actuator 70#, NSR, 0-10vdc, 24v | JOHNSON CONTROLS NORTH AMERICAN PRODUCTS (JCI) | M9108-GGA-2 | 235.61 | 199.89 | Y | 235.61 | 229.5765 | 235.61
JCI-M9108GGA2 | 166561 | 0 | 134012 | Damper Actuator 70#, NSR, 0-10vdc, 24v | JOHNSON CONTROLS NORTH AMERICAN PRODUCTS (JCI) | M9108-GGA-2 | 235.61 | 210.995 | Y | 235.61 | 229.5765 | 235.61
JCI-M9108GGA2 | 175883 | 3 | 134012 | Damper Actuator 70#, NSR, 0-10vdc, 24v | JOHNSON CONTROLS NORTH AMERICAN PRODUCTS (JCI) | M9108-GGA-2 | 235.61 | 226.54 | N | 235.61 | 229.5765 | 235.61
JCI-M9108GGA2 | 175890 | 8 | 134012 | Damper Actuator 70#, NSR, 0-10vdc, 24v | JOHNSON CONTROLS NORTH AMERICAN PRODUCTS (JCI) | M9108-GGA-2 | 235.61 | 177.68 | Y | 235.61 | 229.5765 | 235.61
JCI-M9108GGA2 | 175891 | 3 | 134012 | Damper Actuator 70#, NSR, 0-10vdc, 24v | JOHNSON CONTROLS NORTH AMERICAN PRODUCTS (JCI) | M9108-GGA-2 | 235.61 | 177.68 | Y | 235.61 | 229.5765 | 235.61
JCI-M9108HGA2 | 175891 | 2 | 134012 | M9108-HGA-2 24V Actuator 70# | JOHNSON CONTROLS NORTH AMERICAN PRODUCTS (JCI) | M9108-HGA-2 | 242.8 | 176.6933 | N | 242.8 | 176.6933 | 242.8
JCI-M9116AGA2 | 166560 | 1 | 134012 | DDC ACTUATOR 140 IN-LB 24VAC | JOHNSON CONTROLS NORTH AMERICAN PRODUCTS (JCI) | M9116-AGA-2 | 344.41 | 130.3178 | N | 344.41 | 331.16 | 344.41
JCI-M9116AGA2 | 175883 | 4 | 134012 | DDC ACTUATOR 140 IN-LB 24VAC | JOHNSON CONTROLS NORTH AMERICAN PRODUCTS (JCI) | M9116-AGA-2 | 344.41 | 331.16 | N | 344.41 | 331.16 | 344.41
JCI-M9116GGA2 | 166553 | 1 | 134012 | ELECTRIC MOTOR ACTUATOR; 140 IN-LB/16NM; | JOHNSON CONTROLS NORTH AMERICAN PRODUCTS (JCI) | M9116-GGA-2 | 344.41 | 326.8321 | Y | 344.41 | 331.9109 | 344.41
JCI-M9116GGA2 | 166559 | 4 | 134012 | ELECTRIC MOTOR ACTUATOR; 140 IN-LB/16NM; | JOHNSON CONTROLS NORTH AMERICAN PRODUCTS (JCI) | M9116-GGA-2 | 344.41 | 331.9109 | Y | 344.41 | 331.9109 | 344.41
JCI-M9116GGA2 | 166560 | 2 | 134012 | ELECTRIC MOTOR ACTUATOR; 140 IN-LB/16NM; | JOHNSON CONTROLS NORTH AMERICAN PRODUCTS (JCI) | M9116-GGA-2 | 344.41 | 302.3922 | Y | 344.41 | 331.9109 | 344.41
JCI-M9116GGA2 | 175883 | 1 | 134012 | ELECTRIC MOTOR ACTUATOR; 140 IN-LB/16NM; | JOHNSON CONTROLS NORTH AMERICAN PRODUCTS (JCI) | M9116-GGA-2 | 344.41 | 331.16 | N | 344.41 | 331.9109 | 344.41
JCI-M9116HGA2 | 166559 | 3 | 134012 | ELECTRIC MOTOR ACTUATOR; 140 IN-LB/1 | JOHNSON CONTROLS NORTH AMERICAN PRODUCTS (JCI) | M9116-HGA-2 | 343.06 | 336.5067 | N | 343.06 | 336.5067 | 343.06
JCI-M9124AGA2 | 166553 | 3 | 134012 | Elec Motor Actuator 210# Floating/On | JOHNSON CONTROLS NORTH AMERICAN PRODUCTS (JCI) | M9124-AGA-2 | 404.21 | 244.7645 | N | 404.21 | 292.9022 | 404.21
JCI-M9124AGA2 | 166557 | 1 | 134012 | Elec Motor Actuator 210# Floating/On | JOHNSON CONTROLS NORTH AMERICAN PRODUCTS (JCI) | M9124-AGA-2 | 404.21 | 222.415 | Y | 404.21 | 292.9022 | 404.21
JCI-M9124AGA2 | 166560 | 3 | 134012 | Elec Motor Actuator 210# Floating/On | JOHNSON CONTROLS NORTH AMERICAN PRODUCTS (JCI) | M9124-AGA-2 | 404.21 | 292.9022 | Y | 404.21 | 292.9022 | 404.21
JCI-M9124AGA2 | 166561 | 1 | 134012 | Elec Motor Actuator 210# Floating/On | JOHNSON CONTROLS NORTH AMERICAN PRODUCTS (JCI) | M9124-AGA-2 | 404.21 | 224.75 | N | 404.21 | 292.9022 | 404.21
JCI-M9124GGA2 | 166553 | 4 | 134012 | Elec Motor Actuator 210#, 0-10vdc, 24v | JOHNSON CONTROLS NORTH AMERICAN PRODUCTS (JCI) | M9124-GGA-2 | 405.56 | 399.7475 | Y | 405.56 | 405.56 | 405.56
JCI-M9124GGA2 | 166559 | 4 | 134012 | Elec Motor Actuator 210#, 0-10vdc, 24v | JOHNSON CONTROLS NORTH AMERICAN PRODUCTS (JCI) | M9124-GGA-2 | 405.56 | 405.56 | Y | 405.56 | 405.56 | 405.56
JCI-M9124GGA2 | 166560 | 3 | 134012 | Elec Motor Actuator 210#, 0-10vdc, 24v | JOHNSON CONTROLS NORTH AMERICAN PRODUCTS (JCI) | M9124-GGA-2 | 405.56 | 387.41 | Y | 405.56 | 405.56 | 405.56
JCI-M9124GGA2 | 166561 | 2 | 134012 | Elec Motor Actuator 210#, 0-10vdc, 24v | JOHNSON CONTROLS NORTH AMERICAN PRODUCTS (JCI) | M9124-GGA-2 | 405.56 | 393.935 | Y | 405.56 | 405.56 | 405.56
JCI-M9124GGA2 | 175891 | 3 | 134012 | Elec Motor Actuator 210#, 0-10vdc, 24v | JOHNSON CONTROLS NORTH AMERICAN PRODUCTS (JCI) | M9124-GGA-2 | 405.56 | 397.81 | Y | 405.56 | 405.56 | 405.56
JCI-M9132AGA2 | 166553 | 6 | 134012 | Rotary Actuator, 280#, NSR, On/Off, | JOHNSON CONTROLS NORTH AMERICAN PRODUCTS (JCI) | M9132-AGA-2 | 405.56 | 181.4408 | N | 405.56 | 207.6385 | 405.56
JCI-M9132AGA2 | 166557 | 2 | 134012 | Rotary Actuator, 280#, NSR, On/Off, | JOHNSON CONTROLS NORTH AMERICAN PRODUCTS (JCI) | M9132-AGA-2 | 405.56 | 190.6675 | Y | 405.56 | 207.6385 | 405.56
JCI-M9132AGA2 | 166559 | 2 | 134012 | Rotary Actuator, 280#, NSR, On/Off, | JOHNSON CONTROLS NORTH AMERICAN PRODUCTS (JCI) | M9132-AGA-2 | 405.56 | 193.125 | N | 405.56 | 207.6385 | 405.56
JCI-M9132AGA2 | 166560 | 4 | 134012 | Rotary Actuator, 280#, NSR, On/Off, | JOHNSON CONTROLS NORTH AMERICAN PRODUCTS (JCI) | M9132-AGA-2 | 405.56 | 207.6385 | Y | 405.56 | 207.6385 | 405.56
JCI-M9132AGA2 | 166561 | 4 | 134012 | Rotary Actuator, 280#, NSR, On/Off, | JOHNSON CONTROLS NORTH AMERICAN PRODUCTS (JCI) | M9132-AGA-2 | 405.56 | 192.215 | N | 405.56 | 207.6385 | 405.56
JCI-M9132GGA2 | 166553 | 2 | 134012 | Rotary Actuator, 280#, NSR, 0-10vdc | JOHNSON CONTROLS NORTH AMERICAN PRODUCTS (JCI) | M9132-GGA-2 | 404.21 | 300.1313 | Y | 404.21 | 304.83 | 404.21
JCI-M9132GGA2 | 166560 | 4 | 134012 | Rotary Actuator, 280#, NSR, 0-10vdc | JOHNSON CONTROLS NORTH AMERICAN PRODUCTS (JCI) | M9132-GGA-2 | 404.21 | 271.1567 | Y | 404.21 | 304.83 | 404.21
JCI-M9132GGA2 | 166561 | 2 | 134012 | Rotary Actuator, 280#, NSR, 0-10vdc | JOHNSON CONTROLS NORTH AMERICAN PRODUCTS (JCI) | M9132-GGA-2 | 404.21 | 304.83 | Y | 404.21 | 304.83 | 404.21
JCI-M9203GGA2 | 166557 | 8 | 134012 | 150S PROPORTIONAL 24V; 27LB-IN (3NM) | JOHNSON CONTROLS NORTH AMERICAN PRODUCTS (JCI) | M9203-GGA-2 | 182.28 | 0.01 | N | 182.28 | 0.01 | 182.28
JCI-M9203GGA2 | 175890 | 2 | 134012 | 150S PROPORTIONAL 24V; 27LB-IN (3NM) | JOHNSON CONTROLS NORTH AMERICAN PRODUCTS (JCI) | M9203-GGA-2 | 182.28 | 0.01 | N | 182.28 | 0.01 | 182.28
JCI-M9208250 | 10008 | 2 | 134012 | M9208-250JCI | JOHNSON CONTROLS NORTH AMERICAN PRODUCTS (JCI) | M9208-250 | 63.29 | 51.1 | Y | 63.29 | 51.1 | 63.29
JCI-M9208AGA2 | 173042 | 2 | 134012 | ACT ROTARY FLOATING | JOHNSON CONTROLS NORTH AMERICAN PRODUCTS (JCI) | M9208-AGA-2 | 178.12 | 1 | N | 178.12 | 189.89 | 189.89
JCI-M9208AGA2 | 175883 | 6 | 134012 | ACT ROTARY FLOATING | JOHNSON CONTROLS NORTH AMERICAN PRODUCTS (JCI) | M9208-AGA-2 | 178.12 | 189.89 | N | 178.12 | 189.89 | 189.89
JCI-M9208BAC3 | 173042 | 1 | 134012 | ACT ON/OFF 120VAC WITH 2; 70LB-IN (8 | JOHNSON CONTROLS NORTH AMERICAN PRODUCTS (JCI) | M9208-BAC-3 | 198.95 | 139.62 | N | 198.95 | 139.62 | 198.95
JCI-M9208BGC3 | 166560 | 6 | 134012 | ACT ON/OFF 24 VAC/VDC | JOHNSON CONTROLS NORTH AMERICAN PRODUCTS (JCI) | M9208-BGC-3 | 183.39 | 172.88 | N | 183.39 | 172.88 | 183.39
JCI-M9208GGA2 | 166559 | 2 | 134012 | Damper Actuator 80#, SR, 0-10vdc, 24v | JOHNSON CONTROLS NORTH AMERICAN PRODUCTS (JCI) | M9208-GGA-2 | 213.03 | 200.82 | Y | 213.03 | 227.0833 | 227.0833
JCI-M9208GGA2 | 166560 | 3 | 134012 | Damper Actuator 80#, SR, 0-10vdc, 24v | JOHNSON CONTROLS NORTH AMERICAN PRODUCTS (JCI) | M9208-GGA-2 | 213.03 | 203.262 | Y | 213.03 | 227.0833 | 227.0833
JCI-M9208GGA2 | 175891 | 3 | 134012 | Damper Actuator 80#, SR, 0-10vdc, 24v | JOHNSON CONTROLS NORTH AMERICAN PRODUCTS (JCI) | M9208-GGA-2 | 213.03 | 227.0833 | Y | 213.03 | 227.0833 | 227.0833
JCI-M9208GGA3 | 10008 | 5 | 134012 | Damper Actuator | JOHNSON CONTROLS NORTH AMERICAN PRODUCTS (JCI) | M9208-GGA-3 | 213.03 | 194.97 | Y | 213.03 | 200.82 | 213.03
JCI-M9208GGA3 | 166553 | 1 | 134012 | Damper Actuator | JOHNSON CONTROLS NORTH AMERICAN PRODUCTS (JCI) | M9208-GGA-3 | 213.03 | 200.82 | Y | 213.03 | 200.82 | 213.03
JCI-M9208GGA3 | 175888 | 2 | 134012 | Damper Actuator | JOHNSON CONTROLS NORTH AMERICAN PRODUCTS (JCI) | M9208-GGA-3 | 213.03 | 200.82 | Y | 213.03 | 200.82 | 213.03
JCI-M9220600 | 166559 | 2 | 134012 | 1" jackshaft coupler for M9220 act. | JOHNSON CONTROLS NORTH AMERICAN PRODUCTS (JCI) | M9220-600 | 13.16 | 13.16 | N | 13.16 | 18.41 | 18.41
JCI-M9220600 | 173042 | 1 | 134012 | 1" jackshaft coupler for M9220 act. | JOHNSON CONTROLS NORTH AMERICAN PRODUCTS (JCI) | M9220-600 | 13.16 | 12.65 | Y | 13.16 | 18.41 | 18.41
JCI-M9220600 | 175891 | 1 | 134012 | 1" jackshaft coupler for M9220 act. | JOHNSON CONTROLS NORTH AMERICAN PRODUCTS (JCI) | M9220-600 | 13.16 | 18.41 | N | 13.16 | 18.41 | 18.41
JCI-M9220601 | 10008 | 5 | 134012 | GRIPPER FOR 3/8"-3/4; REPLACEMENT C | JOHNSON CONTROLS NORTH AMERICAN PRODUCTS (JCI) | M9220-601 | 8.64 | 7.09 | N | 8.64 | 7.09 | 8.64
JCI-M9220602 | 175883 | 3 | 134012 | REPLACEMENT RETENTION | JOHNSON CONTROLS NORTH AMERICAN PRODUCTS (JCI) | M9220-602 | 8.07 | 7.59 | N | 8.07 | 7.59 | 8.07
JCI-M9220AGA3 | 175883 | 1 | 134012 | DAMPER ACTUATOR 20 NM SR20 NM SR DPR | JOHNSON CONTROLS NORTH AMERICAN PRODUCTS (JCI) | M9220-AGA-3 | 294.16 | 287.17 | N | 294.16 | 287.17 | 294.16
JCI-M9220BAC3 | 175883 | 2 | 134012 | DAMPER ACTUATOR 20 NM SR; 20 NM SR D | JOHNSON CONTROLS NORTH AMERICAN PRODUCTS (JCI) | M9220-BAC-3 | 267.12 | 260.77 | N | 267.12 | 260.77 | 267.12
JCI-M9220BGA3 | 10770 | 5 | 134012 | Damper Actuator Spring Return on/off 24V | JOHNSON CONTROLS NORTH AMERICAN PRODUCTS (JCI) | M9220-BGA-3 | 240.08 | 229.8022 | Y | 240.08 | 279.2 | 279.2
JCI-M9220BGA3 | 166561 | 1 | 134012 | Damper Actuator Spring Return on/off 24V | JOHNSON CONTROLS NORTH AMERICAN PRODUCTS (JCI) | M9220-BGA-3 | 240.08 | 279.2 | N | 240.08 | 279.2 | 279.2
JCI-M9220BGAYK10 | 173043 | 1 | 134012 | YORK P/N 025-39110-001 | JOHNSON CONTROLS NORTH AMERICAN PRODUCTS (JCI) | M9220-BGA-YK10 | 256.37 | 241.68 | N | 256.37 | 241.68 | 256.37
JCI-M9220GGA3 | 10770 | 4 | 134012 | Damper Actuator 177#, SR, 0-10vdc, 24v | JOHNSON CONTROLS NORTH AMERICAN PRODUCTS (JCI) | M9220-GGA-3 | 294.16 | 285.5036 | Y | 294.16 | 294.16 | 294.16
JCI-M9220GGA3 | 166553 | 2 | 134012 | Damper Actuator 177#, SR, 0-10vdc, 24v | JOHNSON CONTROLS NORTH AMERICAN PRODUCTS (JCI) | M9220-GGA-3 | 294.16 | 280.075 | Y | 294.16 | 294.16 | 294.16
JCI-M9220GGA3 | 166559 | 3 | 134012 | Damper Actuator 177#, SR, 0-10vdc, 24v | JOHNSON CONTROLS NORTH AMERICAN PRODUCTS (JCI) | M9220-GGA-3 | 294.16 | 294.16 | Y | 294.16 | 294.16 | 294.16
JCI-M9220GGA3 | 166560 | 3 | 134012 | Damper Actuator 177#, SR, 0-10vdc, 24v | JOHNSON CONTROLS NORTH AMERICAN PRODUCTS (JCI) | M9220-GGA-3 | 294.16 | 276.6275 | Y | 294.16 | 294.16 | 294.16
JCI-M9220GGA3 | 166561 | 2 | 134012 | Damper Actuator 177#, SR, 0-10vdc, 24v | JOHNSON CONTROLS NORTH AMERICAN PRODUCTS (JCI) | M9220-GGA-3 | 294.16 | 279.7387 | Y | 294.16 | 294.16 | 294.16
JCI-M9220GGA3 | 173042 | 5 | 134012 | Damper Actuator 177#, SR, 0-10vdc, 24v | JOHNSON CONTROLS NORTH AMERICAN PRODUCTS (JCI) | M9220-GGA-3 | 294.16 | 289.192 | Y | 294.16 | 294.16 | 294.16
JCI-M9220GGA3 | 175883 | 1 | 134012 | Damper Actuator 177#, SR, 0-10vdc, 24v | JOHNSON CONTROLS NORTH AMERICAN PRODUCTS (JCI) | M9220-GGA-3 | 294.16 | 277.3 | N | 294.16 | 294.16 | 294.16
JCI-M9220GGA3 | 175888 | 2 | 134012 | Damper Actuator 177#, SR, 0-10vdc, 24v | JOHNSON CONTROLS NORTH AMERICAN PRODUCTS (JCI) | M9220-GGA-3 | 294.16 | 278.0575 | Y | 294.16 | 294.16 | 294.16
JCI-M9220GGA3 | 175890 | 1 | 134012 | Damper Actuator 177#, SR, 0-10vdc, 24v | JOHNSON CONTROLS NORTH AMERICAN PRODUCTS (JCI) | M9220-GGA-3 | 294.16 | 273.265 | N | 294.16 | 294.16 | 294.16
JCI-M9220GGA3 | 175891 | 2 | 134012 | Damper Actuator 177#, SR, 0-10vdc, 24v | JOHNSON CONTROLS NORTH AMERICAN PRODUCTS (JCI) | M9220-GGA-3 | 294.16 | 294.16 | Y | 294.16 | 294.16 | 294.16
JCI-M9220GGC3 | 10770 | 4 | 134012 | Damper Actuator | JOHNSON CONTROLS NORTH AMERICAN PRODUCTS (JCI) | M9220-GGC-3 | 343.44 | 343.44 | Y | 343.44 | 343.44 | 343.44
JCI-M9220GGC3 | 166553 | 2 | 134012 | Damper Actuator | JOHNSON CONTROLS NORTH AMERICAN PRODUCTS (JCI) | M9220-GGC-3 | 343.44 | 343.44 | Y | 343.44 | 343.44 | 343.44
JCI-M9220GGC3 | 173042 | 3 | 134012 | Damper Actuator | JOHNSON CONTROLS NORTH AMERICAN PRODUCTS (JCI) | M9220-GGC-3 | 343.44 | 338.1271 | Y | 343.44 | 343.44 | 343.44
JCI-M9220HGA3 | 10510 | 3 | 134012 | DAMPER ACTUATOR 20 NM SR; 20 NM SR DPR A | JOHNSON CONTROLS NORTH AMERICAN PRODUCTS (JCI) | M9220-HGA-3 | 313.93 | 305.06 | Y | 313.93 | 313.93 | 313.93
JCI-M9220HGA3 | 166559 | 1 | 134012 | DAMPER ACTUATOR 20 NM SR; 20 NM SR DPR A | JOHNSON CONTROLS NORTH AMERICAN PRODUCTS (JCI) | M9220-HGA-3 | 313.93 | 224.7043 | N | 313.93 | 313.93 | 313.93
JCI-M9220HGA3 | 173042 | 2 | 134012 | DAMPER ACTUATOR 20 NM SR; 20 NM SR DPR A | JOHNSON CONTROLS NORTH AMERICAN PRODUCTS (JCI) | M9220-HGA-3 | 313.93 | 313.93 | Y | 313.93 | 313.93 | 313.93
JCI-M9220HGA3 | 175890 | 5 | 134012 | DAMPER ACTUATOR 20 NM SR; 20 NM SR DPR A | JOHNSON CONTROLS NORTH AMERICAN PRODUCTS (JCI) | M9220-HGA-3 | 313.93 | 228.1464 | N | 313.93 | 313.93 | 313.93
JCI-M9220HGA3 | 175891 | 1 | 134012 | DAMPER ACTUATOR 20 NM SR; 20 NM SR DPR A | JOHNSON CONTROLS NORTH AMERICAN PRODUCTS (JCI) | M9220-HGA-3 | 313.93 | 237.6782 | N | 313.93 | 313.93 | 313.93
JCI-M9220HGC3 | 173042 | 4 | 134012 | DAMPER ACTUATOR 20 NM SR; 20 N 0 | JOHNSON CONTROLS NORTH AMERICAN PRODUCTS (JCI) | M9220-HGC-3 | 366.78 | 325.0225 | Y | 366.78 | 325.0225 | 366.78
JCI-M9220HGC3 | 175888 | 1 | 134012 | DAMPER ACTUATOR 20 NM SR; 20 N 0 | JOHNSON CONTROLS NORTH AMERICAN PRODUCTS (JCI) | M9220-HGC-3 | 366.78 | 287.2677 | N | 366.78 | 325.0225 | 366.78
JCI-M9220HGC3 | 175891 | 1 | 134012 | DAMPER ACTUATOR 20 NM SR; 20 N 0 | JOHNSON CONTROLS NORTH AMERICAN PRODUCTS (JCI) | M9220-HGC-3 | 366.78 | 312.5675 | N | 366.78 | 325.0225 | 366.78
JCI-M93001 | 166559 | 1 | 134012 | Ext AuxSwitch, SPDT, for M9310 | JOHNSON CONTROLS NORTH AMERICAN PRODUCTS (JCI) | M9300-1 | 58.74 | 28.08 | N | 58.74 | 28.08 | 58.74
JCI-M9310500 | 10006 | 2 | 134012 | VG1000 M(VA)9310 Series Valve Linkage | JOHNSON CONTROLS NORTH AMERICAN PRODUCTS (JCI) | M9310-500 | 16.96 | 13.91 | Y | 16.96 | 15.99 | 16.96
JCI-M9310500 | 10008 | 2 | 134012 | VG1000 M(VA)9310 Series Valve Linkage | JOHNSON CONTROLS NORTH AMERICAN PRODUCTS (JCI) | M9310-500 | 16.96 | 13.91 | N | 16.96 | 15.99 | 16.96
JCI-M9310500 | 166559 | 1 | 134012 | VG1000 M(VA)9310 Series Valve Linkage | JOHNSON CONTROLS NORTH AMERICAN PRODUCTS (JCI) | M9310-500 | 16.96 | 15.99 | N | 16.96 | 15.99 | 16.96
JCI-M9310HGA2 | 10008 | 6 | 134012 | ACT, 24VAC/VDC,SEL INPUT,90"# | JOHNSON CONTROLS NORTH AMERICAN PRODUCTS (JCI) | M9310-HGA-2 | 149.68 | 78.12 | N | 149.68 | 141.1 | 149.68
JCI-M9310HGA2 | 166553 | 2 | 134012 | ACT, 24VAC/VDC,SEL INPUT,90"# | JOHNSON CONTROLS NORTH AMERICAN PRODUCTS (JCI) | M9310-HGA-2 | 149.68 | 141.1 | Y | 149.68 | 141.1 | 149.68
JCI-M9310HGA2 | 166559 | 3 | 134012 | ACT, 24VAC/VDC,SEL INPUT,90"# | JOHNSON CONTROLS NORTH AMERICAN PRODUCTS (JCI) | M9310-HGA-2 | 149.68 | 140.8706 | Y | 149.68 | 141.1 | 149.68
JCI-M9310HGA2 | 166560 | 4 | 134012 | ACT, 24VAC/VDC,SEL INPUT,90"# | JOHNSON CONTROLS NORTH AMERICAN PRODUCTS (JCI) | M9310-HGA-2 | 149.68 | 131.4367 | Y | 149.68 | 141.1 | 149.68
JCI-M9310HGA2 | 175888 | 15 | 134012 | ACT, 24VAC/VDC,SEL INPUT,90"# | JOHNSON CONTROLS NORTH AMERICAN PRODUCTS (JCI) | M9310-HGA-2 | 149.68 | 78.12 | N | 149.68 | 141.1 | 149.68
JCI-M9310HGA2 | 175890 | 1 | 134012 | ACT, 24VAC/VDC,SEL INPUT,90"# | JOHNSON CONTROLS NORTH AMERICAN PRODUCTS (JCI) | M9310-HGA-2 | 149.68 | 136.99 | N | 149.68 | 141.1 | 149.68
JCI-M9310HGA2 | 175891 | 14 | 134012 | ACT, 24VAC/VDC,SEL INPUT,90"# | JOHNSON CONTROLS NORTH AMERICAN PRODUCTS (JCI) | M9310-HGA-2 | 149.68 | 78.12 | Y | 149.68 | 141.1 | 149.68
JCI-M9320HGA2 | 166559 | 1 | 134012 | Electric Actuator 180#; NSR; ASID; 2 | JOHNSON CONTROLS NORTH AMERICAN PRODUCTS (JCI) | M9320-HGA-2 | 216.74 | 149.1757 | Y | 216.74 | 180.38 | 216.74
JCI-M9320HGA2 | 166560 | 3 | 134012 | Electric Actuator 180#; NSR; ASID; 2 | JOHNSON CONTROLS NORTH AMERICAN PRODUCTS (JCI) | M9320-HGA-2 | 216.74 | 180.38 | Y | 216.74 | 180.38 | 216.74
JCI-M9335HGA2 | 166559 | 1 | 134012 | ACT, 310"#,NSR,24V | JOHNSON CONTROLS NORTH AMERICAN PRODUCTS (JCI) | M9335-HGA-2 | 256.37 | 227.59 | Y | 256.37 | 256.37 | 256.37
JCI-M9335HGA2 | 175891 | 1 | 134012 | ACT, 310"#,NSR,24V | JOHNSON CONTROLS NORTH AMERICAN PRODUCTS (JCI) | M9335-HGA-2 | 256.37 | 256.37 | Y | 256.37 | 256.37 | 256.37
JCI-MP80006350 | 166561 | 1 | 134012 | Diaphragm and Seal Kit MP84, MP85, M | JOHNSON CONTROLS NORTH AMERICAN PRODUCTS (JCI) | MP8000-6350 | 87.69 | 87.41 | N | 87.69 | 87.41 | 87.69
JCI-MP843C001C | 175891 | 1 | 134012 | J/C ACTUATOR | JOHNSON CONTROLS NORTH AMERICAN PRODUCTS (JCI) | MP843C001C | 513.8 | 232.81 | N | 513.8 | 232.81 | 513.8
JCI-MSBACEOL0 | 166561 | 1 | 134012 | BACnet End-of-the-Line Resistor 2 Re | JOHNSON CONTROLS NORTH AMERICAN PRODUCTS (JCI) | MS-BACEOL-0 | 57.28 | 46.414 | N | 57.28 | 56.46 | 57.28
JCI-MSBACEOL0 | 175883 | 1 | 134012 | BACnet End-of-the-Line Resistor 2 Re | JOHNSON CONTROLS NORTH AMERICAN PRODUCTS (JCI) | MS-BACEOL-0 | 57.28 | 54.85 | N | 57.28 | 56.46 | 57.28
JCI-MSBACEOL0 | 175888 | 4 | 134012 | BACnet End-of-the-Line Resistor 2 Re | JOHNSON CONTROLS NORTH AMERICAN PRODUCTS (JCI) | MS-BACEOL-0 | 57.28 | 56.46 | Y | 57.28 | 56.46 | 57.28
JCI-MSBAT10100 | 173042 | 3 | 134012 | BATTERY FOR NAE55/NIE55 | JOHNSON CONTROLS NORTH AMERICAN PRODUCTS (JCI) | MS-BAT1010-0 | 186.9 | 34.84 | N | 186.9 | 34.84 | 186.9
JCI-MSFEC26210 | 173042 | 3 | 134012 | FEC2621-1;FEC 17; 17 PT FIELD EQUIPM | JOHNSON CONTROLS NORTH AMERICAN PRODUCTS (JCI) | MS-FEC2621-0 | 766.8 | 600 | N | 766.8 | 600 | 766.8
JCI-MSFIT1000 | 173042 | 2 | 134012 | Field Bus Tester | JOHNSON CONTROLS NORTH AMERICAN PRODUCTS (JCI) | MS-FIT100-0 | 602.41 | 602.41 | Y | 602.41 | 602.41 | 602.41
JCI-MSIOM17110 | 173042 | 1 | 134012 | MS-IOM1711-0 JCI | JOHNSON CONTROLS NORTH AMERICAN PRODUCTS (JCI) | MS-IOM1711-0 | 241.5 | 119.99 | N | 241.5 | 119.99 | 241.5
JCI-MSIOM27110 | 173042 | 3 | 134012 | MS-IOM2711-0 JCI | JOHNSON CONTROLS NORTH AMERICAN PRODUCTS (JCI) | MS-IOM2711-0 | 300.9 | 348.5067 | N | 300.9 | 348.5067 | 348.5067
JCI-MSIOM37210 | 173042 | 1 | 134012 | MS-IOM3721-0;IN/PUT; MS-IOM3721-0;IN | JOHNSON CONTROLS NORTH AMERICAN PRODUCTS (JCI) | MS-IOM3721-0 | 575.4 | 327.9 | N | 575.4 | 327.9 | 575.4
JCI-MSIOM47110 | 173042 | 1 | 134012 | IOM4711;IOM 17 POINT;UL; 17 PT IOM W | JOHNSON CONTROLS NORTH AMERICAN PRODUCTS (JCI) | MS-IOM4711-0 | 625.2 | 275 | N | 625.2 | 275 | 625.2
JCI-NPB2XRS485 | 166553 | 1 | 134012 | RS 485 OPTION CARD | JOHNSON CONTROLS NORTH AMERICAN PRODUCTS (JCI) | NPB2XRS485 | 158.99 | 158.99 | N | 158.99 | 158.99 | 158.99
JCI-NPBBATTERY | 10510 | 6 | 134012 | EASYIO 2,3E,6&6E BATT | JOHNSON CONTROLS NORTH AMERICAN PRODUCTS (JCI) | NPBBATTERY | 51 | 51 | N | 51 | 51 | 51
JCI-NSAHP70010 | 166560 | 2 | 134012 | Temp/(3)Humid Sensor; Bacnet; Adj; | JOHNSON CONTROLS NORTH AMERICAN PRODUCTS (JCI) | NSAHP70010-BCS | 145.71 | 145.71 | N | 145.71 | 145.71 | 145.71
JCI-NSATB70010 | 166560 | 1 | 134012 | Temp Sensor; MS/TP; Display; F/C;Adj | JOHNSON CONTROLS NORTH AMERICAN PRODUCTS (JCI) | NSATB70010 | 51.07 | 51.07 | N | 51.07 | 51.07 | 51.07
JCI-NSATP70030 | 175891 | 23 | 134012 | Network Sensor w/Display, W/C | JOHNSON CONTROLS NORTH AMERICAN PRODUCTS (JCI) | NSATP70030 | 45.36 | 45.36 | N | 45.36 | 45.36 | 45.36
JCI-NSATV70020 | 175888 | 13 | 134012 | Wall Mount Balance Sensor; Display; | JOHNSON CONTROLS NORTH AMERICAN PRODUCTS (JCI) | NS-ATV7002-0 | 117.05 | 68.1135 | N | 117.05 | 68.1135 | 117.05
JCI-NSB8BHC0400 | 10008 | 1 | 134012 | Temp/Humid(3)CO2 Sensor; No Display | JOHNSON CONTROLS NORTH AMERICAN PRODUCTS (JCI) | NSB8BHC040-0 | 392.88 | 366.71 | N | 392.88 | 372.24 | 392.88
JCI-NSB8BHC0400 | 166557 | 1 | 134012 | Temp/Humid(3)CO2 Sensor; No Display | JOHNSON CONTROLS NORTH AMERICAN PRODUCTS (JCI) | NSB8BHC040-0 | 392.88 | 0.01 | N | 392.88 | 372.24 | 392.88
JCI-NSB8BHC0400 | 166559 | 3 | 134012 | Temp/Humid(3)CO2 Sensor; No Display | JOHNSON CONTROLS NORTH AMERICAN PRODUCTS (JCI) | NSB8BHC040-0 | 392.88 | 372.24 | Y | 392.88 | 372.24 | 392.88
JCI-NSB8BHC1400 | 173042 | -1 | 134012 | NS T RH CO2 W/C WH LOGO | JOHNSON CONTROLS NORTH AMERICAN PRODUCTS (JCI) | NSB8BHC140-0 | 415.3 | 415.3 | N | 415.3 | 415.3 | 415.3
JCI-NSB8BHC2400 | 10770 | 2 | 134012 | Temp, 3% RH, CO2, Setpoint, Display | JOHNSON CONTROLS NORTH AMERICAN PRODUCTS (JCI) | NSB8BHC240-0 | 437.72 | 387.2925 | Y | 437.72 | 403.154 | 437.72
JCI-NSB8BHC2400 | 166557 | 7 | 134012 | Temp, 3% RH, CO2, Setpoint, Display | JOHNSON CONTROLS NORTH AMERICAN PRODUCTS (JCI) | NSB8BHC240-0 | 437.72 | 400.5496 | Y | 437.72 | 403.154 | 437.72
JCI-NSB8BHC2400 | 166559 | 5 | 134012 | Temp, 3% RH, CO2, Setpoint, Display | JOHNSON CONTROLS NORTH AMERICAN PRODUCTS (JCI) | NSB8BHC240-0 | 437.72 | 403.154 | Y | 437.72 | 403.154 | 437.72
JCI-NSB8BHC2400 | 166561 | 1 | 134012 | Temp, 3% RH, CO2, Setpoint, Display | JOHNSON CONTROLS NORTH AMERICAN PRODUCTS (JCI) | NSB8BHC240-0 | 437.72 | 284.52 | Y | 437.72 | 403.154 | 437.72
JCI-NSB8BHC2400 | 173042 | 0 | 134012 | Temp, 3% RH, CO2, Setpoint, Display | JOHNSON CONTROLS NORTH AMERICAN PRODUCTS (JCI) | NSB8BHC240-0 | 437.72 | 400.5496 | N | 437.72 | 403.154 | 437.72
JCI-NSB8BHN0400 | 166559 | 4 | 134012 | Temp/Humid(3) Sensor; No Display; W | JOHNSON CONTROLS NORTH AMERICAN PRODUCTS (JCI) | NSB8BHN040-0 | 191.96 | 156.5742 | Y | 191.96 | 235.42 | 235.42
JCI-NSB8BHN0400 | 175883 | 3 | 134012 | Temp/Humid(3) Sensor; No Display; W | JOHNSON CONTROLS NORTH AMERICAN PRODUCTS (JCI) | NSB8BHN040-0 | 191.96 | 193.03 | N | 191.96 | 235.42 | 235.42
JCI-NSB8BHN0400 | 175890 | 3 | 134012 | Temp/Humid(3) Sensor; No Display; W | JOHNSON CONTROLS NORTH AMERICAN PRODUCTS (JCI) | NSB8BHN040-0 | 191.96 | 235.42 | Y | 191.96 | 235.42 | 235.42
JCI-NSB8BHN0410 | 175883 | 1 | 134012 | JCI SENSOR | JOHNSON CONTROLS NORTH AMERICAN PRODUCTS (JCI) | NSB8BHN041-0 | 212.32 | 213.49 | N | 212.32 | 213.49 | 213.49
JCI-NSB8BHN1400 | 166559 | 6 | 134012 | Temp/Humid(3) Sensor W/C;Setpoint;W | JOHNSON CONTROLS NORTH AMERICAN PRODUCTS (JCI) | NSB8BHN140-0 | 212.32 | 214.5905 | Y | 212.32 | 242.42 | 242.42
JCI-NSB8BHN1400 | 166560 | 5 | 134012 | Temp/Humid(3) Sensor W/C;Setpoint;W | JOHNSON CONTROLS NORTH AMERICAN PRODUCTS (JCI) | NSB8BHN140-0 | 212.32 | 223.5248 | Y | 212.32 | 242.42 | 242.42
JCI-NSB8BHN1400 | 166561 | 2 | 134012 | Temp/Humid(3) Sensor W/C;Setpoint;W | JOHNSON CONTROLS NORTH AMERICAN PRODUCTS (JCI) | NSB8BHN140-0 | 212.32 | 219.197 | Y | 212.32 | 242.42 | 242.42
JCI-NSB8BHN1400 | 175890 | 7 | 134012 | Temp/Humid(3) Sensor W/C;Setpoint;W | JOHNSON CONTROLS NORTH AMERICAN PRODUCTS (JCI) | NSB8BHN140-0 | 212.32 | 242.42 | N | 212.32 | 242.42 | 242.42
JCI-NSB8BHN1410 | 175883 | 4 | 134012 | Temp, 3RH, Display, WARMER/COOLER, Whit | JOHNSON CONTROLS NORTH AMERICAN PRODUCTS (JCI) | NSB8BHN141-0 | 232.68 | 233.96 | N | 232.68 | 233.96 | 233.96
JCI-NSB8BHN2400 | 10006 | 6 | 134012 | Temp/Humid(3) Sensor Display; SP; W | JOHNSON CONTROLS NORTH AMERICAN PRODUCTS (JCI) | NSB8BHN240-0 | 232.68 | 145.42 | Y | 232.68 | 232.68 | 232.68
JCI-NSB8BHN2400 | 10770 | 10 | 134012 | Temp/Humid(3) Sensor Display; SP; W | JOHNSON CONTROLS NORTH AMERICAN PRODUCTS (JCI) | NSB8BHN240-0 | 232.68 | 232.68 | Y | 232.68 | 232.68 | 232.68
JCI-NSB8BHN2400 | 166557 | 15 | 134012 | Temp/Humid(3) Sensor Display; SP; W | JOHNSON CONTROLS NORTH AMERICAN PRODUCTS (JCI) | NSB8BHN240-0 | 232.68 | 150.1296 | Y | 232.68 | 232.68 | 232.68
JCI-NSB8BHN2400 | 166559 | 5 | 134012 | Temp/Humid(3) Sensor Display; SP; W | JOHNSON CONTROLS NORTH AMERICAN PRODUCTS (JCI) | NSB8BHN240-0 | 232.68 | 151.24 | Y | 232.68 | 232.68 | 232.68
JCI-NSB8BHN2400 | 166560 | 7 | 134012 | Temp/Humid(3) Sensor Display; SP; W | JOHNSON CONTROLS NORTH AMERICAN PRODUCTS (JCI) | NSB8BHN240-0 | 232.68 | 183.8414 | Y | 232.68 | 232.68 | 232.68
JCI-NSB8BHN2400 | 166561 | 4 | 134012 | Temp/Humid(3) Sensor Display; SP; W | JOHNSON CONTROLS NORTH AMERICAN PRODUCTS (JCI) | NSB8BHN240-0 | 232.68 | 151.24 | Y | 232.68 | 232.68 | 232.68
JCI-NSB8BHN2410 | 10770 | 6 | 134012 | TEMP,3RH,SETPOINT,DISP,WHITE, No lo | JOHNSON CONTROLS NORTH AMERICAN PRODUCTS (JCI) | NSB8BHN241-0 | 253.03 | 248.9667 | Y | 253.03 | 253.03 | 253.03
JCI-NSB8BHN2410 | 173042 | 0 | 134012 | TEMP,3RH,SETPOINT,DISP,WHITE, No lo | JOHNSON CONTROLS NORTH AMERICAN PRODUCTS (JCI) | NSB8BHN241-0 | 253.03 | 253.03 | N | 253.03 | 253.03 | 253.03
JCI-NSB8BHN2410 | 175883 | -45 | 134012 | TEMP,3RH,SETPOINT,DISP,WHITE, No lo | JOHNSON CONTROLS NORTH AMERICAN PRODUCTS (JCI) | NSB8BHN241-0 | 253.03 | 253.03 | N | 253.03 | 253.03 | 253.03
JCI-NSB8BHN3400 | 175888 | 2 | 134012 | Temp/Humid(3)Sensor Display; SP; Graphic | JOHNSON CONTROLS NORTH AMERICAN PRODUCTS (JCI) | NSB8BHN340-0 | 273.39 | 262.88 | N | 273.39 | 262.88 | 273.39
JCI-NSB8BHN3410 | 166557 | 4 | 134012 | Temp, Hum, White. No Logo | JOHNSON CONTROLS NORTH AMERICAN PRODUCTS (JCI) | NSB8BHN341-0 | 293.75 | 267.26 | N | 293.75 | 267.26 | 293.75
JCI-NSB8BNC0400 | 166561 | 1 | 134012 | CO2 Sensor No Display; White | JOHNSON CONTROLS NORTH AMERICAN PRODUCTS (JCI) | NSB8BNC040-0 | 245.79 | 174.1 | N | 245.79 | 247.15 | 247.15
JCI-NSB8BNC0400 | 175883 | 0 | 134012 | CO2 Sensor No Display; White | JOHNSON CONTROLS NORTH AMERICAN PRODUCTS (JCI) | NSB8BNC040-0 | 245.79 | 247.15 | N | 245.79 | 247.15 | 247.15
JCI-NSB8BNC0410 | 175883 | 2 | 134012 | NS CO2WH; NETWORK SENSOR; 3"X4.5" MS | JOHNSON CONTROLS NORTH AMERICAN PRODUCTS (JCI) | NSB8BNC041-0 | 275.42 | 276.94 | N | 275.42 | 276.94 | 276.94
JCI-NSB8BPN2400 | 173042 | 0 | 134012 | Temp/Humid(2) Sensor Display; SP; White | JOHNSON CONTROLS NORTH AMERICAN PRODUCTS (JCI) | NSB8BPN240-0 | 388.45 | 388.45 | N | 388.45 | 388.45 | 388.45
JCI-NSB8BTC2400 | 10008 | 6 | 134012 | Temp/co2 White Snsrw/dspl/logo | JOHNSON CONTROLS NORTH AMERICAN PRODUCTS (JCI) | NSB8BTC240-0 | 303.11 | 290.5067 | Y | 303.11 | 290.5067 | 303.11
JCI-NSB8BTC3410 | 10006 | 2 | 134012 | NS T CO2 GRPH WH | JOHNSON CONTROLS NORTH AMERICAN PRODUCTS (JCI) | NSB8BTC341-0 | 367.15 | 253.64 | N | 367.15 | 253.64 | 367.15
JCI-NSB8BTN0400 | 166557 | 30 | 134012 | Temperature Sensor No Display; Whit | JOHNSON CONTROLS NORTH AMERICAN PRODUCTS (JCI) | NSB8BTN040-0 | 65.48 | 64.3607 | Y | 65.48 | 64.3607 | 65.48
JCI-NSB8BTN0400 | 166559 | 24 | 134012 | Temperature Sensor No Display; Whit | JOHNSON CONTROLS NORTH AMERICAN PRODUCTS (JCI) | NSB8BTN040-0 | 65.48 | 64.2025 | Y | 65.48 | 64.3607 | 65.48
JCI-NSB8BTN0400 | 166560 | 5 | 134012 | Temperature Sensor No Display; Whit | JOHNSON CONTROLS NORTH AMERICAN PRODUCTS (JCI) | NSB8BTN040-0 | 65.48 | 62.312 | Y | 65.48 | 64.3607 | 65.48
JCI-NSB8BTN0400 | 166561 | 7 | 134012 | Temperature Sensor No Display; Whit | JOHNSON CONTROLS NORTH AMERICAN PRODUCTS (JCI) | NSB8BTN040-0 | 65.48 | 62.2038 | Y | 65.48 | 64.3607 | 65.48
JCI-NSB8BTN0400 | 173042 | 2 | 134012 | Temperature Sensor No Display; Whit | JOHNSON CONTROLS NORTH AMERICAN PRODUCTS (JCI) | NSB8BTN040-0 | 65.48 | 40.92 | N | 65.48 | 64.3607 | 65.48
JCI-NSB8BTN0400 | 175888 | 39 | 134012 | Temperature Sensor No Display; Whit | JOHNSON CONTROLS NORTH AMERICAN PRODUCTS (JCI) | NSB8BTN040-0 | 65.48 | 40.92 | N | 65.48 | 64.3607 | 65.48
JCI-NSB8BTN0400 | 175890 | 4 | 134012 | Temperature Sensor No Display; Whit | JOHNSON CONTROLS NORTH AMERICAN PRODUCTS (JCI) | NSB8BTN040-0 | 65.48 | 61.6789 | Y | 65.48 | 64.3607 | 65.48
JCI-NSB8BTN0410 | 175883 | 1 | 134012 | Temp, Display, White, No JCI Logo | JOHNSON CONTROLS NORTH AMERICAN PRODUCTS (JCI) | NSB8BTN041-0 | 80.51 | 80.95 | N | 80.51 | 80.95 | 80.95
JCI-NSB8BTN0420 | 166559 | 2 | 134012 | NS T BL LG | JOHNSON CONTROLS NORTH AMERICAN PRODUCTS (JCI) | NSB8BTN042-0 | 64.21 | 67.2433 | N | 64.21 | 67.2433 | 67.2433
JCI-NSB8BTN1400 | 10006 | 8 | 134012 | Temperature Sensor W/C; Setpoint; W | JOHNSON CONTROLS NORTH AMERICAN PRODUCTS (JCI) | NSB8BTN140-0 | 80.51 | 71.21 | N | 80.51 | 78.8929 | 80.51
JCI-NSB8BTN1400 | 10008 | 20 | 134012 | Temperature Sensor W/C; Setpoint; W | JOHNSON CONTROLS NORTH AMERICAN PRODUCTS (JCI) | NSB8BTN140-0 | 80.51 | 58.6232 | Y | 80.51 | 78.8929 | 80.51
JCI-NSB8BTN1400 | 166553 | 11 | 134012 | Temperature Sensor W/C; Setpoint; W | JOHNSON CONTROLS NORTH AMERICAN PRODUCTS (JCI) | NSB8BTN140-0 | 80.51 | 78.8929 | Y | 80.51 | 78.8929 | 80.51
JCI-NSB8BTN1400 | 166557 | 62 | 134012 | Temperature Sensor W/C; Setpoint; W | JOHNSON CONTROLS NORTH AMERICAN PRODUCTS (JCI) | NSB8BTN140-0 | 80.51 | 53.1362 | Y | 80.51 | 78.8929 | 80.51
JCI-NSB8BTN1400 | 166559 | 29 | 134012 | Temperature Sensor W/C; Setpoint; W | JOHNSON CONTROLS NORTH AMERICAN PRODUCTS (JCI) | NSB8BTN140-0 | 80.51 | 52.8538 | Y | 80.51 | 78.8929 | 80.51
JCI-NSB8BTN1400 | 166560 | 5 | 134012 | Temperature Sensor W/C; Setpoint; W | JOHNSON CONTROLS NORTH AMERICAN PRODUCTS (JCI) | NSB8BTN140-0 | 80.51 | 52.33 | Y | 80.51 | 78.8929 | 80.51
JCI-NSB8BTN1400 | 166561 | 3 | 134012 | Temperature Sensor W/C; Setpoint; W | JOHNSON CONTROLS NORTH AMERICAN PRODUCTS (JCI) | NSB8BTN140-0 | 80.51 | 50.32 | Y | 80.51 | 78.8929 | 80.51
JCI-NSB8BTN1400 | 173042 | 47 | 134012 | Temperature Sensor W/C; Setpoint; W | JOHNSON CONTROLS NORTH AMERICAN PRODUCTS (JCI) | NSB8BTN140-0 | 80.51 | 71.2057 | Y | 80.51 | 78.8929 | 80.51
JCI-NSB8BTN1400 | 175883 | 23 | 134012 | Temperature Sensor W/C; Setpoint; W | JOHNSON CONTROLS NORTH AMERICAN PRODUCTS (JCI) | NSB8BTN140-0 | 80.51 | 71.9527 | N | 80.51 | 78.8929 | 80.51
JCI-NSB8BTN1400 | 175888 | 6 | 134012 | Temperature Sensor W/C; Setpoint; W | JOHNSON CONTROLS NORTH AMERICAN PRODUCTS (JCI) | NSB8BTN140-0 | 80.51 | 52.7281 | N | 80.51 | 78.8929 | 80.51
JCI-NSB8BTN1400 | 175890 | 25 | 134012 | Temperature Sensor W/C; Setpoint; W | JOHNSON CONTROLS NORTH AMERICAN PRODUCTS (JCI) | NSB8BTN140-0 | 80.51 | 71.21 | Y | 80.51 | 78.8929 | 80.51
JCI-NSB8BTN1400 | 175891 | 12 | 134012 | Temperature Sensor W/C; Setpoint; W | JOHNSON CONTROLS NORTH AMERICAN PRODUCTS (JCI) | NSB8BTN140-0 | 80.51 | 66.6252 | Y | 80.51 | 78.8929 | 80.51
JCI-NSB8BTN1410 | 166553 | 20 | 134012 | Temp Sensor Warm/Cool No Disp | JOHNSON CONTROLS NORTH AMERICAN PRODUCTS (JCI) | NSB8BTN141-0 | 95.53 | 90.06 | Y | 95.53 | 90.06 | 95.53
JCI-NSB8BTN1410 | 175883 | 46 | 134012 | Temp Sensor Warm/Cool No Disp | JOHNSON CONTROLS NORTH AMERICAN PRODUCTS (JCI) | NSB8BTN141-0 | 95.53 | 63.9035 | N | 95.53 | 90.06 | 95.53
JCI-NSB8BTN2400 | 10006 | 16 | 134012 | Temp Sensor Display SetPoint; White | JOHNSON CONTROLS NORTH AMERICAN PRODUCTS (JCI) | NSB8BTN240-0 | 95.53 | 73.7517 | N | 95.53 | 91.49 | 95.53
JCI-NSB8BTN2400 | 10008 | 19 | 134012 | Temp Sensor Display SetPoint; White | JOHNSON CONTROLS NORTH AMERICAN PRODUCTS (JCI) | NSB8BTN240-0 | 95.53 | 72.0297 | Y | 95.53 | 91.49 | 95.53
JCI-NSB8BTN2400 | 10770 | 15 | 134012 | Temp Sensor Display SetPoint; White | JOHNSON CONTROLS NORTH AMERICAN PRODUCTS (JCI) | NSB8BTN240-0 | 95.53 | 72.5048 | Y | 95.53 | 91.49 | 95.53
JCI-NSB8BTN2400 | 166553 | 52 | 134012 | Temp Sensor Display SetPoint; White | JOHNSON CONTROLS NORTH AMERICAN PRODUCTS (JCI) | NSB8BTN240-0 | 95.53 | 84.8849 | Y | 95.53 | 91.49 | 95.53
JCI-NSB8BTN2400 | 166557 | 66 | 134012 | Temp Sensor Display SetPoint; White | JOHNSON CONTROLS NORTH AMERICAN PRODUCTS (JCI) | NSB8BTN240-0 | 95.53 | 72.9943 | Y | 95.53 | 91.49 | 95.53
JCI-NSB8BTN2400 | 166559 | 97 | 134012 | Temp Sensor Display SetPoint; White | JOHNSON CONTROLS NORTH AMERICAN PRODUCTS (JCI) | NSB8BTN240-0 | 95.53 | 65.5213 | Y | 95.53 | 91.49 | 95.53
JCI-NSB8BTN2400 | 166560 | 41 | 134012 | Temp Sensor Display SetPoint; White | JOHNSON CONTROLS NORTH AMERICAN PRODUCTS (JCI) | NSB8BTN240-0 | 95.53 | 75.2231 | Y | 95.53 | 91.49 | 95.53
JCI-NSB8BTN2400 | 166561 | 43 | 134012 | Temp Sensor Display SetPoint; White | JOHNSON CONTROLS NORTH AMERICAN PRODUCTS (JCI) | NSB8BTN240-0 | 95.53 | 66.5322 | Y | 95.53 | 91.49 | 95.53
JCI-NSB8BTN2400 | 173042 | 138 | 134012 | Temp Sensor Display SetPoint; White | JOHNSON CONTROLS NORTH AMERICAN PRODUCTS (JCI) | NSB8BTN240-0 | 95.53 | 69.5823 | Y | 95.53 | 91.49 | 95.53
JCI-NSB8BTN2400 | 175883 | 10 | 134012 | Temp Sensor Display SetPoint; White | JOHNSON CONTROLS NORTH AMERICAN PRODUCTS (JCI) | NSB8BTN240-0 | 95.53 | 91.49 | N | 95.53 | 91.49 | 95.53
JCI-NSB8BTN2400 | 175888 | 3 | 134012 | Temp Sensor Display SetPoint; White | JOHNSON CONTROLS NORTH AMERICAN PRODUCTS (JCI) | NSB8BTN240-0 | 95.53 | 77.0703 | Y | 95.53 | 91.49 | 95.53
JCI-NSB8BTN2400 | 175890 | 14 | 134012 | Temp Sensor Display SetPoint; White | JOHNSON CONTROLS NORTH AMERICAN PRODUCTS (JCI) | NSB8BTN240-0 | 95.53 | 90.06 | Y | 95.53 | 91.49 | 95.53
JCI-NSB8BTN2400 | 175891 | 38 | 134012 | Temp Sensor Display SetPoint; White | JOHNSON CONTROLS NORTH AMERICAN PRODUCTS (JCI) | NSB8BTN240-0 | 95.53 | 89.8376 | Y | 95.53 | 91.49 | 95.53
JCI-NSB8BTN2410 | 10510 | 0 | 134012 | TEMP WHITE SENSOR W/DISPLAY | JOHNSON CONTROLS NORTH AMERICAN PRODUCTS (JCI) | NSB8BTN241-0 | 110.56 | 110.56 | N | 110.56 | 173.8812 | 173.8812
JCI-NSB8BTN2410 | 10770 | 9 | 134012 | TEMP WHITE SENSOR W/DISPLAY | JOHNSON CONTROLS NORTH AMERICAN PRODUCTS (JCI) | NSB8BTN241-0 | 110.56 | 108.7673 | Y | 110.56 | 173.8812 | 173.8812
JCI-NSB8BTN2410 | 166553 | 1 | 134012 | TEMP WHITE SENSOR W/DISPLAY | JOHNSON CONTROLS NORTH AMERICAN PRODUCTS (JCI) | NSB8BTN241-0 | 110.56 | 173.8812 | N | 110.56 | 173.8812 | 173.8812
JCI-NSB8BTN2410 | 166557 | 2 | 134012 | TEMP WHITE SENSOR W/DISPLAY | JOHNSON CONTROLS NORTH AMERICAN PRODUCTS (JCI) | NSB8BTN241-0 | 110.56 | 86.44 | Y | 110.56 | 173.8812 | 173.8812
JCI-NSB8BTN2410 | 173042 | 3 | 134012 | TEMP WHITE SENSOR W/DISPLAY | JOHNSON CONTROLS NORTH AMERICAN PRODUCTS (JCI) | NSB8BTN241-0 | 110.56 | 102.0947 | Y | 110.56 | 173.8812 | 173.8812
JCI-NSB8BTN2410 | 175883 | 1 | 134012 | TEMP WHITE SENSOR W/DISPLAY | JOHNSON CONTROLS NORTH AMERICAN PRODUCTS (JCI) | NSB8BTN241-0 | 110.56 | 85.8856 | N | 110.56 | 173.8812 | 173.8812
JCI-NSB8BTN2410 | 175891 | 1 | 134012 | TEMP WHITE SENSOR W/DISPLAY | JOHNSON CONTROLS NORTH AMERICAN PRODUCTS (JCI) | NSB8BTN241-0 | 110.56 | 110.56 | Y | 110.56 | 173.8812 | 173.8812
JCI-NSB8BTN3400 | 10008 | 3 | 134012 | Tempe Sensor Display; SP; White; Graphic | JOHNSON CONTROLS NORTH AMERICAN PRODUCTS (JCI) | NSB8BTN340-0 | 125.58 | 118.39 | Y | 125.58 | 118.39 | 125.58
JCI-NSB8MHC2400 | 173042 | 1 | 134012 | NS T RH CO2 OC STPT WH LG; NETWORK S | JOHNSON CONTROLS NORTH AMERICAN PRODUCTS (JCI) | NSB8MHC240-0 | 479.19 | 356.56 | N | 479.19 | 356.56 | 479.19
JCI-NSB8MHN2400 | 10770 | 6 | 134012 | Temp/Humid(3) Sensor Display; SP; PIR | JOHNSON CONTROLS NORTH AMERICAN PRODUCTS (JCI) | NSB8MHN240-0 | 270.92 | 255.39 | Y | 270.92 | 255.39 | 270.92
JCI-NSB8MHN2410 | 166559 | 1 | 134012 | TEMP, 3RH, PIR, SETPOINT DISPLAY, WHITE | JOHNSON CONTROLS NORTH AMERICAN PRODUCTS (JCI) | NSB8MHN241-0 | 279.18 | 296.75 | N | 279.18 | 296.75 | 296.75
JCI-NSB8MTC2400 | 10008 | 17 | 134012 | NS T CO2 OC STPT WH LG; NETWORK SENS | JOHNSON CONTROLS NORTH AMERICAN PRODUCTS (JCI) | NSB8MTC240-0 | 326.91 | 246.16 | Y | 326.91 | 246.16 | 326.91
JCI-NSB8MTN2420 | 10008 | 4 | 134012 | NS T OC STPT BL LG | JOHNSON CONTROLS NORTH AMERICAN PRODUCTS (JCI) | NSB8MTN242-0 | 125.54 | 120.13 | N | 125.54 | 120.13 | 125.54
JCI-NSB8MTN2420 | 175890 | 1 | 134012 | NS T OC STPT BL LG | JOHNSON CONTROLS NORTH AMERICAN PRODUCTS (JCI) | NSB8MTN242-0 | 125.54 | 120.13 | N | 125.54 | 120.13 | 125.54
JCI-NSBHB70020 | 166560 | 1 | 134012 | Johnson Controls | JOHNSON CONTROLS NORTH AMERICAN PRODUCTS (JCI) | NSBHB70020 | 274.77 | 258.33 | N | 274.77 | 258.33 | 274.77
JCI-NSBHN70030 | 166560 | 1 | 134012 | Temp/(3)Humid Sensor; Bacnet; ST | JOHNSON CONTROLS NORTH AMERICAN PRODUCTS (JCI) | NSBHN70030 | 164.51 | 164.51 | N | 164.51 | 164.51 | 164.51
JCI-NSBHR71010 | 166560 | 2 | 134012 | Temp/(3)Humid Sensor; Display; Set; | JOHNSON CONTROLS NORTH AMERICAN PRODUCTS (JCI) | NSBHR71010 | 221.44 | 221.44 | N | 221.44 | 221.44 | 221.44
JCI-NSBTB70020 | 175888 | 1 | 134012 | JCI - NETWORK ROOM TEMP SENSOR | JOHNSON CONTROLS NORTH AMERICAN PRODUCTS (JCI) | NSBTB70020 | 104.4849 | 104.4849 | Y | 104.4849 | 104.4849 | 104.4849
JCI-NSBTB70020 | 175890 | 2 | 134012 | JCI - NETWORK ROOM TEMP SENSOR | JOHNSON CONTROLS NORTH AMERICAN PRODUCTS (JCI) | NSBTB70020 | 104.4849 | 58.7123 | Y | 104.4849 | 104.4849 | 104.4849
JCI-NSBTN70030 | 166561 | 2 | 134012 | Temp Sensor; MS/TP; ST | JOHNSON CONTROLS NORTH AMERICAN PRODUCTS (JCI) | NSBTN70030 | 69.75 | 69.75 | N | 69.75 | 91.89 | 91.89
JCI-NSBTN70030 | 175883 | 7 | 134012 | Temp Sensor; MS/TP; ST | JOHNSON CONTROLS NORTH AMERICAN PRODUCTS (JCI) | NSBTN70030 | 69.75 | 91.89 | N | 69.75 | 91.89 | 91.89
JCI-NSBTP70022 | 10008 | 1 | 134012 | Sensor, Temperature | JOHNSON CONTROLS NORTH AMERICAN PRODUCTS (JCI) | NSBTP70022 | 67.38 | 67.38 | N | 67.38 | 67.38 | 67.38
JCI-NSBTV70010 | 166560 | 2 | 134012 | Wall Mount Balance Sensor; Display; | JOHNSON CONTROLS NORTH AMERICAN PRODUCTS (JCI) | NS-BTV7001-0 | 111.75 | 69.07 | N | 111.75 | 69.07 | 111.75
JCI-NSFTN70030 | 10008 | 10 | 134012 | NETWORK WALLPLATE 80X120 | JOHNSON CONTROLS NORTH AMERICAN PRODUCTS (JCI) | NS-FTN7003-0 | 118.54 | 101.59 | N | 118.54 | 101.59 | 118.54
JCI-NSMHL70020 | 173042 | 6 | 134012 | 3"X4.5"; PIR; T; 3RH; TB; NETWK RM | JOHNSON CONTROLS NORTH AMERICAN PRODUCTS (JCI) | NS-MHL7002-0 | 253.98 | 253.98 | N | 253.98 | 253.98 | 253.98
JCI-NSWALLPLATE0 | 166559 | 10 | 134012 | Wall Plate Adaptor | JOHNSON CONTROLS NORTH AMERICAN PRODUCTS (JCI) | NS-WALLPLATE-0 | 11.69 | 11.02 | N | 11.69 | 11.02 | 11.69
JCI-NSWALLPLATE0 | 166560 | 8 | 134012 | Wall Plate Adaptor | JOHNSON CONTROLS NORTH AMERICAN PRODUCTS (JCI) | NS-WALLPLATE-0 | 11.69 | 10.6 | Y | 11.69 | 11.02 | 11.69
JCI-NSWALLPLATE0 | 166561 | 339 | 134012 | Wall Plate Adaptor | JOHNSON CONTROLS NORTH AMERICAN PRODUCTS (JCI) | NS-WALLPLATE-0 | 11.69 | 1.014 | Y | 11.69 | 11.02 | 11.69
JCI-NSWALLPLATE0 | 173042 | 41 | 134012 | Wall Plate Adaptor | JOHNSON CONTROLS NORTH AMERICAN PRODUCTS (JCI) | NS-WALLPLATE-0 | 11.69 | 10.14 | N | 11.69 | 11.02 | 11.69
JCI-P100AP201C | 10510 | 5 | 134012 | JCI Encapsulated Pressure Control, 32 | JOHNSON CONTROLS NORTH AMERICAN PRODUCTS (JCI) | P100AP-201C | 23.91 | 18.7078 | Y | 23.91 | 18.7078 | 23.91
JCI-P100AP201C | 175891 | 2 | 134012 | JCI Encapsulated Pressure Control, 32 | JOHNSON CONTROLS NORTH AMERICAN PRODUCTS (JCI) | P100AP-201C | 23.91 | 17.085 | Y | 23.91 | 18.7078 | 23.91
JCI-P100AP332C | 10510 | 12 | 134012 | Press. Cntrl opens 300psi close 400p | JOHNSON CONTROLS NORTH AMERICAN PRODUCTS (JCI) | P100AP-332C | 25.25 | 22.9178 | Y | 25.25 | 23.6542 | 25.25
JCI-P100AP332C | 166553 | 1 | 134012 | Press. Cntrl opens 300psi close 400p | JOHNSON CONTROLS NORTH AMERICAN PRODUCTS (JCI) | P100AP-332C | 25.25 | 16.54 | N | 25.25 | 23.6542 | 25.25
JCI-P100AP332C | 175891 | 30 | 134012 | Press. Cntrl opens 300psi close 400p | JOHNSON CONTROLS NORTH AMERICAN PRODUCTS (JCI) | P100AP-332C | 25.25 | 23.6542 | Y | 25.25 | 23.6542 | 25.25
JCI-P100AP3C | 10510 | 3 | 134012 | PRESS. CNTL 150-225 # | JOHNSON CONTROLS NORTH AMERICAN PRODUCTS (JCI) | P100AP-3C | 24.35 | 20.5525 | Y | 24.35 | 20.5525 | 24.35
JCI-P100AP3C | 175891 | 1 | 134012 | PRESS. CNTL 150-225 # | JOHNSON CONTROLS NORTH AMERICAN PRODUCTS (JCI) | P100AP-3C | 24.35 | 19.85 | Y | 24.35 | 20.5525 | 24.35
JCI-P100AP4C | 10510 | 7 | 134012 | PRESSURE CONTROL; 170-250# OPENS ON | JOHNSON CONTROLS NORTH AMERICAN PRODUCTS (JCI) | P100AP-4C | 23.91 | 22.632 | Y | 23.91 | 22.632 | 23.91
JCI-P100AP4C | 173042 | 5 | 134012 | PRESSURE CONTROL; 170-250# OPENS ON | JOHNSON CONTROLS NORTH AMERICAN PRODUCTS (JCI) | P100AP-4C | 23.91 | 16.68 | N | 23.91 | 22.632 | 23.91
JCI-P100AP4C | 175891 | 25 | 134012 | PRESSURE CONTROL; 170-250# OPENS ON | JOHNSON CONTROLS NORTH AMERICAN PRODUCTS (JCI) | P100AP-4C | 23.91 | 22.54 | Y | 23.91 | 22.632 | 23.91
JCI-P100DA81C | 10510 | 5 | 134012 | PRESSURE CONTROL | JOHNSON CONTROLS NORTH AMERICAN PRODUCTS (JCI) | P100DA-81C | 36.31 | 35.9046 | Y | 36.31 | 35.9046 | 36.31
JCI-P100DA81C | 175891 | 1 | 134012 | PRESSURE CONTROL | JOHNSON CONTROLS NORTH AMERICAN PRODUCTS (JCI) | P100DA-81C | 36.31 | 31.1685 | Y | 36.31 | 35.9046 | 36.31
JCI-P100DA86C | 175890 | 1 | 134012 | PRESS SWITCH - MANUAL RESET | JOHNSON CONTROLS NORTH AMERICAN PRODUCTS (JCI) | P100DA-86C | 32.78 | 29.85 | N | 32.78 | 29.85 | 32.78
JCI-P10BC7C | 10510 | 7 | 134012 | LOW RANGE PRES CONTROL; 3/20 PSIG; OPEN | JOHNSON CONTROLS NORTH AMERICAN PRODUCTS (JCI) | P10BC-7C | 85.91 | 85.91 | Y | 85.91 | 85.91 | 85.91
JCI-P10BC7C | 166557 | 2 | 134012 | LOW RANGE PRES CONTROL; 3/20 PSIG; OPEN | JOHNSON CONTROLS NORTH AMERICAN PRODUCTS (JCI) | P10BC-7C | 85.91 | 85.91 | Y | 85.91 | 85.91 | 85.91
JCI-P10BC7C | 173042 | 4 | 134012 | LOW RANGE PRES CONTROL; 3/20 PSIG; OPEN | JOHNSON CONTROLS NORTH AMERICAN PRODUCTS (JCI) | P10BC-7C | 85.91 | 83.1075 | Y | 85.91 | 85.91 | 85.91
JCI-P10BC7C | 175891 | 4 | 134012 | LOW RANGE PRES CONTROL; 3/20 PSIG; OPEN | JOHNSON CONTROLS NORTH AMERICAN PRODUCTS (JCI) | P10BC-7C | 85.91 | 85.91 | Y | 85.91 | 85.91 | 85.91
JCI-P10BG3C | 10510 | 3 | 134012 | LOW RANGE PRES CONTROL | JOHNSON CONTROLS NORTH AMERICAN PRODUCTS (JCI) | P10BG-3C | 94.78 | 101.22 | Y | 94.78 | 101.22 | 101.22
JCI-P10BG3C | 166557 | 1 | 134012 | LOW RANGE PRES CONTROL | JOHNSON CONTROLS NORTH AMERICAN PRODUCTS (JCI) | P10BG-3C | 94.78 | 45.56 | N | 94.78 | 101.22 | 101.22
JCI-P10BG3C | 175891 | 1 | 134012 | LOW RANGE PRES CONTROL | JOHNSON CONTROLS NORTH AMERICAN PRODUCTS (JCI) | P10BG-3C | 94.78 | 101.22 | Y | 94.78 | 101.22 | 101.22
JCI-P145NCB12C | 10510 | 3 | 134012 | Oil Failure Cutout | JOHNSON CONTROLS NORTH AMERICAN PRODUCTS (JCI) | P145NCB-12C | 204.59 | 192.86 | Y | 204.59 | 192.86 | 204.59
JCI-P145NCB82C | 10510 | 1 | 134012 | OIL FAILURE CUTOUT | JOHNSON CONTROLS NORTH AMERICAN PRODUCTS (JCI) | P145NCB-82C | 204.59 | 113.082 | Y | 204.59 | 113.86 | 204.59
JCI-P145NCB82C | 175891 | 1 | 134012 | OIL FAILURE CUTOUT | JOHNSON CONTROLS NORTH AMERICAN PRODUCTS (JCI) | P145NCB-82C | 204.59 | 113.86 | N | 204.59 | 113.86 | 204.59
JCI-P170AB12C | 166557 | 2 | 134012 | PRESSURE CONTROL; 12"80 PSIG 5 BU DIFF. | JOHNSON CONTROLS NORTH AMERICAN PRODUCTS (JCI) | P170AB-12C | 83.7 | 50.2 | N | 83.7 | 50.2 | 83.7
JCI-P170DA400C | 10008 | 4 | 134012 | Hi Limit, 200-610psi, MAN, 1/4" m.Flare | JOHNSON CONTROLS NORTH AMERICAN PRODUCTS (JCI) | P170DA-400C | 97.42 | 80.89 | N | 97.42 | 80.89 | 97.42
JCI-P170LB6C | 10510 | 3 | 134012 | LS 12 IN /80 PSIG 100/425 PSIG HS | JOHNSON CONTROLS NORTH AMERICAN PRODUCTS (JCI) | P170LB-6C | 159.42 | 131.6453 | Y | 159.42 | 131.6453 | 159.42
JCI-P170LB6C | 175891 | 2 | 134012 | LS 12 IN /80 PSIG 100/425 PSIG HS | JOHNSON CONTROLS NORTH AMERICAN PRODUCTS (JCI) | P170LB-6C | 159.42 | 87.92 | Y | 159.42 | 131.6453 | 159.42
JCI-P170MA1C | 166557 | 2 | 134012 | PRESSURE CONTROL; MAN RESET HS | JOHNSON CONTROLS NORTH AMERICAN PRODUCTS (JCI) | P170MA-1C | 163.85 | 120.74 | N | 163.85 | 120.74 | 163.85
JCI-P20DA127C | 166557 | 3 | 134012 | SINGLE FUNCTION PRESSURE CONTROL 100/425 | JOHNSON CONTROLS NORTH AMERICAN PRODUCTS (JCI) | P20DA-127C-BCS | 41.16 | 41.16 | N | 41.16 | 41.16 | 41.16
JCI-P20DB1C | 10510 | 1 | 134012 | 36IN CAP 1/4IN SWEAT OP RISE 100-425PSI | JOHNSON CONTROLS NORTH AMERICAN PRODUCTS (JCI) | P20DB-1C | 72.63 | 66.15 | N | 72.63 | 66.15 | 72.63
JCI-P20EB1C | 10510 | 2 | 134012 | 36IN CAP1/4IN SWEAT SPDT 7-150PSI AC CON | JOHNSON CONTROLS NORTH AMERICAN PRODUCTS (JCI) | P20EB-1C | 63.77 | 44.8025 | Y | 63.77 | 56.39 | 63.77
JCI-P20EB1C | 166560 | 1 | 134012 | 36IN CAP1/4IN SWEAT SPDT 7-150PSI AC CON | JOHNSON CONTROLS NORTH AMERICAN PRODUCTS (JCI) | P20EB-1C | 63.77 | 56.39 | N | 63.77 | 56.39 | 63.77
JCI-P20EB1C | 175891 | 1 | 134012 | 36IN CAP1/4IN SWEAT SPDT 7-150PSI AC CON | JOHNSON CONTROLS NORTH AMERICAN PRODUCTS (JCI) | P20EB-1C | 63.77 | 37.68 | Y | 63.77 | 56.39 | 63.77
JCI-P266ACA100C | 10510 | 3 | 134012 | FAN SPEED CONTROL | JOHNSON CONTROLS NORTH AMERICAN PRODUCTS (JCI) | P266ACA-100C | 316.42 | 272.25 | Y | 316.42 | 272.25 | 316.42
JCI-P266BCA100C | 175891 | 1 | 134012 | Fan Speed Controls 460/575 | JOHNSON CONTROLS NORTH AMERICAN PRODUCTS (JCI) | P266BCA-100C | 319.06 | 310.35 | Y | 319.06 | 310.35 | 319.06
JCI-P266PRM1K | 10510 | 1 | 134012 | P266 Utility Tool | JOHNSON CONTROLS NORTH AMERICAN PRODUCTS (JCI) | P266PRM-1K | 77.12 | 72.7 | N | 77.12 | 72.7 | 77.12
JCI-P266SNR1C | 10510 | 3 | 134012 | Pressure Transducer 0-508 Psi 1/4 SAE Fl | JOHNSON CONTROLS NORTH AMERICAN PRODUCTS (JCI) | P266SNR-1C | 102.38 | 93.0675 | Y | 102.38 | 93.0675 | 102.38
JCI-P266SNR2C | 10510 | 2 | 134012 | PRESS TRANSDUCER | JOHNSON CONTROLS NORTH AMERICAN PRODUCTS (JCI) | P266SNR-2C | 102.38 | 92.4393 | Y | 102.38 | 92.4393 | 102.38
JCI-P266SNR2C | 166561 | 1 | 134012 | PRESS TRANSDUCER | JOHNSON CONTROLS NORTH AMERICAN PRODUCTS (JCI) | P266SNR-2C | 102.38 | 64.46 | N | 102.38 | 92.4393 | 102.38
JCI-P29NC38C | 175891 | 1 | 134012 | 20"/100#, 120 SEC TIME DELAY, 36" CAP | JOHNSON CONTROLS NORTH AMERICAN PRODUCTS (JCI) | P29NC-38C | 206.81 | 239.35 | N | 206.81 | 239.35 | 239.35
JCI-P2DAYBBHF2N01 | 173042 | 1 | 134012 | 36x24 Panel w/CGM0909, XPM0909, Display | JOHNSON CONTROLS NORTH AMERICAN PRODUCTS (JCI) | P2DAY-BBHF2N01 | 2040.75 | 1962.26 | N | 2040.75 | 1962.26 | 2040.75
JCI-P32AC1C | 10008 | 1 | 134012 | DIFF PRES CTL; .15-12"WC | JOHNSON CONTROLS NORTH AMERICAN PRODUCTS (JCI) | P32AC-1C | 71.74 | 66.19 | N | 71.74 | 66.19 | 71.74
JCI-P32AC1C | 175891 | 1 | 134012 | DIFF PRES CTL; .15-12"WC | JOHNSON CONTROLS NORTH AMERICAN PRODUCTS (JCI) | P32AC-1C | 71.74 | 65.34 | Y | 71.74 | 66.19 | 71.74
JCI-P32AC2C | 10008 | 5 | 134012 | SENSITIVE DIFF PRES CTL; DIFF AIR PRESSU | JOHNSON CONTROLS NORTH AMERICAN PRODUCTS (JCI) | P32AC-2C | 80.16 | 68.472 | Y | 80.16 | 100 | 100
JCI-P32AC2C | 10510 | 5 | 134012 | SENSITIVE DIFF PRES CTL; DIFF AIR PRESSU | JOHNSON CONTROLS NORTH AMERICAN PRODUCTS (JCI) | P32AC-2C | 80.16 | 80.16 | Y | 80.16 | 100 | 100
JCI-P32AC2C | 173042 | 7 | 134012 | SENSITIVE DIFF PRES CTL; DIFF AIR PRESSU | JOHNSON CONTROLS NORTH AMERICAN PRODUCTS (JCI) | P32AC-2C | 80.16 | 100 | N | 80.16 | 100 | 100
JCI-P32AC2C | 175888 | 3 | 134012 | SENSITIVE DIFF PRES CTL; DIFF AIR PRESSU | JOHNSON CONTROLS NORTH AMERICAN PRODUCTS (JCI) | P32AC-2C | 80.16 | 70.6411 | Y | 80.16 | 100 | 100
JCI-P32AC2C | 175890 | 4 | 134012 | SENSITIVE DIFF PRES CTL; DIFF AIR PRESSU | JOHNSON CONTROLS NORTH AMERICAN PRODUCTS (JCI) | P32AC-2C | 80.16 | 69.9501 | Y | 80.16 | 100 | 100
JCI-P32AC2C | 175891 | 3 | 134012 | SENSITIVE DIFF PRES CTL; DIFF AIR PRESSU | JOHNSON CONTROLS NORTH AMERICAN PRODUCTS (JCI) | P32AC-2C | 80.16 | 71.7113 | N | 80.16 | 100 | 100
JCI-P32AC8C | 175891 | 1 | 134012 | DIFF. PRESS. CTLLR | JOHNSON CONTROLS NORTH AMERICAN PRODUCTS (JCI) | P32AC-8C | 71.74 | 43.8163 | N | 71.74 | 43.8163 | 71.74
JCI-P32AF1C | 10510 | 2 | 134012 | Differential Pressure Switch | JOHNSON CONTROLS NORTH AMERICAN PRODUCTS (JCI) | P32AF-1C | 71.74 | 71.74 | Y | 71.74 | 71.74 | 71.74
JCI-P32AF1C | 175890 | 1 | 134012 | Differential Pressure Switch | JOHNSON CONTROLS NORTH AMERICAN PRODUCTS (JCI) | P32AF-1C | 71.74 | 51.0868 | N | 71.74 | 71.74 | 71.74
JCI-P32AF1C | 175891 | 2 | 134012 | Differential Pressure Switch | JOHNSON CONTROLS NORTH AMERICAN PRODUCTS (JCI) | P32AF-1C | 71.74 | 71.74 | Y | 71.74 | 71.74 | 71.74
JCI-P32AF2C | 175891 | 2 | 134012 | .05-5IN WC SPDT ADJ PRESSURE SWITCH | JOHNSON CONTROLS NORTH AMERICAN PRODUCTS (JCI) | P32AF-2C | 80.16 | 68.685 | N | 80.16 | 68.685 | 80.16
JCI-P352PQ1C | 166561 | 1 | 134012 | P352PQ-1C PROPORTIONAL PRESS CNTL; | JOHNSON CONTROLS NORTH AMERICAN PRODUCTS (JCI) | P352PQ-1C | 311.21 | 165.64 | N | 311.21 | 232.82 | 311.21
JCI-P352PQ1C | 173042 | 1 | 134012 | P352PQ-1C PROPORTIONAL PRESS CNTL; | JOHNSON CONTROLS NORTH AMERICAN PRODUCTS (JCI) | P352PQ-1C | 311.21 | 232.82 | N | 311.21 | 232.82 | 311.21
JCI-P352PQ1C | 175891 | 2 | 134012 | P352PQ-1C PROPORTIONAL PRESS CNTL; | JOHNSON CONTROLS NORTH AMERICAN PRODUCTS (JCI) | P352PQ-1C | 311.21 | 132.163 | N | 311.21 | 232.82 | 311.21
JCI-P352PQ2C | 10008 | 1 | 134012 | P352PQ-2C PROPORTIONAL PRESS CNTL; | JOHNSON CONTROLS NORTH AMERICAN PRODUCTS (JCI) | P352PQ-2C | 311.21 | 184.96 | N | 311.21 | 184.96 | 311.21
JCI-P352PQ2C | 10510 | 1 | 134012 | P352PQ-2C PROPORTIONAL PRESS CNTL; | JOHNSON CONTROLS NORTH AMERICAN PRODUCTS (JCI) | P352PQ-2C | 311.21 | 157.75 | N | 311.21 | 184.96 | 311.21
JCI-P352PQ2C | 166553 | 2 | 134012 | P352PQ-2C PROPORTIONAL PRESS CNTL; | JOHNSON CONTROLS NORTH AMERICAN PRODUCTS (JCI) | P352PQ-2C | 311.21 | 94.5882 | N | 311.21 | 184.96 | 311.21
JCI-P352PQ2C | 166561 | 1 | 134012 | P352PQ-2C PROPORTIONAL PRESS CNTL; | JOHNSON CONTROLS NORTH AMERICAN PRODUCTS (JCI) | P352PQ-2C | 311.21 | 103.0441 | N | 311.21 | 184.96 | 311.21
JCI-P38001 | 166553 | 2 | 134012 | RESET VOLUME CNTL; FOR NO/DA OR NC/RA Re | JOHNSON CONTROLS NORTH AMERICAN PRODUCTS (JCI) | P-3800-1 | 208.13 | 58.832 | N | 208.13 | 86.3243 | 208.13
JCI-P38001 | 166559 | 2 | 134012 | RESET VOLUME CNTL; FOR NO/DA OR NC/RA Re | JOHNSON CONTROLS NORTH AMERICAN PRODUCTS (JCI) | P-3800-1 | 208.13 | 74.865 | N | 208.13 | 86.3243 | 208.13
JCI-P38001 | 166561 | 6 | 134012 | RESET VOLUME CNTL; FOR NO/DA OR NC/RA Re | JOHNSON CONTROLS NORTH AMERICAN PRODUCTS (JCI) | P-3800-1 | 208.13 | 86.3243 | N | 208.13 | 86.3243 | 208.13
JCI-P38001 | 173042 | 3 | 134012 | RESET VOLUME CNTL; FOR NO/DA OR NC/RA Re | JOHNSON CONTROLS NORTH AMERICAN PRODUCTS (JCI) | P-3800-1 | 208.13 | 81.38 | N | 208.13 | 86.3243 | 208.13
JCI-P38002 | 166553 | 1 | 134012 | P-3800-2 RESET VOLUME CNTL; FOR | JOHNSON CONTROLS NORTH AMERICAN PRODUCTS (JCI) | P-3800-2 | 208.13 | 93.71 | N | 208.13 | 93.71 | 208.13
JCI-P38002 | 166561 | 2 | 134012 | P-3800-2 RESET VOLUME CNTL; FOR | JOHNSON CONTROLS NORTH AMERICAN PRODUCTS (JCI) | P-3800-2 | 208.13 | 81.38 | N | 208.13 | 93.71 | 208.13
JCI-P470EB1C | 10510 | 3 | 134012 | P470EB-1C LINE VOLTAGE PRESSURE | JOHNSON CONTROLS NORTH AMERICAN PRODUCTS (JCI) | P470EB-1C | 87.7 | 85.31 | Y | 87.7 | 85.31 | 87.7
JCI-P47AA13C | 166553 | 1 | 134012 | STEAM/H2O PRESS 0-150# W/TRAP | JOHNSON CONTROLS NORTH AMERICAN PRODUCTS (JCI) | P47AA-13C | 227.62 | 214.57 | N | 227.62 | 214.57 | 227.62
JCI-P47AA6C | 175891 | 1 | 134012 | PRESS CTRL 20-50# | JOHNSON CONTROLS NORTH AMERICAN PRODUCTS (JCI) | P47AA-6C | 192.39 | 124.7429 | N | 192.39 | 124.7429 | 192.39
JCI-P499ACP105K | 10008 | 1 | 134012 | GP TRANS 0-500PSI 4-20 MA | JOHNSON CONTROLS NORTH AMERICAN PRODUCTS (JCI) | P499ACP-105K | 126.38 | 112.39 | N | 126.38 | 112.39 | 126.38
JCI-P499RAP101C | 10510 | 3 | 134012 | Pressure,Transducer, 0-100 PSI Pressure | JOHNSON CONTROLS NORTH AMERICAN PRODUCTS (JCI) | P499RAP-101C | 111.48 | 86.8607 | Y | 111.48 | 99.42 | 111.48
JCI-P499RAP101C | 175891 | 2 | 134012 | Pressure,Transducer, 0-100 PSI Pressure | JOHNSON CONTROLS NORTH AMERICAN PRODUCTS (JCI) | P499RAP-101C | 111.48 | 99.42 | Y | 111.48 | 99.42 | 111.48
JCI-P499RAP105C | 175891 | 3 | 134012 | 1/8?-27 NPT EXT THRD 0-500PSI TRANSDUCER | JOHNSON CONTROLS NORTH AMERICAN PRODUCTS (JCI) | P499RAP-105C | 115.55 | 68.5396 | N | 115.55 | 68.5396 | 115.55
JCI-P499RAP107K | 166560 | 1 | 134012 | Press Trans Kit 0-750psig 0.4 - 4. | JOHNSON CONTROLS NORTH AMERICAN PRODUCTS (JCI) | P499RAP-107K | 0 | 70.8 | N | 0 | 70.8 | 70.8
JCI-P499RCP101C | 10510 | 3 | 134012 | PRESSURE TRANS 0-100 PSIG | JOHNSON CONTROLS NORTH AMERICAN PRODUCTS (JCI) | P499RCP-101C | 113.29 | 107.6 | Y | 113.29 | 107.6 | 113.29
JCI-P499RCP101C | 175891 | 2 | 134012 | PRESSURE TRANS 0-100 PSIG | JOHNSON CONTROLS NORTH AMERICAN PRODUCTS (JCI) | P499RCP-101C | 113.29 | 107.6 | Y | 113.29 | 107.6 | 113.29
JCI-P499RCP105C | 10510 | 3 | 134012 | PRESSURE TRANS 0-500 PSIG; 0.4 TO 4.5 VD | JOHNSON CONTROLS NORTH AMERICAN PRODUCTS (JCI) | P499RCP-105C | 113.29 | 87.198 | Y | 113.29 | 97.82 | 113.29
JCI-P499RCP105C | 175890 | 1 | 134012 | PRESSURE TRANS 0-500 PSIG; 0.4 TO 4.5 VD | JOHNSON CONTROLS NORTH AMERICAN PRODUCTS (JCI) | P499RCP-105C | 113.29 | 97.82 | N | 113.29 | 97.82 | 113.29
JCI-P499RCP105C | 175891 | 3 | 134012 | PRESSURE TRANS 0-500 PSIG; 0.4 TO 4.5 VD | JOHNSON CONTROLS NORTH AMERICAN PRODUCTS (JCI) | P499RCP-105C | 113.29 | 84.7531 | Y | 113.29 | 97.82 | 113.29
JCI-P499RCP105K | 166557 | 2 | 134012 | PRESSURE TRANSDUCER; 0-500 PSIS 1/4 IN. | JOHNSON CONTROLS NORTH AMERICAN PRODUCTS (JCI) | P499RCP-105K | 126.38 | 112.39 | N | 126.38 | 118.8533 | 126.38
JCI-P499RCP105K | 175888 | 2 | 134012 | PRESSURE TRANSDUCER; 0-500 PSIS 1/4 IN. | JOHNSON CONTROLS NORTH AMERICAN PRODUCTS (JCI) | P499RCP-105K | 126.38 | 110.2652 | Y | 126.38 | 118.8533 | 126.38
JCI-P499RCP105K | 175890 | 5 | 134012 | PRESSURE TRANSDUCER; 0-500 PSIS 1/4 IN. | JOHNSON CONTROLS NORTH AMERICAN PRODUCTS (JCI) | P499RCP-105K | 126.38 | 118.8533 | Y | 126.38 | 118.8533 | 126.38
JCI-P499RCP107K | 166559 | 1 | 134012 | 0-750, .5-4.5vdc pressure xdcr w/2m | JOHNSON CONTROLS NORTH AMERICAN PRODUCTS (JCI) | P499RCP-107K | 126.38 | 112.39 | Y | 126.38 | 119.385 | 126.38
JCI-P499RCP107K | 175888 | 2 | 134012 | 0-750, .5-4.5vdc pressure xdcr w/2m | JOHNSON CONTROLS NORTH AMERICAN PRODUCTS (JCI) | P499RCP-107K | 126.38 | 112.39 | Y | 126.38 | 119.385 | 126.38
JCI-P499RCP107K | 175890 | 2 | 134012 | 0-750, .5-4.5vdc pressure xdcr w/2m | JOHNSON CONTROLS NORTH AMERICAN PRODUCTS (JCI) | P499RCP-107K | 126.38 | 119.385 | Y | 126.38 | 119.385 | 126.38
JCI-P499VCP101K | 166553 | 1 | 134012 | Press Trans Kit 0-100psig, 0-10vdc | JOHNSON CONTROLS NORTH AMERICAN PRODUCTS (JCI) | P499VCP-101K | 126.38 | 78.69 | N | 126.38 | 106.845 | 126.38
JCI-P499VCP101K | 166560 | 1 | 134012 | Press Trans Kit 0-100psig, 0-10vdc | JOHNSON CONTROLS NORTH AMERICAN PRODUCTS (JCI) | P499VCP-101K | 126.38 | 78.69 | N | 126.38 | 106.845 | 126.38
JCI-P499VCP101K | 166561 | 7 | 134012 | Press Trans Kit 0-100psig, 0-10vdc | JOHNSON CONTROLS NORTH AMERICAN PRODUCTS (JCI) | P499VCP-101K | 126.38 | 106.845 | N | 126.38 | 106.845 | 126.38
JCI-P499VCP105K | 166559 | 2 | 134012 | Press Trans Kit 0-500psig, 0-10vdc | JOHNSON CONTROLS NORTH AMERICAN PRODUCTS (JCI) | P499VCP-105K | 126.38 | 118.5946 | Y | 126.38 | 123.1118 | 126.38
JCI-P499VCP105K | 166561 | 8 | 134012 | Press Trans Kit 0-500psig, 0-10vdc | JOHNSON CONTROLS NORTH AMERICAN PRODUCTS (JCI) | P499VCP-105K | 126.38 | 123.1118 | Y | 126.38 | 123.1118 | 126.38
JCI-P499VCP105K | 175888 | 5 | 134012 | Press Trans Kit 0-500psig, 0-10vdc | JOHNSON CONTROLS NORTH AMERICAN PRODUCTS (JCI) | P499VCP-105K | 126.38 | 121.52 | Y | 126.38 | 123.1118 | 126.38
JCI-P499VCP105K | 175890 | 3 | 134012 | Press Trans Kit 0-500psig, 0-10vdc | JOHNSON CONTROLS NORTH AMERICAN PRODUCTS (JCI) | P499VCP-105K | 126.38 | 121.52 | Y | 126.38 | 123.1118 | 126.38
JCI-P499VCP107K | 166559 | 1 | 134012 | Press Trans Kit 0-700psig, 0-10vdc | JOHNSON CONTROLS NORTH AMERICAN PRODUCTS (JCI) | P499VCP-107K | 126.38 | 112.39 | N | 126.38 | 121.52 | 126.38
JCI-P499VCP107K | 175888 | 4 | 134012 | Press Trans Kit 0-700psig, 0-10vdc | JOHNSON CONTROLS NORTH AMERICAN PRODUCTS (JCI) | P499VCP-107K | 126.38 | 121.52 | Y | 126.38 | 121.52 | 126.38
JCI-P499VCP107K | 175890 | 2 | 134012 | Press Trans Kit 0-700psig, 0-10vdc | JOHNSON CONTROLS NORTH AMERICAN PRODUCTS (JCI) | P499VCP-107K | 126.38 | 115.985 | Y | 126.38 | 121.52 | 126.38
JCI-P55001018 | 175888 | 2 | 134012 | GAUGE 3 1/2 IN 0-2 IN WG | JOHNSON CONTROLS NORTH AMERICAN PRODUCTS (JCI) | P-5500-1018 | 260.58 | 76.5108 | N | 260.58 | 76.5108 | 260.58
JCI-P67CA1C | 10510 | 1 | 134012 | P67CA-1C LOW PRESSURE CONTROL; DPST | JOHNSON CONTROLS NORTH AMERICAN PRODUCTS (JCI) | P67CA-1C | 159.72 | 142.15 | N | 159.72 | 155.07 | 159.72
JCI-P67CA1C | 175891 | 1 | 134012 | P67CA-1C LOW PRESSURE CONTROL; DPST | JOHNSON CONTROLS NORTH AMERICAN PRODUCTS (JCI) | P67CA-1C | 159.72 | 155.07 | Y | 159.72 | 155.07 | 159.72
JCI-P70AA118C | 10510 | 6 | 134012 | P70AA-118C SPST PRESSURE CONTROL; | JOHNSON CONTROLS NORTH AMERICAN PRODUCTS (JCI) | P70AA-118C | 90.79 | 76.0171 | Y | 90.79 | 80.28 | 90.79
JCI-P70AA118C | 175888 | 3 | 134012 | P70AA-118C SPST PRESSURE CONTROL; | JOHNSON CONTROLS NORTH AMERICAN PRODUCTS (JCI) | P70AA-118C | 90.79 | 75.38 | N | 90.79 | 80.28 | 90.79
JCI-P70AA118C | 175890 | 1 | 134012 | P70AA-118C SPST PRESSURE CONTROL; | JOHNSON CONTROLS NORTH AMERICAN PRODUCTS (JCI) | P70AA-118C | 90.79 | 80.28 | N | 90.79 | 80.28 | 90.79
JCI-P70AA118C | 175891 | 7 | 134012 | P70AA-118C SPST PRESSURE CONTROL; | JOHNSON CONTROLS NORTH AMERICAN PRODUCTS (JCI) | P70AA-118C | 90.79 | 67.126 | Y | 90.79 | 80.28 | 90.79
JCI-P70AA119C | 10510 | 1 | 134012 | SPST PRESSURE CONTROL | JOHNSON CONTROLS NORTH AMERICAN PRODUCTS (JCI) | P70AA-119C | 160.3 | 146.41 | N | 160.3 | 146.41 | 160.3
JCI-P70AA400C | 10510 | 4 | 134012 | HEAD PRESSURE FAN , FAN CYCLING | JOHNSON CONTROLS NORTH AMERICAN PRODUCTS (JCI) | P70AA-400C | 90.79 | 82.69 | Y | 90.79 | 82.69 | 90.79
JCI-P70AB12C | 10510 | 4 | 134012 | LOW PRESSURE CONTROL | JOHNSON CONTROLS NORTH AMERICAN PRODUCTS (JCI) | P70AB-12C | 91.22 | 74.1825 | Y | 91.22 | 74.1825 | 91.22
JCI-P70AB12C | 175890 | 1 | 134012 | LOW PRESSURE CONTROL | JOHNSON CONTROLS NORTH AMERICAN PRODUCTS (JCI) | P70AB-12C | 91.22 | 58.2914 | N | 91.22 | 74.1825 | 91.22
JCI-P70AB12C | 175891 | 4 | 134012 | LOW PRESSURE CONTROL | JOHNSON CONTROLS NORTH AMERICAN PRODUCTS (JCI) | P70AB-12C | 91.22 | 68.4097 | Y | 91.22 | 74.1825 | 91.22
JCI-P70AB2C | 10510 | 5 | 134012 | PRESS CONTROLLER 36" CAP, 1/4 FLARE | JOHNSON CONTROLS NORTH AMERICAN PRODUCTS (JCI) | P70AB-2C | 91.22 | 82.7628 | Y | 91.22 | 83.603 | 91.22
JCI-P70AB2C | 175883 | 1 | 134012 | PRESS CONTROLLER 36" CAP, 1/4 FLARE | JOHNSON CONTROLS NORTH AMERICAN PRODUCTS (JCI) | P70AB-2C | 91.22 | 53.96 | N | 91.22 | 83.603 | 91.22
JCI-P70AB2C | 175891 | 1 | 134012 | PRESS CONTROLLER 36" CAP, 1/4 FLARE | JOHNSON CONTROLS NORTH AMERICAN PRODUCTS (JCI) | P70AB-2C | 91.22 | 83.603 | Y | 91.22 | 83.603 | 91.22
JCI-P70CA1C | 10510 | 2 | 134012 | 36IN CAP1/4IN FNPT 20IN-100PSI PRES CTRL | JOHNSON CONTROLS NORTH AMERICAN PRODUCTS (JCI) | P70CA-1C | 98.31 | 98.31 | Y | 98.31 | 98.31 | 98.31
JCI-P70CA3C | 10510 | 2 | 134012 | P70CA-3C SPST PRESSURE CONTROL; | JOHNSON CONTROLS NORTH AMERICAN PRODUCTS (JCI) | P70CA-3C | 100.96 | 80.1275 | Y | 100.96 | 80.1275 | 100.96
JCI-P70CA3C | 175891 | 4 | 134012 | P70CA-3C SPST PRESSURE CONTROL; | JOHNSON CONTROLS NORTH AMERICAN PRODUCTS (JCI) | P70CA-3C | 100.96 | 76.69 | N | 100.96 | 80.1275 | 100.96
JCI-P70DA1C | 10510 | 6 | 134012 | P70DA-1C SPST PRESSURE CONTROL; | JOHNSON CONTROLS NORTH AMERICAN PRODUCTS (JCI) | P70DA-1C | 101.41 | 82.513 | Y | 101.41 | 82.513 | 101.41
JCI-P70DA1C | 166557 | 2 | 134012 | P70DA-1C SPST PRESSURE CONTROL; | JOHNSON CONTROLS NORTH AMERICAN PRODUCTS (JCI) | P70DA-1C | 101.41 | 58.19 | N | 101.41 | 82.513 | 101.41
JCI-P70DA1C | 173042 | 2 | 134012 | P70DA-1C SPST PRESSURE CONTROL; | JOHNSON CONTROLS NORTH AMERICAN PRODUCTS (JCI) | P70DA-1C | 101.41 | 44.23 | N | 101.41 | 82.513 | 101.41
JCI-P70DA2C | 175891 | 1 | 134012 | P70DA-2C SPST PRESSURE CONTROL; | JOHNSON CONTROLS NORTH AMERICAN PRODUCTS (JCI) | P70DA-2C | 184.66 | 86.51 | N | 184.66 | 86.51 | 184.66
JCI-P70DA400C | 10510 | 4 | 134012 | JOHNSON 200/610# M/R 36"CAP SPST OP-HI | JOHNSON CONTROLS NORTH AMERICAN PRODUCTS (JCI) | P70DA-400C | 100.96 | 79.5337 | Y | 100.96 | 81.819 | 100.96
JCI-P70DA400C | 175891 | 2 | 134012 | JOHNSON 200/610# M/R 36"CAP SPST OP-HI | JOHNSON CONTROLS NORTH AMERICAN PRODUCTS (JCI) | P70DA-400C | 100.96 | 81.819 | Y | 100.96 | 81.819 | 100.96
JCI-P70LA2C | 173042 | 4 | 134012 | SPST DUAL PRES CONTROL; FOR AMMONIA; | JOHNSON CONTROLS NORTH AMERICAN PRODUCTS (JCI) | P70LA-2C | 296.45 | 256.65 | N | 296.45 | 256.65 | 296.45
JCI-P70LB1C | 10510 | 3 | 134012 | P70LB-1C SPST DUAL PRES CONTROL; 20 | JOHNSON CONTROLS NORTH AMERICAN PRODUCTS (JCI) | P70LB-1C | 170.05 | 144.9758 | Y | 170.05 | 144.9758 | 170.05
JCI-P70LB1C | 175891 | 1 | 134012 | P70LB-1C SPST DUAL PRES CONTROL; 20 | JOHNSON CONTROLS NORTH AMERICAN PRODUCTS (JCI) | P70LB-1C | 170.05 | 124.8 | Y | 170.05 | 144.9758 | 170.05
JCI-P70LB6C | 10510 | 4 | 134012 | SPST DUAL PRES CONTROL; 20"/80 PSIG | JOHNSON CONTROLS NORTH AMERICAN PRODUCTS (JCI) | P70LB-6C | 170.05 | 134.179 | Y | 170.05 | 134.179 | 170.05
JCI-P70LB6C | 173042 | 1 | 134012 | SPST DUAL PRES CONTROL; 20"/80 PSIG | JOHNSON CONTROLS NORTH AMERICAN PRODUCTS (JCI) | P70LB-6C | 170.05 | 134.09 | N | 170.05 | 134.179 | 170.05
JCI-P70LB6C | 175888 | 1 | 134012 | SPST DUAL PRES CONTROL; 20"/80 PSIG | JOHNSON CONTROLS NORTH AMERICAN PRODUCTS (JCI) | P70LB-6C | 170.05 | 98.8712 | N | 170.05 | 134.179 | 170.05
JCI-P70LB6C | 175891 | 3 | 134012 | SPST DUAL PRES CONTROL; 20"/80 PSIG | JOHNSON CONTROLS NORTH AMERICAN PRODUCTS (JCI) | P70LB-6C | 170.05 | 104.7137 | Y | 170.05 | 134.179 | 170.05
JCI-P70MA1C | 10510 | 6 | 134012 | SPST DUAL PRES CONTROL;20"/100#; 100/425 | JOHNSON CONTROLS NORTH AMERICAN PRODUCTS (JCI) | P70MA-1C | 171.82 | 148.1547 | Y | 171.82 | 161.97 | 171.82
JCI-P70MA1C | 166553 | 2 | 134012 | SPST DUAL PRES CONTROL;20"/100#; 100/425 | JOHNSON CONTROLS NORTH AMERICAN PRODUCTS (JCI) | P70MA-1C | 171.82 | 100.0933 | N | 171.82 | 161.97 | 171.82
JCI-P70MA1C | 175888 | 2 | 134012 | SPST DUAL PRES CONTROL;20"/100#; 100/425 | JOHNSON CONTROLS NORTH AMERICAN PRODUCTS (JCI) | P70MA-1C | 171.82 | 134.1626 | N | 171.82 | 161.97 | 171.82
JCI-P70MA1C | 175891 | 1 | 134012 | SPST DUAL PRES CONTROL;20"/100#; 100/425 | JOHNSON CONTROLS NORTH AMERICAN PRODUCTS (JCI) | P70MA-1C | 171.82 | 161.97 | Y | 171.82 | 161.97 | 171.82
JCI-P721UT010 | 166559 | 7 | 134012 | LuxPro 2H/1C Programmable TouchScrn | JOHNSON CONTROLS NORTH AMERICAN PRODUCTS (JCI) | P721UT-010 | 62.17 | 52.18 | N | 62.17 | 63.46 | 63.46
JCI-P721UT010 | 166561 | 3 | 134012 | LuxPro 2H/1C Programmable TouchScrn | JOHNSON CONTROLS NORTH AMERICAN PRODUCTS (JCI) | P721UT-010 | 62.17 | 52.18 | N | 62.17 | 63.46 | 63.46
JCI-P721UT010 | 175883 | 2 | 134012 | LuxPro 2H/1C Programmable TouchScrn | JOHNSON CONTROLS NORTH AMERICAN PRODUCTS (JCI) | P721UT-010 | 62.17 | 63.46 | N | 62.17 | 63.46 | 63.46
JCI-P72AA27C | 10510 | 1 | 134012 | 36IN CAP1/4IN FLARE 100-400PSI DPST CTRL | JOHNSON CONTROLS NORTH AMERICAN PRODUCTS (JCI) | P72AA-27C | 138.17 | 84.1467 | Y | 138.17 | 98.16 | 138.17
JCI-P72AA27C | 175891 | 1 | 134012 | 36IN CAP1/4IN FLARE 100-400PSI DPST CTRL | JOHNSON CONTROLS NORTH AMERICAN PRODUCTS (JCI) | P72AA-27C | 138.17 | 98.16 | Y | 138.17 | 98.16 | 138.17
JCI-P72CA2C | 173042 | 1 | 134012 | DPST PRESSURE CONTROL; 50/450#; DIFF | JOHNSON CONTROLS NORTH AMERICAN PRODUCTS (JCI) | P72CA-2C | 131.09 | 67.05 | N | 131.09 | 67.05 | 131.09
JCI-P72MA1C | 173042 | 1 | 134012 | DPST DUAL PRESSURE; MANUAL RESET HI | JOHNSON CONTROLS NORTH AMERICAN PRODUCTS (JCI) | P72MA-1C | 222.3 | 150.36 | N | 222.3 | 150.36 | 222.3
JCI-P74BA1C | 10510 | 1 | 134012 | PRESSURE CONTROL RANGE 8/70 PSI | JOHNSON CONTROLS NORTH AMERICAN PRODUCTS (JCI) | P74BA-1C | 164.3 | 149.64 | N | 164.3 | 149.64 | 164.3
JCI-P74BA1C | 173042 | 1 | 134012 | PRESSURE CONTROL RANGE 8/70 PSI | JOHNSON CONTROLS NORTH AMERICAN PRODUCTS (JCI) | P74BA-1C | 164.3 | 120.96 | N | 164.3 | 149.64 | 164.3
JCI-P74BA1C | 175888 | 2 | 134012 | PRESSURE CONTROL RANGE 8/70 PSI | JOHNSON CONTROLS NORTH AMERICAN PRODUCTS (JCI) | P74BA-1C | 164.3 | 134.0234 | N | 164.3 | 149.64 | 164.3
JCI-P74BA1C | 175890 | 1 | 134012 | PRESSURE CONTROL RANGE 8/70 PSI | JOHNSON CONTROLS NORTH AMERICAN PRODUCTS (JCI) | P74BA-1C | 164.3 | 145.28 | Y | 164.3 | 149.64 | 164.3
JCI-P74BA1C | 175891 | 2 | 134012 | PRESSURE CONTROL RANGE 8/70 PSI | JOHNSON CONTROLS NORTH AMERICAN PRODUCTS (JCI) | P74BA-1C | 164.3 | 132.1849 | Y | 164.3 | 149.64 | 164.3
JCI-P74EA8C | 10510 | 2 | 134012 | SPDT DIF SW 2/26PSI 36" | JOHNSON CONTROLS NORTH AMERICAN PRODUCTS (JCI) | P74EA-8C | 166.5 | 150.8839 | Y | 166.5 | 154.2183 | 166.5
JCI-P74EA8C | 175888 | 9 | 134012 | SPDT DIF SW 2/26PSI 36" | JOHNSON CONTROLS NORTH AMERICAN PRODUCTS (JCI) | P74EA-8C | 166.5 | 141.1688 | Y | 166.5 | 154.2183 | 166.5
JCI-P74EA8C | 175890 | 4 | 134012 | SPDT DIF SW 2/26PSI 36" | JOHNSON CONTROLS NORTH AMERICAN PRODUCTS (JCI) | P74EA-8C | 166.5 | 154.2183 | Y | 166.5 | 154.2183 | 166.5
JCI-P74EA8C | 175891 | 1 | 134012 | SPDT DIF SW 2/26PSI 36" | JOHNSON CONTROLS NORTH AMERICAN PRODUCTS (JCI) | P74EA-8C | 166.5 | 152.9017 | Y | 166.5 | 154.2183 | 166.5
JCI-P74FA10C | 173042 | 1 | 134012 | JCI DIFFERENTIAL PRESSURE CONTROL | JOHNSON CONTROLS NORTH AMERICAN PRODUCTS (JCI) | P74FA-10C | 158.53 | 126.17 | N | 158.53 | 152.4767 | 158.53
JCI-P74FA10C | 175890 | 6 | 134012 | JCI DIFFERENTIAL PRESSURE CONTROL | JOHNSON CONTROLS NORTH AMERICAN PRODUCTS (JCI) | P74FA-10C | 158.53 | 152.4767 | Y | 158.53 | 152.4767 | 158.53
JCI-P74FA1C | 10510 | 4 | 134012 | Diff Press Cont,SPDT,1/4" Male Flare | JOHNSON CONTROLS NORTH AMERICAN PRODUCTS (JCI) | P74FA-1C | 158.09 | 151.04 | Y | 158.09 | 158.09 | 158.09
JCI-P74FA1C | 175891 | 2 | 134012 | Diff Press Cont,SPDT,1/4" Male Flare | JOHNSON CONTROLS NORTH AMERICAN PRODUCTS (JCI) | P74FA-1C | 158.09 | 158.09 | Y | 158.09 | 158.09 | 158.09
JCI-P74FA5C | 10008 | 2 | 134012 | DIFFERENTIAL PRES CONTROL; SPDT; F/WATER | JOHNSON CONTROLS NORTH AMERICAN PRODUCTS (JCI) | P74FA-5C | 158.09 | 149.03 | Y | 158.09 | 154.0923 | 158.09
JCI-P74FA5C | 10510 | 4 | 134012 | DIFFERENTIAL PRES CONTROL; SPDT; F/WATER | JOHNSON CONTROLS NORTH AMERICAN PRODUCTS (JCI) | P74FA-5C | 158.09 | 154.0923 | Y | 158.09 | 154.0923 | 158.09
JCI-P74FA5C | 173042 | 5 | 134012 | DIFFERENTIAL PRES CONTROL; SPDT; F/WATER | JOHNSON CONTROLS NORTH AMERICAN PRODUCTS (JCI) | P74FA-5C | 158.09 | 142.7871 | N | 158.09 | 154.0923 | 158.09
JCI-P74FA5C | 175888 | 2 | 134012 | DIFFERENTIAL PRES CONTROL; SPDT; F/WATER | JOHNSON CONTROLS NORTH AMERICAN PRODUCTS (JCI) | P74FA-5C | 158.09 | 113.2108 | N | 158.09 | 154.0923 | 158.09
JCI-P74FA5C | 175891 | 1 | 134012 | DIFFERENTIAL PRES CONTROL; SPDT; F/WATER | JOHNSON CONTROLS NORTH AMERICAN PRODUCTS (JCI) | P74FA-5C | 158.09 | 147.4295 | Y | 158.09 | 154.0923 | 158.09
JCI-PA0000001AH0 | 175883 | 8 | 134012 | EXP PANEL 6X20X24 W/5; EXP PANEL 6X2 | JOHNSON CONTROLS NORTH AMERICAN PRODUCTS (JCI) | PA0000001AH0 | 367.09 | 365.0825 | N | 367.09 | 365.0825 | 367.09
JCI-PA0000001AH0 | 175888 | 0 | 134012 | EXP PANEL 6X20X24 W/5; EXP PANEL 6X2 | JOHNSON CONTROLS NORTH AMERICAN PRODUCTS (JCI) | PA0000001AH0 | 367.09 | 334.35 | N | 367.09 | 365.0825 | 367.09
JCI-PA0000001BH0 | 175883 | 3 | 134012 | EXP PANEL 6X24X36 W/5; EXP PANEL 6X2 | JOHNSON CONTROLS NORTH AMERICAN PRODUCTS (JCI) | PA0000001BH0 | 472.4 | 472.39 | Y | 472.4 | 472.39 | 472.4
JCI-PA0000001EH0 | 175883 | 5 | 134012 | PA0000001EH0 JCI | JOHNSON CONTROLS NORTH AMERICAN PRODUCTS (JCI) | PA0000001EH0 | 412.1 | 404.29 | Y | 412.1 | 404.29 | 412.1
JCI-PA0000001EH0 | 175891 | 1 | 134012 | PA0000001EH0 JCI | JOHNSON CONTROLS NORTH AMERICAN PRODUCTS (JCI) | PA0000001EH0 | 412.1 | 209.39 | N | 412.1 | 404.29 | 412.1
JCI-PA0000001FH0 | 175883 | 0 | 134012 | EXP PANEL 6X16X20 W/5; EXP PANEL | JOHNSON CONTROLS NORTH AMERICAN PRODUCTS (JCI) | PA0000001FH0 | 332.41 | 332.41 | N | 332.41 | 332.41 | 332.41
JCI-PA0000002AB0 | 173042 | 1 | 134012 | EXP PANEL 20X24 | JOHNSON CONTROLS NORTH AMERICAN PRODUCTS (JCI) | PA0000002AB0 | 2323.98 | 2190.78 | N | 2323.98 | 2190.78 | 2323.98
JCI-PA0000002AH0 | 175883 | 0 | 134012 | EXP PANEL 6X20X24 W/10; EXP PANEL 6X | JOHNSON CONTROLS NORTH AMERICAN PRODUCTS (JCI) | PA0000002AH0 | 428.21 | 422.72 | N | 428.21 | 422.72 | 428.21
JCI-PA0000002BH0 | 10770 | 3 | 134012 | 24X36 EXP PANEL W/ EXTRA XFR | JOHNSON CONTROLS NORTH AMERICAN PRODUCTS (JCI) | PA0000002BH0 | 558.7 | 526.67 | N | 558.7 | 558.7 | 558.7
JCI-PA0000002BH0 | 175883 | 0 | 134012 | 24X36 EXP PANEL W/ EXTRA XFR | JOHNSON CONTROLS NORTH AMERICAN PRODUCTS (JCI) | PA0000002BH0 | 558.7 | 558.7 | N | 558.7 | 558.7 | 558.7
JCI-PA0000002EH0 | 175883 | 1 | 134012 | EXP PANEL 6X24X24 W/10; EXP PANEL 6X | JOHNSON CONTROLS NORTH AMERICAN PRODUCTS (JCI) | PA0000002EH0 | 473.63 | 473.63 | Y | 473.63 | 473.63 | 473.63
JCI-PA0000004GC0 | 175883 | 0 | 134012 | EXP PANEL 6X16X12 W/5; EXP PANEL | JOHNSON CONTROLS NORTH AMERICAN PRODUCTS (JCI) | PA0000004GC0 | 364.2 | 355.54 | N | 364.2 | 355.54 | 364.2
JCI-PANENA2020WD | 173042 | 1 | 134012 | ASSEMBLY, ENCLOSURE | JOHNSON CONTROLS NORTH AMERICAN PRODUCTS (JCI) | PAN-ENA2020WD | 242.4 | 228.5 | N | 242.4 | 228.5 | 242.4
JCI-PANENCKYS | 175883 | 2 | 134012 | PANEL KEYS (2) | JOHNSON CONTROLS NORTH AMERICAN PRODUCTS (JCI) | PAN-ENCKYS | 12.57 | 9.34 | N | 12.57 | 9.34 | 12.57
JCI-PEKNSB1B04 | 166559 | 3 | 134012 | Kono Smart WiFi Pro Stat Black Face | JOHNSON CONTROLS NORTH AMERICAN PRODUCTS (JCI) | PEKN-S-B1-B04 | 121.01 | 104.37 | N | 121.01 | 114.99 | 121.01
JCI-PEKNSB1B04 | 175883 | 3 | 134012 | Kono Smart WiFi Pro Stat Black Face | JOHNSON CONTROLS NORTH AMERICAN PRODUCTS (JCI) | PEKN-S-B1-B04 | 121.01 | 114.99 | N | 121.01 | 114.99 | 121.01
JCI-PLT3441R | 10510 | 22 | 134012 | END CLAMP KIT; CLAMPS - PKG. OF 2 | JOHNSON CONTROLS NORTH AMERICAN PRODUCTS (JCI) | PLT344-1R | 10.35 | 8.9035 | Y | 10.35 | 8.9035 | 10.35
JCI-PLT3441R | 175891 | 4 | 134012 | END CLAMP KIT; CLAMPS - PKG. OF 2 | JOHNSON CONTROLS NORTH AMERICAN PRODUCTS (JCI) | PLT344-1R | 10.35 | 4.7565 | Y | 10.35 | 8.9035 | 10.35
JCI-PSP300005 | 166561 | 5 | 134012 | LuxPro Programable Outlet Tstat | JOHNSON CONTROLS NORTH AMERICAN PRODUCTS (JCI) | PSP300-005 | 40.63 | 34.1 | N | 40.63 | 34.1 | 40.63
JCI-PWS100 | 166553 | 2 | 134012 | PRESSURE SENSOR, 100PSI, | JOHNSON CONTROLS NORTH AMERICAN PRODUCTS (JCI) | PWS100 | 145.2 | 76.67 | N | 145.2 | 76.67 | 145.2
JCI-R1301 | 10008 | 1 | 134012 | REDUCING VALVE 1/8 | JOHNSON CONTROLS NORTH AMERICAN PRODUCTS (JCI) | R-130-1 | 81.59 | 24.41 | N | 81.59 | 71.88 | 81.59
JCI-R1301 | 166557 | 4 | 134012 | REDUCING VALVE 1/8 | JOHNSON CONTROLS NORTH AMERICAN PRODUCTS (JCI) | R-130-1 | 81.59 | 65.2161 | Y | 81.59 | 71.88 | 81.59
JCI-R1301 | 166559 | 2 | 134012 | REDUCING VALVE 1/8 | JOHNSON CONTROLS NORTH AMERICAN PRODUCTS (JCI) | R-130-1 | 81.59 | 71.88 | Y | 81.59 | 71.88 | 81.59
JCI-R1301 | 166560 | 1 | 134012 | REDUCING VALVE 1/8 | JOHNSON CONTROLS NORTH AMERICAN PRODUCTS (JCI) | R-130-1 | 81.59 | 20.83 | N | 81.59 | 71.88 | 81.59
JCI-R1301 | 175891 | 2 | 134012 | REDUCING VALVE 1/8 | JOHNSON CONTROLS NORTH AMERICAN PRODUCTS (JCI) | R-130-1 | 81.59 | 65.35 | Y | 81.59 | 71.88 | 81.59
JCI-R130100 | 166557 | 3 | 134012 | MOUNTING BRACKET FOR R-130-1 & R-130-15 | JOHNSON CONTROLS NORTH AMERICAN PRODUCTS (JCI) | R-130-100 | 35.21 | 11.2033 | Y | 35.21 | 23.9635 | 35.21
JCI-R130100 | 166559 | 2 | 134012 | MOUNTING BRACKET FOR R-130-1 & R-130-15 | JOHNSON CONTROLS NORTH AMERICAN PRODUCTS (JCI) | R-130-100 | 35.21 | 20.1033 | N | 35.21 | 23.9635 | 35.21
JCI-R130100 | 166561 | 2 | 134012 | MOUNTING BRACKET FOR R-130-1 & R-130-15 | JOHNSON CONTROLS NORTH AMERICAN PRODUCTS (JCI) | R-130-100 | 35.21 | 23.9635 | N | 35.21 | 23.9635 | 35.21
JCI-R130100 | 175891 | 1 | 134012 | MOUNTING BRACKET FOR R-130-1 & R-130-15 | JOHNSON CONTROLS NORTH AMERICAN PRODUCTS (JCI) | R-130-100 | 35.21 | 5.98 | N | 35.21 | 23.9635 | 35.21
JCI-R13015 | 10510 | 3 | 134012 | Regulator, Air | JOHNSON CONTROLS NORTH AMERICAN PRODUCTS (JCI) | R-130-15 | 155.96 | 151.9122 | Y | 155.96 | 152.96 | 155.96
JCI-R13015 | 166553 | 1 | 134012 | Regulator, Air | JOHNSON CONTROLS NORTH AMERICAN PRODUCTS (JCI) | R-130-15 | 155.96 | 147.02 | Y | 155.96 | 152.96 | 155.96
JCI-R13015 | 166557 | 4 | 134012 | Regulator, Air | JOHNSON CONTROLS NORTH AMERICAN PRODUCTS (JCI) | R-130-15 | 155.96 | 152.96 | Y | 155.96 | 152.96 | 155.96
JCI-R13015 | 166559 | 3 | 134012 | Regulator, Air | JOHNSON CONTROLS NORTH AMERICAN PRODUCTS (JCI) | R-130-15 | 155.96 | 152.6241 | Y | 155.96 | 152.96 | 155.96
JCI-R13015 | 175891 | 2 | 134012 | Regulator, Air | JOHNSON CONTROLS NORTH AMERICAN PRODUCTS (JCI) | R-130-15 | 155.96 | 145.7767 | Y | 155.96 | 152.96 | 155.96
JCI-R20801 | 175888 | 2 | 134012 | R-2080-1 JCI | JOHNSON CONTROLS NORTH AMERICAN PRODUCTS (JCI) | R-2080-1 | 229.66 | 101.7544 | N | 229.66 | 229.66 | 229.66
JCI-R20801 | 175891 | 1 | 134012 | R-2080-1 JCI | JOHNSON CONTROLS NORTH AMERICAN PRODUCTS (JCI) | R-2080-1 | 229.66 | 229.66 | Y | 229.66 | 229.66 | 229.66
JCI-R30301 | 175891 | 4 | 134012 | REVERSING RELAY. Includes an integral mo | JOHNSON CONTROLS NORTH AMERICAN PRODUCTS (JCI) | R-3030-1 | 0 | 261.85 | Y | 0 | 261.85 | 261.85
JCI-R37101005 | 166559 | 9 | 134012 | COMPRESSION FITTING RESTRICTOR | JOHNSON CONTROLS NORTH AMERICAN PRODUCTS (JCI) | R-3710-1005 | 12.93 | 3.27 | N | 12.93 | 8.3 | 12.93
JCI-R37101005 | 173042 | 1 | 134012 | COMPRESSION FITTING RESTRICTOR | JOHNSON CONTROLS NORTH AMERICAN PRODUCTS (JCI) | R-3710-1005 | 12.93 | 8.3 | N | 12.93 | 8.3 | 12.93
JCI-R37101007 | 166553 | 2 | 134012 | Comp. Restrictor .007 | JOHNSON CONTROLS NORTH AMERICAN PRODUCTS (JCI) | R-3710-1007 | 12.93 | 3.7422 | N | 12.93 | 3.7422 | 12.93
JCI-R37102005 | 10510 | 22 | 134012 | COUPLING; RED; .005" PKG; OF 10 PRICED | JOHNSON CONTROLS NORTH AMERICAN PRODUCTS (JCI) | R-3710-2005 | 10.66 | 8.9388 | Y | 10.66 | 85.4 | 85.4
JCI-R37102005 | 166560 | 24 | 134012 | COUPLING; RED; .005" PKG; OF 10 PRICED | JOHNSON CONTROLS NORTH AMERICAN PRODUCTS (JCI) | R-3710-2005 | 10.66 | 10.139 | Y | 10.66 | 85.4 | 85.4
JCI-R37102005 | 166561 | 6 | 134012 | COUPLING; RED; .005" PKG; OF 10 PRICED | JOHNSON CONTROLS NORTH AMERICAN PRODUCTS (JCI) | R-3710-2005 | 10.66 | 85.4 | N | 10.66 | 85.4 | 85.4
JCI-R37102005 | 173042 | 1 | 134012 | COUPLING; RED; .005" PKG; OF 10 PRICED | JOHNSON CONTROLS NORTH AMERICAN PRODUCTS (JCI) | R-3710-2005 | 10.66 | 3.92 | N | 10.66 | 85.4 | 85.4
JCI-R37102005 | 175891 | 10 | 134012 | COUPLING; RED; .005" PKG; OF 10 PRICED | JOHNSON CONTROLS NORTH AMERICAN PRODUCTS (JCI) | R-3710-2005 | 10.66 | 9.8025 | Y | 10.66 | 85.4 | 85.4
JCI-R37102007 | 10510 | 31 | 134012 | COUPLING; AQUA; .007" PKG; OF 10 PRICED | JOHNSON CONTROLS NORTH AMERICAN PRODUCTS (JCI) | R-3710-2007 | 10.66 | 10.5981 | Y | 10.66 | 10.66 | 10.66
JCI-R37102007 | 166560 | 29 | 134012 | COUPLING; AQUA; .007" PKG; OF 10 PRICED | JOHNSON CONTROLS NORTH AMERICAN PRODUCTS (JCI) | R-3710-2007 | 10.66 | 10.66 | Y | 10.66 | 10.66 | 10.66
JCI-R37102007 | 166561 | 7 | 134012 | COUPLING; AQUA; .007" PKG; OF 10 PRICED | JOHNSON CONTROLS NORTH AMERICAN PRODUCTS (JCI) | R-3710-2007 | 10.66 | 0 | N | 10.66 | 10.66 | 10.66
JCI-R37102007 | 175883 | 1 | 134012 | COUPLING; AQUA; .007" PKG; OF 10 PRICED | JOHNSON CONTROLS NORTH AMERICAN PRODUCTS (JCI) | R-3710-2007 | 10.66 | 7.52 | N | 10.66 | 10.66 | 10.66
JCI-R37102007 | 175888 | 11 | 134012 | COUPLING; AQUA; .007" PKG; OF 10 PRICED | JOHNSON CONTROLS NORTH AMERICAN PRODUCTS (JCI) | R-3710-2007 | 10.66 | 7.1624 | N | 10.66 | 10.66 | 10.66
JCI-R37102007 | 175891 | 8 | 134012 | COUPLING; AQUA; .007" PKG; OF 10 PRICED | JOHNSON CONTROLS NORTH AMERICAN PRODUCTS (JCI) | R-3710-2007 | 10.66 | 8.7407 | N | 10.66 | 10.66 | 10.66
JCI-R37102010 | 166553 | 1 | 134012 | IN-LINE RESTRICTOR | JOHNSON CONTROLS NORTH AMERICAN PRODUCTS (JCI) | R-3710-2010 | 70.91 | 21.29 | N | 70.91 | 21.29 | 70.91
JCI-R37102010 | 166557 | 1 | 134012 | IN-LINE RESTRICTOR | JOHNSON CONTROLS NORTH AMERICAN PRODUCTS (JCI) | R-3710-2010 | 70.91 | 19.26 | N | 70.91 | 21.29 | 70.91
JCI-R37103005 | 166559 | 1 | 134012 | JC Restrictor, T Coupling, Inline, | JOHNSON CONTROLS NORTH AMERICAN PRODUCTS (JCI) | R-3710-3005 | 4.9508 | 4.37 | N | 4.9508 | 4.9508 | 4.9508
JCI-R37103005 | 166560 | 1 | 134012 | JC Restrictor, T Coupling, Inline, | JOHNSON CONTROLS NORTH AMERICAN PRODUCTS (JCI) | R-3710-3005 | 4.9508 | 4.9508 | Y | 4.9508 | 4.9508 | 4.9508
JCI-R37103007 | 10008 | 7 | 134012 | JC Restrictor, T Coupling, Inline, Barbe | JOHNSON CONTROLS NORTH AMERICAN PRODUCTS (JCI) | R-3710-3007 | 12.5 | 4.4457 | N | 12.5 | 12.5 | 12.5
JCI-R37103007 | 10510 | 14 | 134012 | JC Restrictor, T Coupling, Inline, Barbe | JOHNSON CONTROLS NORTH AMERICAN PRODUCTS (JCI) | R-3710-3007 | 12.5 | 11.8228 | Y | 12.5 | 12.5 | 12.5
JCI-R37103007 | 166559 | 2 | 134012 | JC Restrictor, T Coupling, Inline, Barbe | JOHNSON CONTROLS NORTH AMERICAN PRODUCTS (JCI) | R-3710-3007 | 12.5 | 4.37 | N | 12.5 | 12.5 | 12.5
JCI-R37103007 | 166560 | 15 | 134012 | JC Restrictor, T Coupling, Inline, Barbe | JOHNSON CONTROLS NORTH AMERICAN PRODUCTS (JCI) | R-3710-3007 | 12.5 | 12.5 | Y | 12.5 | 12.5 | 12.5
JCI-R37103007 | 175888 | 3 | 134012 | JC Restrictor, T Coupling, Inline, Barbe | JOHNSON CONTROLS NORTH AMERICAN PRODUCTS (JCI) | R-3710-3007 | 12.5 | 8.7198 | N | 12.5 | 12.5 | 12.5
JCI-R37103007 | 175891 | 4 | 134012 | JC Restrictor, T Coupling, Inline, Barbe | JOHNSON CONTROLS NORTH AMERICAN PRODUCTS (JCI) | R-3710-3007 | 12.5 | 12.5 | Y | 12.5 | 12.5 | 12.5
JCI-R37103105 | 166553 | 14 | 134012 | R-3710-3105 restrictor tee 005 | JOHNSON CONTROLS NORTH AMERICAN PRODUCTS (JCI) | R-3710-3105 | 15.94 | 5.13 | N | 15.94 | 5.13 | 15.94
JCI-R37103105 | 166561 | 8 | 134012 | R-3710-3105 restrictor tee 005 | JOHNSON CONTROLS NORTH AMERICAN PRODUCTS (JCI) | R-3710-3105 | 15.94 | 4.8 | N | 15.94 | 5.13 | 15.94
JCI-R37103107 | 166553 | 10 | 134012 | R-3710-3107 .007 RESTRICTOR | JOHNSON CONTROLS NORTH AMERICAN PRODUCTS (JCI) | R-3710-3107 | 15.59 | 4.5114 | N | 15.59 | 12.49 | 15.59
JCI-R37103107 | 166561 | 10 | 134012 | R-3710-3107 .007 RESTRICTOR | JOHNSON CONTROLS NORTH AMERICAN PRODUCTS (JCI) | R-3710-3107 | 15.59 | 12.49 | N | 15.59 | 12.49 | 15.59
JCI-R37103107 | 175888 | 3 | 134012 | R-3710-3107 .007 RESTRICTOR | JOHNSON CONTROLS NORTH AMERICAN PRODUCTS (JCI) | R-3710-3107 | 15.59 | 5.57 | N | 15.59 | 12.49 | 15.59
JCI-R37143000 | 166553 | 4 | 134012 | DIODE TEE (BOUGHT AND SOLD IN PACK OF 5) | JOHNSON CONTROLS NORTH AMERICAN PRODUCTS (JCI) | R-3714-3000 | 0 | 10.6467 | N | 0 | 33.1539 | 33.1539
JCI-R37143000 | 166557 | 5 | 134012 | DIODE TEE (BOUGHT AND SOLD IN PACK OF 5) | JOHNSON CONTROLS NORTH AMERICAN PRODUCTS (JCI) | R-3714-3000 | 0 | 23.91 | N | 0 | 33.1539 | 33.1539
JCI-R37143000 | 166559 | 1 | 134012 | DIODE TEE (BOUGHT AND SOLD IN PACK OF 5) | JOHNSON CONTROLS NORTH AMERICAN PRODUCTS (JCI) | R-3714-3000 | 0 | 10.6467 | N | 0 | 33.1539 | 33.1539
JCI-R37143000 | 175891 | 2 | 134012 | DIODE TEE (BOUGHT AND SOLD IN PACK OF 5) | JOHNSON CONTROLS NORTH AMERICAN PRODUCTS (JCI) | R-3714-3000 | 0 | 33.1539 | N | 0 | 33.1539 | 33.1539
JCI-R40003 | 175891 | 2 | 134012 | 12PSI MINI PRESSURE REG | JOHNSON CONTROLS NORTH AMERICAN PRODUCTS (JCI) | R-4000-3 | 170.95 | 204.78 | N | 170.95 | 204.78 | 204.78
JCI-R81JAA1 | 175888 | 1 | 134012 | R81JAA-1 PLUG IN CIRCUIT BD KIT;; | JOHNSON CONTROLS NORTH AMERICAN PRODUCTS (JCI) | R81JAA-1-BCS | 97.4088 | 97.4087 | N | 97.4088 | 97.4087 | 97.4088
JCI-R81MAA1 | 173042 | 1 | 134012 | SERIES 90 BOARD | JOHNSON CONTROLS NORTH AMERICAN PRODUCTS (JCI) | R81MAA-1 | 46.73 | 46.73 | N | 46.73 | 46.73 | 46.73
JCI-R81QAA2 | 173042 | 3 | 134012 | THERMISTOR SENSOR DA/RA; 15/50 F W/ | JOHNSON CONTROLS NORTH AMERICAN PRODUCTS (JCI) | R81QAA-2 | 246.6 | 246.6 | N | 246.6 | 246.6 | 246.6
JCI-RAG14X | 166560 | 1 | 134012 | 14" AFS Galv Damper w/o Actuator/DP | JOHNSON CONTROLS NORTH AMERICAN PRODUCTS (JCI) | RAG14X-BCS | 105.21 | 105.21 | N | 105.21 | 105.21 | 105.21
JCI-RCG05B | 173042 | 1 | 134012 | 5" ROUND DAMPER W/ BRACKET | JOHNSON CONTROLS NORTH AMERICAN PRODUCTS (JCI) | RCG05B | 86.7 | 57.2 | N | 86.7 | 57.2 | 86.7
JCI-RCG06B | 10008 | 2 | 134012 | 6" ROUND DAMPER W/ BRACKET | JOHNSON CONTROLS NORTH AMERICAN PRODUCTS (JCI) | RCG06B | 87.6 | 90.6 | Y | 87.6 | 93.6 | 93.6
JCI-RCG06B | 173042 | 2 | 134012 | 6" ROUND DAMPER W/ BRACKET | JOHNSON CONTROLS NORTH AMERICAN PRODUCTS (JCI) | RCG06B | 87.6 | 93.6 | Y | 87.6 | 93.6 | 93.6
JCI-RCG07B | 173042 | 1 | 134012 | 7" ROUND DAMPER W/ BRACKET | JOHNSON CONTROLS NORTH AMERICAN PRODUCTS (JCI) | RCG07B | 88.8 | 54.66 | N | 88.8 | 54.66 | 88.8
JCI-RCG07B | 175891 | 2 | 134012 | 7" ROUND DAMPER W/ BRACKET | JOHNSON CONTROLS NORTH AMERICAN PRODUCTS (JCI) | RCG07B | 88.8 | 42.44 | N | 88.8 | 54.66 | 88.8
JCI-RCG08B | 10008 | 1 | 134012 | 8" ROUND DAMPER W/ BRACKET | JOHNSON CONTROLS NORTH AMERICAN PRODUCTS (JCI) | RCG08B | 90 | 96 | Y | 90 | 96 | 96
JCI-RCG08B | 166560 | 1 | 134012 | 8" ROUND DAMPER W/ BRACKET | JOHNSON CONTROLS NORTH AMERICAN PRODUCTS (JCI) | RCG08B | 90 | 56.8429 | N | 90 | 96 | 96
JCI-RCG08B | 173042 | 1 | 134012 | 8" ROUND DAMPER W/ BRACKET | JOHNSON CONTROLS NORTH AMERICAN PRODUCTS (JCI) | RCG08B | 90 | 88.295 | Y | 90 | 96 | 96
JCI-RCG09B | 166557 | 4 | 134012 | 9" Round Damper w/Bracket | JOHNSON CONTROLS NORTH AMERICAN PRODUCTS (JCI) | RCG09B | 90.9 | 53.54 | Y | 90.9 | 53.54 | 90.9
JCI-RCG10B | 10008 | 2 | 134012 | 10" ROUND DAMPER W/ BRACKET | JOHNSON CONTROLS NORTH AMERICAN PRODUCTS (JCI) | RCG10B | 93.6 | 99.6 | Y | 93.6 | 99.6 | 99.6
JCI-RCG12B | 10008 | 2 | 134012 | 12" ROUND DAMPER W/ BRACKET | JOHNSON CONTROLS NORTH AMERICAN PRODUCTS (JCI) | RCG12B | 95.4 | 99.4 | Y | 95.4 | 99.618 | 99.618
JCI-RCG12B | 173042 | 2 | 134012 | 12" ROUND DAMPER W/ BRACKET | JOHNSON CONTROLS NORTH AMERICAN PRODUCTS (JCI) | RCG12B | 95.4 | 99.618 | Y | 95.4 | 99.618 | 99.618
JCI-RCG16B | 173042 | 5 | 134012 | 16" round damper with bracket | JOHNSON CONTROLS NORTH AMERICAN PRODUCTS (JCI) | RCG16B | 101.7 | 75.52 | N | 101.7 | 75.52 | 101.7
JCI-RCG20B | 10008 | 1 | 134012 | Round Control Damper, 20" with Bracket | JOHNSON CONTROLS NORTH AMERICAN PRODUCTS (JCI) | RCG20B | 121.2 | 95.51 | N | 121.2 | 95.51 | 121.2
JCI-S2241 | 175888 | 1 | 134012 | S-224-100 CONVERT S-224 PSI SPAN | JOHNSON CONTROLS NORTH AMERICAN PRODUCTS (JCI) | S-224-1 | 665.18 | 463.615 | N | 665.18 | 463.615 | 665.18
JCI-S23003 | 175888 | 19 | 134012 | SWITCH; PN SELECTOR; 5 PORTS; 3 HOLD; | JOHNSON CONTROLS NORTH AMERICAN PRODUCTS (JCI) | S-2300-3 | 228.55 | 178.1231 | N | 228.55 | 178.1231 | 228.55
JCI-S23003 | 175891 | 3 | 134012 | SWITCH; PN SELECTOR; 5 PORTS; 3 HOLD; | JOHNSON CONTROLS NORTH AMERICAN PRODUCTS (JCI) | S-2300-3 | 228.55 | 178.1231 | N | 228.55 | 178.1231 | 228.55
JCI-S2B0NBBHF2N01 | 10770 | 2 | 134012 | SUBPNL CGM09090 XPM09090 | JOHNSON CONTROLS NORTH AMERICAN PRODUCTS (JCI) | S2B0N-BBHF2N01 | 1162.61 | 1123.3 | Y | 1162.61 | 1123.3 | 1162.61
JCI-S350AA1C | 10008 | 1 | 134012 | Module, Temperature | JOHNSON CONTROLS NORTH AMERICAN PRODUCTS (JCI) | S350AA-1C | 85.47 | 80.57 | Y | 85.47 | 80.57 | 85.47
JCI-S350AA1C | 10510 | 3 | 134012 | Module, Temperature | JOHNSON CONTROLS NORTH AMERICAN PRODUCTS (JCI) | S350AA-1C | 85.47 | 76.584 | Y | 85.47 | 80.57 | 85.47
JCI-S350AA1C | 173042 | 1 | 134012 | Module, Temperature | JOHNSON CONTROLS NORTH AMERICAN PRODUCTS (JCI) | S350AA-1C | 85.47 | 67.7363 | N | 85.47 | 80.57 | 85.47
JCI-S350CC1C | 10008 | 2 | 134012 | S350CC-1C TEMP SLAVE STAGE MODULE; | JOHNSON CONTROLS NORTH AMERICAN PRODUCTS (JCI) | S350CC-1C | 117.05 | 57.2175 | N | 117.05 | 104.4887 | 117.05
JCI-S350CC1C | 10510 | 2 | 134012 | S350CC-1C TEMP SLAVE STAGE MODULE; | JOHNSON CONTROLS NORTH AMERICAN PRODUCTS (JCI) | S350CC-1C | 117.05 | 104.4887 | Y | 117.05 | 104.4887 | 117.05
JCI-S350CC1C | 166561 | 1 | 134012 | S350CC-1C TEMP SLAVE STAGE MODULE; | JOHNSON CONTROLS NORTH AMERICAN PRODUCTS (JCI) | S350CC-1C | 117.05 | 62.28 | N | 117.05 | 104.4887 | 117.05
JCI-S350PQ1C | 166561 | 1 | 134012 | S350PQ-1C TEMP PROP STAGE MODULE; O | JOHNSON CONTROLS NORTH AMERICAN PRODUCTS (JCI) | S350PQ-1C | 206.23 | 115.81 | N | 206.23 | 115.81 | 206.23
JCI-S351AA1C | 10510 | 1 | 134012 | Humidity Stage Module | JOHNSON CONTROLS NORTH AMERICAN PRODUCTS (JCI) | S351AA-1C | 124.02 | 39.68 | N | 124.02 | 39.68 | 124.02
JCI-S351AA1C | 166553 | 1 | 134012 | Humidity Stage Module | JOHNSON CONTROLS NORTH AMERICAN PRODUCTS (JCI) | S351AA-1C | 124.02 | 35.54 | N | 124.02 | 39.68 | 124.02
JCI-S353AA1C | 166553 | 1 | 134012 | Stage Module for R353 | JOHNSON CONTROLS NORTH AMERICAN PRODUCTS (JCI) | S353AA-1C | 99.4 | 21.69 | N | 99.4 | 21.69 | 99.4
JCI-SEC99AA36C | 10510 | 6 | 134012 | ULTRA CAP; ULTRA CAP CAPILLARIES SCHRADE | JOHNSON CONTROLS NORTH AMERICAN PRODUCTS (JCI) | SEC99AA-36C | 27.03 | 24.1686 | Y | 27.03 | 24.1686 | 27.03
JCI-SEC99AA36C | 175888 | 3 | 134012 | ULTRA CAP; ULTRA CAP CAPILLARIES SCHRADE | JOHNSON CONTROLS NORTH AMERICAN PRODUCTS (JCI) | SEC99AA-36C | 27.03 | 23.5025 | Y | 27.03 | 24.1686 | 27.03
JCI-SEC99AA36C | 175890 | 4 | 134012 | ULTRA CAP; ULTRA CAP CAPILLARIES SCHRADE | JOHNSON CONTROLS NORTH AMERICAN PRODUCTS (JCI) | SEC99AA-36C | 27.03 | 24.1283 | Y | 27.03 | 24.1686 | 27.03
JCI-SEC99AA36C | 175891 | 1 | 134012 | ULTRA CAP; ULTRA CAP CAPILLARIES SCHRADE | JOHNSON CONTROLS NORTH AMERICAN PRODUCTS (JCI) | SEC99AA-36C | 27.03 | 21.772 | Y | 27.03 | 24.1686 | 27.03
JCI-SECOM10010 | 10008 | 2 | 134012 | SE-COM1001-0 ASSY UNIT | JOHNSON CONTROLS NORTH AMERICAN PRODUCTS (JCI) | SE-COM1001-0 | 74.23 | 66.64 | Y | 74.23 | 66.64 | 74.23
JCI-SEN6004 | 166561 | 1 | 134012 | RMOTE INDOOR SENSOR | JOHNSON CONTROLS NORTH AMERICAN PRODUCTS (JCI) | SEN-600-4 | 0 | 30.45 | N | 0 | 30.45 | 30.45
JCI-STT14A600R | 10510 | 2 | 134012 | 3/8IN SEAT REPAIR KIT V46A,V46N, V47A | JOHNSON CONTROLS NORTH AMERICAN PRODUCTS (JCI) | STT14A-600R | 66.59 | 61 | Y | 66.59 | 61 | 66.59
JCI-STT17A609R | 175891 | 2 | 134012 | JOHNSON CONTROLS REPAIR KIT | JOHNSON CONTROLS NORTH AMERICAN PRODUCTS (JCI) | STT17A-609R | 158.63 | 190.2644 | N | 158.63 | 190.2644 | 190.2644
JCI-STT17A610R | 10510 | 2 | 134012 | SEAT REPAIR KIT | JOHNSON CONTROLS NORTH AMERICAN PRODUCTS (JCI) | STT17A-610R | 229.85 | 63.25 | N | 229.85 | 63.25 | 229.85
JCI-T22AAA1C | 10510 | 8 | 134012 | T22AAA-1CJCI | JOHNSON CONTROLS NORTH AMERICAN PRODUCTS (JCI) | T22AAA-1C | 179.27 | 169 | Y | 179.27 | 169 | 179.27
JCI-T25A1C | 10510 | 1 | 134012 | Line Voltage Thermostat, 2 Stage | JOHNSON CONTROLS NORTH AMERICAN PRODUCTS (JCI) | T25A-1C | 237.52 | 216.33 | Y | 237.52 | 216.33 | 237.52
JCI-T25A1C | 166557 | 1 | 134012 | Line Voltage Thermostat, 2 Stage | JOHNSON CONTROLS NORTH AMERICAN PRODUCTS (JCI) | T25A-1C | 237.52 | 139.1 | N | 237.52 | 216.33 | 237.52
JCI-T25A1C | 166561 | 2 | 134012 | Line Voltage Thermostat, 2 Stage | JOHNSON CONTROLS NORTH AMERICAN PRODUCTS (JCI) | T25A-1C | 237.52 | 154.82 | N | 237.52 | 216.33 | 237.52
JCI-T26A14C | 166561 | 3 | 134012 | Heat Only Line Voltage Tstat | JOHNSON CONTROLS NORTH AMERICAN PRODUCTS (JCI) | T26A-14C | 110.63 | 100.76 | Y | 110.63 | 100.76 | 110.63
JCI-T26A14C | 173042 | 2 | 134012 | Heat Only Line Voltage Tstat | JOHNSON CONTROLS NORTH AMERICAN PRODUCTS (JCI) | T26A-14C | 110.63 | 97.83 | N | 110.63 | 100.76 | 110.63
JCI-T26S18C | 10510 | 5 | 134012 | T26S-18C LINE VOLTAGE THERMOSTAT; | JOHNSON CONTROLS NORTH AMERICAN PRODUCTS (JCI) | T26S-18C | 93.02 | 86.3445 | Y | 93.02 | 89.9567 | 93.02
JCI-T26S18C | 166561 | 3 | 134012 | T26S-18C LINE VOLTAGE THERMOSTAT; | JOHNSON CONTROLS NORTH AMERICAN PRODUCTS (JCI) | T26S-18C | 93.02 | 84.73 | Y | 93.02 | 89.9567 | 93.02
JCI-T26S18C | 173042 | 5 | 134012 | T26S-18C LINE VOLTAGE THERMOSTAT; | JOHNSON CONTROLS NORTH AMERICAN PRODUCTS (JCI) | T26S-18C | 93.02 | 86.7033 | Y | 93.02 | 89.9567 | 93.02
JCI-T26S18C | 175888 | 4 | 134012 | T26S-18C LINE VOLTAGE THERMOSTAT; | JOHNSON CONTROLS NORTH AMERICAN PRODUCTS (JCI) | T26S-18C | 93.02 | 84.73 | Y | 93.02 | 89.9567 | 93.02
JCI-T26S18C | 175891 | 9 | 134012 | T26S-18C LINE VOLTAGE THERMOSTAT; | JOHNSON CONTROLS NORTH AMERICAN PRODUCTS (JCI) | T26S-18C | 93.02 | 89.9567 | Y | 93.02 | 89.9567 | 93.02
JCI-T275101 | 10510 | 8 | 134012 | T-275-101JCI | JOHNSON CONTROLS NORTH AMERICAN PRODUCTS (JCI) | T-275-101 | 3.2 | 1.232 | N | 3.2 | 1.232 | 3.2
JCI-T31002 | 166557 | 1 | 134012 | D/A T-STAT W/REMOTE BULB | JOHNSON CONTROLS NORTH AMERICAN PRODUCTS (JCI) | T-3100-2 | 525.96 | 192.21 | Y | 525.96 | 192.21 | 525.96
JCI-T31002 | 166561 | 1 | 134012 | D/A T-STAT W/REMOTE BULB | JOHNSON CONTROLS NORTH AMERICAN PRODUCTS (JCI) | T-3100-2 | 525.96 | 192.21 | N | 525.96 | 192.21 | 525.96
JCI-T31111 | 175891 | 12 | 134012 | THERMOSTAT | JOHNSON CONTROLS NORTH AMERICAN PRODUCTS (JCI) | T-3111-1 | 335.35 | 247.6903 | Y | 335.35 | 247.6903 | 335.35
JCI-T33001 | 175888 | 296 | 134012 | PNEUMATIC THERMOSTAT | JOHNSON CONTROLS NORTH AMERICAN PRODUCTS (JCI) | T-3300-1 | 485.92 | 421.36 | Y | 485.92 | 421.36 | 485.92
JCI-T33001 | 175890 | 8 | 134012 | PNEUMATIC THERMOSTAT | JOHNSON CONTROLS NORTH AMERICAN PRODUCTS (JCI) | T-3300-1 | 485.92 | 417.79 | Y | 485.92 | 421.36 | 485.92
JCI-T36101001 | 10510 | 4 | 134012 | T-STAT DIR 8 AVG. | JOHNSON CONTROLS NORTH AMERICAN PRODUCTS (JCI) | T-3610-1001 | 385.19 | 318.4967 | Y | 385.19 | 363.12 | 385.19
JCI-T36101001 | 175891 | 1 | 134012 | T-STAT DIR 8 AVG. | JOHNSON CONTROLS NORTH AMERICAN PRODUCTS (JCI) | T-3610-1001 | 385.19 | 363.12 | Y | 385.19 | 363.12 | 385.19
JCI-T36101002 | 10510 | 2 | 134012 | T-STAT F/UNIT VENT. | JOHNSON CONTROLS NORTH AMERICAN PRODUCTS (JCI) | T-3610-1002 | 350.71 | 330.61 | Y | 350.71 | 330.61 | 350.71
JCI-T36101002 | 175891 | 1 | 134012 | T-STAT F/UNIT VENT. | JOHNSON CONTROLS NORTH AMERICAN PRODUCTS (JCI) | T-3610-1002 | 350.71 | 330.61 | Y | 350.71 | 330.61 | 350.71
JCI-T4000108 | 175888 | 1 | 134012 | STICK-ON THERMOMETER | JOHNSON CONTROLS NORTH AMERICAN PRODUCTS (JCI) | T-4000-108 | 18.46 | 3 | N | 18.46 | 3 | 18.46
JCI-T4000111 | 175891 | 1 | 134012 | BEIGE COVER KIT | JOHNSON CONTROLS NORTH AMERICAN PRODUCTS (JCI) | T-4000-111 | 52.15 | 18.2451 | N | 52.15 | 18.2451 | 52.15
JCI-T4000119 | 10510 | 29 | 134012 | ALLEN HEAD ADJ TOOL; BLUE HANDLE | JOHNSON CONTROLS NORTH AMERICAN PRODUCTS (JCI) | T-4000-119 | 8.52 | 6.6892 | Y | 8.52 | 9.22 | 9.22
JCI-T4000119 | 166553 | 65 | 134012 | ALLEN HEAD ADJ TOOL; BLUE HANDLE | JOHNSON CONTROLS NORTH AMERICAN PRODUCTS (JCI) | T-4000-119 | 8.52 | 6.3362 | Y | 8.52 | 9.22 | 9.22
JCI-T4000119 | 166559 | 13 | 134012 | ALLEN HEAD ADJ TOOL; BLUE HANDLE | JOHNSON CONTROLS NORTH AMERICAN PRODUCTS (JCI) | T-4000-119 | 8.52 | 7.8733 | Y | 8.52 | 9.22 | 9.22
JCI-T4000119 | 166560 | 53 | 134012 | ALLEN HEAD ADJ TOOL; BLUE HANDLE | JOHNSON CONTROLS NORTH AMERICAN PRODUCTS (JCI) | T-4000-119 | 8.52 | 7.6149 | Y | 8.52 | 9.22 | 9.22
JCI-T4000119 | 166561 | 5 | 134012 | ALLEN HEAD ADJ TOOL; BLUE HANDLE | JOHNSON CONTROLS NORTH AMERICAN PRODUCTS (JCI) | T-4000-119 | 8.52 | 7.8553 | Y | 8.52 | 9.22 | 9.22
JCI-T4000119 | 173042 | 10 | 134012 | ALLEN HEAD ADJ TOOL; BLUE HANDLE | JOHNSON CONTROLS NORTH AMERICAN PRODUCTS (JCI) | T-4000-119 | 8.52 | 7.8733 | N | 8.52 | 9.22 | 9.22
JCI-T4000119 | 175883 | 11 | 134012 | ALLEN HEAD ADJ TOOL; BLUE HANDLE | JOHNSON CONTROLS NORTH AMERICAN PRODUCTS (JCI) | T-4000-119 | 8.52 | 9.22 | N | 8.52 | 9.22 | 9.22
JCI-T4000119 | 175888 | 7 | 134012 | ALLEN HEAD ADJ TOOL; BLUE HANDLE | JOHNSON CONTROLS NORTH AMERICAN PRODUCTS (JCI) | T-4000-119 | 8.52 | 4.9777 | N | 8.52 | 9.22 | 9.22
JCI-T4000119 | 175890 | 27 | 134012 | ALLEN HEAD ADJ TOOL; BLUE HANDLE | JOHNSON CONTROLS NORTH AMERICAN PRODUCTS (JCI) | T-4000-119 | 8.52 | 6.98 | Y | 8.52 | 9.22 | 9.22
JCI-T4000119 | 175891 | 35 | 134012 | ALLEN HEAD ADJ TOOL; BLUE HANDLE | JOHNSON CONTROLS NORTH AMERICAN PRODUCTS (JCI) | T-4000-119 | 8.52 | 6.4419 | Y | 8.52 | 9.22 | 9.22
JCI-T40002138 | 10510 | 13 | 134012 | Thermostat, Cover | JOHNSON CONTROLS NORTH AMERICAN PRODUCTS (JCI) | T-4000-2138 | 21.69 | 14.5255 | Y | 21.69 | 21.5167 | 21.69
JCI-T40002138 | 166553 | 10 | 134012 | Thermostat, Cover | JOHNSON CONTROLS NORTH AMERICAN PRODUCTS (JCI) | T-4000-2138 | 21.69 | 20.031 | Y | 21.69 | 21.5167 | 21.69
JCI-T40002138 | 166557 | 5 | 134012 | Thermostat, Cover | JOHNSON CONTROLS NORTH AMERICAN PRODUCTS (JCI) | T-4000-2138 | 21.69 | 17.78 | N | 21.69 | 21.5167 | 21.69
JCI-T40002138 | 166559 | 15 | 134012 | Thermostat, Cover | JOHNSON CONTROLS NORTH AMERICAN PRODUCTS (JCI) | T-4000-2138 | 21.69 | 21.5167 | Y | 21.69 | 21.5167 | 21.69
JCI-T40002138 | 166560 | 10 | 134012 | Thermostat, Cover | JOHNSON CONTROLS NORTH AMERICAN PRODUCTS (JCI) | T-4000-2138 | 21.69 | 20.45 | Y | 21.69 | 21.5167 | 21.69
JCI-T40002138 | 166561 | 3 | 134012 | Thermostat, Cover | JOHNSON CONTROLS NORTH AMERICAN PRODUCTS (JCI) | T-4000-2138 | 21.69 | 16.16 | Y | 21.69 | 21.5167 | 21.69
JCI-T40002138 | 173042 | 6 | 134012 | Thermostat, Cover | JOHNSON CONTROLS NORTH AMERICAN PRODUCTS (JCI) | T-4000-2138 | 21.69 | 20.45 | Y | 21.69 | 21.5167 | 21.69
JCI-T40002138 | 175890 | 3 | 134012 | Thermostat, Cover | JOHNSON CONTROLS NORTH AMERICAN PRODUCTS (JCI) | T-4000-2138 | 21.69 | 20.85 | Y | 21.69 | 21.5167 | 21.69
JCI-T40002138 | 175891 | 13 | 134012 | Thermostat, Cover | JOHNSON CONTROLS NORTH AMERICAN PRODUCTS (JCI) | T-4000-2138 | 21.69 | 20.45 | Y | 21.69 | 21.5167 | 21.69
JCI-T40002139 | 10510 | 5 | 134012 | Thermostat, Cover | JOHNSON CONTROLS NORTH AMERICAN PRODUCTS (JCI) | T-4000-2139 | 21.69 | 11.5575 | Y | 21.69 | 20.45 | 21.69
JCI-T40002139 | 166559 | 8 | 134012 | Thermostat, Cover | JOHNSON CONTROLS NORTH AMERICAN PRODUCTS (JCI) | T-4000-2139 | 21.69 | 20.45 | Y | 21.69 | 20.45 | 21.69
JCI-T40002139 | 166560 | 6 | 134012 | Thermostat, Cover | JOHNSON CONTROLS NORTH AMERICAN PRODUCTS (JCI) | T-4000-2139 | 21.69 | 20.45 | Y | 21.69 | 20.45 | 21.69
JCI-T40002139 | 175891 | 1 | 134012 | Thermostat, Cover | JOHNSON CONTROLS NORTH AMERICAN PRODUCTS (JCI) | T-4000-2139 | 21.69 | 17.0417 | Y | 21.69 | 20.45 | 21.69
JCI-T40002140 | 10510 | 2 | 134012 | Thermostat, Cover | JOHNSON CONTROLS NORTH AMERICAN PRODUCTS (JCI) | T-4000-2140 | 31.53 | 18.191 | Y | 31.53 | 25.4583 | 31.53
JCI-T40002140 | 166553 | 9 | 134012 | Thermostat, Cover | JOHNSON CONTROLS NORTH AMERICAN PRODUCTS (JCI) | T-4000-2140 | 31.53 | 25.4583 | Y | 31.53 | 25.4583 | 31.53
JCI-T40002141 | 10008 | 1 | 134012 | Thermostat, Cover | JOHNSON CONTROLS NORTH AMERICAN PRODUCTS (JCI) | T-4000-2141 | 21.69 | 10.5933 | N | 21.69 | 22.5742 | 22.5742
JCI-T40002141 | 10510 | 4 | 134012 | Thermostat, Cover | JOHNSON CONTROLS NORTH AMERICAN PRODUCTS (JCI) | T-4000-2141 | 21.69 | 20.8053 | Y | 21.69 | 22.5742 | 22.5742
JCI-T40002141 | 166553 | 4 | 134012 | Thermostat, Cover | JOHNSON CONTROLS NORTH AMERICAN PRODUCTS (JCI) | T-4000-2141 | 21.69 | 16.16 | N | 21.69 | 22.5742 | 22.5742
JCI-T40002141 | 166559 | 8 | 134012 | Thermostat, Cover | JOHNSON CONTROLS NORTH AMERICAN PRODUCTS (JCI) | T-4000-2141 | 21.69 | 21.69 | Y | 21.69 | 22.5742 | 22.5742
JCI-T40002141 | 166560 | 6 | 134012 | Thermostat, Cover | JOHNSON CONTROLS NORTH AMERICAN PRODUCTS (JCI) | T-4000-2141 | 21.69 | 15.3859 | Y | 21.69 | 22.5742 | 22.5742
JCI-T40002141 | 166561 | 2 | 134012 | Thermostat, Cover | JOHNSON CONTROLS NORTH AMERICAN PRODUCTS (JCI) | T-4000-2141 | 21.69 | 11.5466 | Y | 21.69 | 22.5742 | 22.5742
JCI-T40002141 | 175883 | 1 | 134012 | Thermostat, Cover | JOHNSON CONTROLS NORTH AMERICAN PRODUCTS (JCI) | T-4000-2141 | 21.69 | 22.5742 | N | 21.69 | 22.5742 | 22.5742
JCI-T40002141 | 175888 | 3 | 134012 | Thermostat, Cover | JOHNSON CONTROLS NORTH AMERICAN PRODUCTS (JCI) | T-4000-2141 | 21.69 | 9.607 | N | 21.69 | 22.5742 | 22.5742
JCI-T40002141 | 175891 | 8 | 134012 | Thermostat, Cover | JOHNSON CONTROLS NORTH AMERICAN PRODUCTS (JCI) | T-4000-2141 | 21.69 | 21.5246 | Y | 21.69 | 22.5742 | 22.5742
JCI-T40002142 | 10510 | 9 | 134012 | Thermostat, Cover | JOHNSON CONTROLS NORTH AMERICAN PRODUCTS (JCI) | T-4000-2142 | 28.22 | 25.2088 | Y | 28.22 | 26.6 | 28.22
JCI-T40002142 | 166553 | 6 | 134012 | Thermostat, Cover | JOHNSON CONTROLS NORTH AMERICAN PRODUCTS (JCI) | T-4000-2142 | 28.22 | 18.975 | Y | 28.22 | 26.6 | 28.22
JCI-T40002142 | 166559 | 7 | 134012 | Thermostat, Cover | JOHNSON CONTROLS NORTH AMERICAN PRODUCTS (JCI) | T-4000-2142 | 28.22 | 26.6 | Y | 28.22 | 26.6 | 28.22
JCI-T40002142 | 166560 | 6 | 134012 | Thermostat, Cover | JOHNSON CONTROLS NORTH AMERICAN PRODUCTS (JCI) | T-4000-2142 | 28.22 | 25.5262 | Y | 28.22 | 26.6 | 28.22
JCI-T40002142 | 175888 | 3 | 134012 | Thermostat, Cover | JOHNSON CONTROLS NORTH AMERICAN PRODUCTS (JCI) | T-4000-2142 | 28.22 | 15.3292 | N | 28.22 | 26.6 | 28.22
JCI-T40002144 | 166553 | 3 | 134012 | Thermostat, Cover | JOHNSON CONTROLS NORTH AMERICAN PRODUCTS (JCI) | T-4000-2144 | 19.73 | 13.9643 | Y | 19.73 | 13.9643 | 19.73
JCI-T40002145 | 166553 | 10 | 134012 | Thermostat, Cover | JOHNSON CONTROLS NORTH AMERICAN PRODUCTS (JCI) | T-4000-2145 | 22.74 | 21.44 | Y | 22.74 | 21.44 | 22.74
JCI-T40002145 | 166560 | 29 | 134012 | Thermostat, Cover | JOHNSON CONTROLS NORTH AMERICAN PRODUCTS (JCI) | T-4000-2145 | 22.74 | 17.9409 | Y | 22.74 | 21.44 | 22.74
JCI-T40002145 | 175888 | 9 | 134012 | Thermostat, Cover | JOHNSON CONTROLS NORTH AMERICAN PRODUCTS (JCI) | T-4000-2145 | 22.74 | 14.97 | N | 22.74 | 21.44 | 22.74
JCI-T40002145 | 175890 | 4 | 134012 | Thermostat, Cover | JOHNSON CONTROLS NORTH AMERICAN PRODUCTS (JCI) | T-4000-2145 | 22.74 | 14.97 | N | 22.74 | 21.44 | 22.74
JCI-T40002146 | 10510 | 4 | 134012 | Thermostat, Cover | JOHNSON CONTROLS NORTH AMERICAN PRODUCTS (JCI) | T-4000-2146 | 28.22 | 24.2867 | Y | 28.22 | 24.865 | 28.22
JCI-T40002146 | 166553 | 10 | 134012 | Thermostat, Cover | JOHNSON CONTROLS NORTH AMERICAN PRODUCTS (JCI) | T-4000-2146 | 28.22 | 24.8095 | Y | 28.22 | 24.865 | 28.22
JCI-T40002146 | 166560 | 18 | 134012 | Thermostat, Cover | JOHNSON CONTROLS NORTH AMERICAN PRODUCTS (JCI) | T-4000-2146 | 28.22 | 24.865 | Y | 28.22 | 24.865 | 28.22
JCI-T40002146 | 173042 | 4 | 134012 | Thermostat, Cover | JOHNSON CONTROLS NORTH AMERICAN PRODUCTS (JCI) | T-4000-2146 | 28.22 | 14.94 | N | 28.22 | 24.865 | 28.22
JCI-T40003139 | 166553 | 10 | 134012 | T-4000-3139 Wht, horiz, blank cvr | JOHNSON CONTROLS NORTH AMERICAN PRODUCTS (JCI) | T-4000-3139 | 22.74 | 17.96 | Y | 22.74 | 21.9771 | 22.74
JCI-T40003139 | 166559 | 15 | 134012 | T-4000-3139 Wht, horiz, blank cvr | JOHNSON CONTROLS NORTH AMERICAN PRODUCTS (JCI) | T-4000-3139 | 22.74 | 21.9771 | Y | 22.74 | 21.9771 | 22.74
JCI-T40003139 | 175890 | 8 | 134012 | T-4000-3139 Wht, horiz, blank cvr | JOHNSON CONTROLS NORTH AMERICAN PRODUCTS (JCI) | T-4000-3139 | 22.74 | 16.2976 | Y | 22.74 | 21.9771 | 22.74
JCI-T40003139 | 175891 | 1 | 134012 | T-4000-3139 Wht, horiz, blank cvr | JOHNSON CONTROLS NORTH AMERICAN PRODUCTS (JCI) | T-4000-3139 | 22.74 | 16.94 | Y | 22.74 | 21.9771 | 22.74
JCI-T40003140 | 175888 | 2 | 134012 | T-4000-3140JCI | JOHNSON CONTROLS NORTH AMERICAN PRODUCTS (JCI) | T-4000-3140 | 35.41 | 9.698 | N | 35.41 | 9.698 | 35.41
JCI-T40003141 | 10510 | 2 | 134012 | Horiz cover, white w/spt window | JOHNSON CONTROLS NORTH AMERICAN PRODUCTS (JCI) | T-4000-3141 | 22.74 | 14.61 | Y | 22.74 | 18.64 | 22.74
JCI-T40003141 | 166559 | 11 | 134012 | Horiz cover, white w/spt window | JOHNSON CONTROLS NORTH AMERICAN PRODUCTS (JCI) | T-4000-3141 | 22.74 | 18.3076 | Y | 22.74 | 18.64 | 22.74
JCI-T40003141 | 173042 | 1 | 134012 | Horiz cover, white w/spt window | JOHNSON CONTROLS NORTH AMERICAN PRODUCTS (JCI) | T-4000-3141 | 22.74 | 0.01 | N | 22.74 | 18.64 | 22.74
JCI-T40003141 | 175890 | 2 | 134012 | Horiz cover, white w/spt window | JOHNSON CONTROLS NORTH AMERICAN PRODUCTS (JCI) | T-4000-3141 | 22.74 | 18.64 | N | 22.74 | 18.64 | 22.74
JCI-T40003141 | 175891 | 4 | 134012 | Horiz cover, white w/spt window | JOHNSON CONTROLS NORTH AMERICAN PRODUCTS (JCI) | T-4000-3141 | 22.74 | 13.156 | Y | 22.74 | 18.64 | 22.74
JCI-T40003142 | 10008 | 1 | 134012 | T-4000-3142 COVER; WHITE PLASTIC; | JOHNSON CONTROLS NORTH AMERICAN PRODUCTS (JCI) | T-4000-3142 | 29.87 | 20.1755 | N | 29.87 | 29.87 | 29.87
JCI-T40003142 | 166553 | 10 | 134012 | T-4000-3142 COVER; WHITE PLASTIC; | JOHNSON CONTROLS NORTH AMERICAN PRODUCTS (JCI) | T-4000-3142 | 29.87 | 29.87 | Y | 29.87 | 29.87 | 29.87
JCI-T40003142 | 166559 | 1 | 134012 | T-4000-3142 COVER; WHITE PLASTIC; | JOHNSON CONTROLS NORTH AMERICAN PRODUCTS (JCI) | T-4000-3142 | 29.87 | 17.45 | N | 29.87 | 29.87 | 29.87
JCI-T40003142 | 173042 | 1 | 134012 | T-4000-3142 COVER; WHITE PLASTIC; | JOHNSON CONTROLS NORTH AMERICAN PRODUCTS (JCI) | T-4000-3142 | 29.87 | 0 | N | 29.87 | 29.87 | 29.87
JCI-T40003145 | 10510 | 3 | 134012 | WHITE PLASTIC VERTICAL COVER W/SETPOINT | JOHNSON CONTROLS NORTH AMERICAN PRODUCTS (JCI) | T-4000-3145 | 25.24 | 20.69 | N | 25.24 | 20.69 | 25.24
JCI-T4000605 | 10510 | 5 | 134012 | Conversion Kit | JOHNSON CONTROLS NORTH AMERICAN PRODUCTS (JCI) | T-4000-605 | 74.68 | 60.7737 | Y | 74.68 | 74.68 | 74.68
JCI-T4000605 | 173042 | 3 | 134012 | Conversion Kit | JOHNSON CONTROLS NORTH AMERICAN PRODUCTS (JCI) | T-4000-605 | 74.68 | 55.66 | N | 74.68 | 74.68 | 74.68
JCI-T4000605 | 175888 | 3 | 134012 | Conversion Kit | JOHNSON CONTROLS NORTH AMERICAN PRODUCTS (JCI) | T-4000-605 | 74.68 | 60.4787 | Y | 74.68 | 74.68 | 74.68
JCI-T4000605 | 175890 | 1 | 134012 | Conversion Kit | JOHNSON CONTROLS NORTH AMERICAN PRODUCTS (JCI) | T-4000-605 | 74.68 | 55.66 | Y | 74.68 | 74.68 | 74.68
JCI-T4000605 | 175891 | 2 | 134012 | Conversion Kit | JOHNSON CONTROLS NORTH AMERICAN PRODUCTS (JCI) | T-4000-605 | 74.68 | 74.68 | Y | 74.68 | 74.68 | 74.68
JCI-T4000610 | 10510 | 4 | 134012 | Conversion Kit | JOHNSON CONTROLS NORTH AMERICAN PRODUCTS (JCI) | T-4000-610 | 31.53 | 28.085 | Y | 31.53 | 28.946 | 31.53
JCI-T4000610 | 175890 | 1 | 134012 | Conversion Kit | JOHNSON CONTROLS NORTH AMERICAN PRODUCTS (JCI) | T-4000-610 | 31.53 | 12.585 | N | 31.53 | 28.946 | 31.53
JCI-T4000610 | 175891 | 10 | 134012 | Conversion Kit | JOHNSON CONTROLS NORTH AMERICAN PRODUCTS (JCI) | T-4000-610 | 31.53 | 28.946 | Y | 31.53 | 28.946 | 31.53
JCI-T4000611 | 10510 | 3 | 134012 | CONV KIT DUAL TEMP BAKELI; PLASTIC | JOHNSON CONTROLS NORTH AMERICAN PRODUCTS (JCI) | T-4000-611 | 42.04 | 41.6035 | Y | 42.04 | 41.6035 | 42.04
JCI-T4000611 | 166561 | 3 | 134012 | CONV KIT DUAL TEMP BAKELI; PLASTIC | JOHNSON CONTROLS NORTH AMERICAN PRODUCTS (JCI) | T-4000-611 | 42.04 | 31.33 | N | 42.04 | 41.6035 | 42.04
JCI-T4000611 | 175891 | 1 | 134012 | CONV KIT DUAL TEMP BAKELI; PLASTIC | JOHNSON CONTROLS NORTH AMERICAN PRODUCTS (JCI) | T-4000-611 | 42.04 | 39.63 | Y | 42.04 | 41.6035 | 42.04
JCI-T4000612 | 175891 | 1 | 134012 | MTG KIT | JOHNSON CONTROLS NORTH AMERICAN PRODUCTS (JCI) | T-4000-612 | 101.13 | 35.14 | N | 101.13 | 35.14 | 101.13
JCI-T4000615 | 166553 | 50 | 134012 | TEST PORT FITTING PLUG IN | JOHNSON CONTROLS NORTH AMERICAN PRODUCTS (JCI) | T-4000-615 | 0 | 4.63 | N | 0 | 6.1986 | 6.1986
JCI-T4000615 | 175891 | 10 | 134012 | TEST PORT FITTING PLUG IN | JOHNSON CONTROLS NORTH AMERICAN PRODUCTS (JCI) | T-4000-615 | 0 | 6.1986 | Y | 0 | 6.1986 | 6.1986
JCI-T4000622 | 175891 | 3 | 134012 | APIRATER FILER | JOHNSON CONTROLS NORTH AMERICAN PRODUCTS (JCI) | T-4000-622 | 42.63 | 15.3198 | N | 42.63 | 15.3198 | 42.63
JCI-T4000629 | 173042 | 7 | 134012 | WRENCH F/TAMPER PROOF | JOHNSON CONTROLS NORTH AMERICAN PRODUCTS (JCI) | T-4000-629 | 29.03 | 22.79 | N | 29.03 | 22.79 | 29.03
JCI-T4002122 | 10510 | 18 | 134012 | 2-PIPE MTG STR FITTINGS | JOHNSON CONTROLS NORTH AMERICAN PRODUCTS (JCI) | T-4002-122 | 13.28 | 10.89 | Y | 13.28 | 10.89 | 13.28
JCI-T4002122 | 166553 | 3 | 134012 | 2-PIPE MTG STR FITTINGS | JOHNSON CONTROLS NORTH AMERICAN PRODUCTS (JCI) | T-4002-122 | 13.28 | 4.95 | N | 13.28 | 10.89 | 13.28
JCI-T4002122 | 175891 | 2 | 134012 | 2-PIPE MTG STR FITTINGS | JOHNSON CONTROLS NORTH AMERICAN PRODUCTS (JCI) | T-4002-122 | 13.28 | 7.1485 | Y | 13.28 | 10.89 | 13.28
JCI-T4002123 | 10510 | 5 | 134012 | 2-PIPE MTG ANG FITTINGS | JOHNSON CONTROLS NORTH AMERICAN PRODUCTS (JCI) | T-4002-123 | 11.78 | 4.5312 | N | 11.78 | 8.0054 | 11.78
JCI-T4002123 | 175888 | 1 | 134012 | 2-PIPE MTG ANG FITTINGS | JOHNSON CONTROLS NORTH AMERICAN PRODUCTS (JCI) | T-4002-123 | 11.78 | 5.5595 | N | 11.78 | 8.0054 | 11.78
JCI-T4002123 | 175891 | 2 | 134012 | 2-PIPE MTG ANG FITTINGS | JOHNSON CONTROLS NORTH AMERICAN PRODUCTS (JCI) | T-4002-123 | 11.78 | 8.0054 | Y | 11.78 | 8.0054 | 11.78
JCI-T4002124 | 10008 | 1 | 134012 | T4000 Thermostat Bracket | JOHNSON CONTROLS NORTH AMERICAN PRODUCTS (JCI) | T-4002-124 | 9.81 | 3.61 | N | 9.81 | 9.5258 | 9.81
JCI-T4002124 | 10510 | 39 | 134012 | T4000 Thermostat Bracket | JOHNSON CONTROLS NORTH AMERICAN PRODUCTS (JCI) | T-4002-124 | 9.81 | 9.24 | Y | 9.81 | 9.5258 | 9.81
JCI-T4002124 | 166553 | 27 | 134012 | T4000 Thermostat Bracket | JOHNSON CONTROLS NORTH AMERICAN PRODUCTS (JCI) | T-4002-124 | 9.81 | 7.4724 | Y | 9.81 | 9.5258 | 9.81
JCI-T4002124 | 166557 | 3 | 134012 | T4000 Thermostat Bracket | JOHNSON CONTROLS NORTH AMERICAN PRODUCTS (JCI) | T-4002-124 | 9.81 | 6.533 | Y | 9.81 | 9.5258 | 9.81
JCI-T4002124 | 166559 | 49 | 134012 | T4000 Thermostat Bracket | JOHNSON CONTROLS NORTH AMERICAN PRODUCTS (JCI) | T-4002-124 | 9.81 | 9.5258 | Y | 9.81 | 9.5258 | 9.81
JCI-T4002124 | 166560 | 17 | 134012 | T4000 Thermostat Bracket | JOHNSON CONTROLS NORTH AMERICAN PRODUCTS (JCI) | T-4002-124 | 9.81 | 9.1387 | Y | 9.81 | 9.5258 | 9.81
JCI-T4002124 | 173042 | 13 | 134012 | T4000 Thermostat Bracket | JOHNSON CONTROLS NORTH AMERICAN PRODUCTS (JCI) | T-4002-124 | 9.81 | 7.2897 | Y | 9.81 | 9.5258 | 9.81
JCI-T4002124 | 175888 | 42 | 134012 | T4000 Thermostat Bracket | JOHNSON CONTROLS NORTH AMERICAN PRODUCTS (JCI) | T-4002-124 | 9.81 | 9.1826 | Y | 9.81 | 9.5258 | 9.81
JCI-T4002124 | 175890 | 12 | 134012 | T4000 Thermostat Bracket | JOHNSON CONTROLS NORTH AMERICAN PRODUCTS (JCI) | T-4002-124 | 9.81 | 7.7116 | Y | 9.81 | 9.5258 | 9.81
JCI-T4002124 | 175891 | 28 | 134012 | T4000 Thermostat Bracket | JOHNSON CONTROLS NORTH AMERICAN PRODUCTS (JCI) | T-4002-124 | 9.81 | 8.7314 | Y | 9.81 | 9.5258 | 9.81
JCI-T4002125 | 10510 | 14 | 134012 | T-STAT MOUNTING BASE | JOHNSON CONTROLS NORTH AMERICAN PRODUCTS (JCI) | T-4002-125 | 11.84 | 3.4546 | Y | 11.84 | 4.66 | 11.84
JCI-T4002125 | 166559 | 14 | 134012 | T-STAT MOUNTING BASE | JOHNSON CONTROLS NORTH AMERICAN PRODUCTS (JCI) | T-4002-125 | 11.84 | 3.5265 | N | 11.84 | 4.66 | 11.84
JCI-T4002125 | 173042 | 10 | 134012 | T-STAT MOUNTING BASE | JOHNSON CONTROLS NORTH AMERICAN PRODUCTS (JCI) | T-4002-125 | 11.84 | 4.66 | N | 11.84 | 4.66 | 11.84
JCI-T4002125 | 175888 | 19 | 134012 | T-STAT MOUNTING BASE | JOHNSON CONTROLS NORTH AMERICAN PRODUCTS (JCI) | T-4002-125 | 11.84 | 3.527 | N | 11.84 | 4.66 | 11.84
JCI-T4002201 | 10008 | 0 | 134012 | D.A. HORIZONATAL PNEUMATIC THERMOSTAT | JOHNSON CONTROLS NORTH AMERICAN PRODUCTS (JCI) | T-4002-201 | 123.58 | 121.3671 | N | 123.58 | 121.3671 | 123.58
JCI-T4002201 | 10510 | 50 | 134012 | D.A. HORIZONATAL PNEUMATIC THERMOSTAT | JOHNSON CONTROLS NORTH AMERICAN PRODUCTS (JCI) | T-4002-201 | 123.58 | 120.5084 | Y | 123.58 | 121.3671 | 123.58
JCI-T4002201 | 166553 | 18 | 134012 | D.A. HORIZONATAL PNEUMATIC THERMOSTAT | JOHNSON CONTROLS NORTH AMERICAN PRODUCTS (JCI) | T-4002-201 | 123.58 | 113.7315 | Y | 123.58 | 121.3671 | 123.58
JCI-T4002201 | 166557 | 3 | 134012 | D.A. HORIZONATAL PNEUMATIC THERMOSTAT | JOHNSON CONTROLS NORTH AMERICAN PRODUCTS (JCI) | T-4002-201 | 123.58 | 91.1979 | Y | 123.58 | 121.3671 | 123.58
JCI-T4002201 | 166559 | 17 | 134012 | D.A. HORIZONATAL PNEUMATIC THERMOSTAT | JOHNSON CONTROLS NORTH AMERICAN PRODUCTS (JCI) | T-4002-201 | 123.58 | 121.3671 | Y | 123.58 | 121.3671 | 123.58
JCI-T4002201 | 166560 | 16 | 134012 | D.A. HORIZONATAL PNEUMATIC THERMOSTAT | JOHNSON CONTROLS NORTH AMERICAN PRODUCTS (JCI) | T-4002-201 | 123.58 | 113.0782 | Y | 123.58 | 121.3671 | 123.58
JCI-T4002201 | 166561 | 5 | 134012 | D.A. HORIZONATAL PNEUMATIC THERMOSTAT | JOHNSON CONTROLS NORTH AMERICAN PRODUCTS (JCI) | T-4002-201 | 123.58 | 116.5 | Y | 123.58 | 121.3671 | 123.58
JCI-T4002201 | 173042 | 2 | 134012 | D.A. HORIZONATAL PNEUMATIC THERMOSTAT | JOHNSON CONTROLS NORTH AMERICAN PRODUCTS (JCI) | T-4002-201 | 123.58 | 110.9893 | Y | 123.58 | 121.3671 | 123.58
JCI-T4002201 | 175888 | 2 | 134012 | D.A. HORIZONATAL PNEUMATIC THERMOSTAT | JOHNSON CONTROLS NORTH AMERICAN PRODUCTS (JCI) | T-4002-201 | 123.58 | 102.2439 | N | 123.58 | 121.3671 | 123.58
JCI-T4002201 | 175890 | 5 | 134012 | D.A. HORIZONATAL PNEUMATIC THERMOSTAT | JOHNSON CONTROLS NORTH AMERICAN PRODUCTS (JCI) | T-4002-201 | 123.58 | 111.4114 | N | 123.58 | 121.3671 | 123.58
JCI-T4002201 | 175891 | 35 | 134012 | D.A. HORIZONATAL PNEUMATIC THERMOSTAT | JOHNSON CONTROLS NORTH AMERICAN PRODUCTS (JCI) | T-4002-201 | 123.58 | 121.2055 | Y | 123.58 | 121.3671 | 123.58
JCI-T4002202 | 10008 | 4 | 134012 | R.A. HORIZONTAL PNEUMATIC THERMOSTAT | JOHNSON CONTROLS NORTH AMERICAN PRODUCTS (JCI) | T-4002-202 | 137.39 | 115.2296 | N | 137.39 | 133.5118 | 137.39
JCI-T4002202 | 10510 | 2 | 134012 | R.A. HORIZONTAL PNEUMATIC THERMOSTAT | JOHNSON CONTROLS NORTH AMERICAN PRODUCTS (JCI) | T-4002-202 | 137.39 | 106.0585 | Y | 137.39 | 133.5118 | 137.39
JCI-T4002202 | 166553 | 19 | 134012 | R.A. HORIZONTAL PNEUMATIC THERMOSTAT | JOHNSON CONTROLS NORTH AMERICAN PRODUCTS (JCI) | T-4002-202 | 137.39 | 133.5118 | Y | 137.39 | 133.5118 | 137.39
JCI-T4002202 | 166557 | 2 | 134012 | R.A. HORIZONTAL PNEUMATIC THERMOSTAT | JOHNSON CONTROLS NORTH AMERICAN PRODUCTS (JCI) | T-4002-202 | 137.39 | 128.7718 | Y | 137.39 | 133.5118 | 137.39
JCI-T4002202 | 166560 | 18 | 134012 | R.A. HORIZONTAL PNEUMATIC THERMOSTAT | JOHNSON CONTROLS NORTH AMERICAN PRODUCTS (JCI) | T-4002-202 | 137.39 | 128.4824 | Y | 137.39 | 133.5118 | 137.39
JCI-T4002202 | 166561 | 8 | 134012 | R.A. HORIZONTAL PNEUMATIC THERMOSTAT | JOHNSON CONTROLS NORTH AMERICAN PRODUCTS (JCI) | T-4002-202 | 137.39 | 127.9586 | Y | 137.39 | 133.5118 | 137.39
JCI-T4002202 | 173042 | 2 | 134012 | R.A. HORIZONTAL PNEUMATIC THERMOSTAT | JOHNSON CONTROLS NORTH AMERICAN PRODUCTS (JCI) | T-4002-202 | 137.39 | 129.52 | Y | 137.39 | 133.5118 | 137.39
JCI-T4002202 | 175888 | 6 | 134012 | R.A. HORIZONTAL PNEUMATIC THERMOSTAT | JOHNSON CONTROLS NORTH AMERICAN PRODUCTS (JCI) | T-4002-202 | 137.39 | 115.64 | Y | 137.39 | 133.5118 | 137.39
JCI-T4002202 | 175890 | 12 | 134012 | R.A. HORIZONTAL PNEUMATIC THERMOSTAT | JOHNSON CONTROLS NORTH AMERICAN PRODUCTS (JCI) | T-4002-202 | 137.39 | 115.64 | Y | 137.39 | 133.5118 | 137.39
JCI-T4002202 | 175891 | 6 | 134012 | R.A. HORIZONTAL PNEUMATIC THERMOSTAT | JOHNSON CONTROLS NORTH AMERICAN PRODUCTS (JCI) | T-4002-202 | 137.39 | 91.544 | Y | 137.39 | 133.5118 | 137.39
JCI-T4002203 | 10510 | 2 | 134012 | D.A. VERTICAL PNEUMATIC THERMOSTAT | JOHNSON CONTROLS NORTH AMERICAN PRODUCTS (JCI) | T-4002-203 | 137.39 | 129.52 | Y | 137.39 | 132.11 | 137.39
JCI-T4002203 | 166553 | 7 | 134012 | D.A. VERTICAL PNEUMATIC THERMOSTAT | JOHNSON CONTROLS NORTH AMERICAN PRODUCTS (JCI) | T-4002-203 | 137.39 | 129.52 | Y | 137.39 | 132.11 | 137.39
JCI-T4002203 | 166560 | 34 | 134012 | D.A. VERTICAL PNEUMATIC THERMOSTAT | JOHNSON CONTROLS NORTH AMERICAN PRODUCTS (JCI) | T-4002-203 | 137.39 | 120.7999 | Y | 137.39 | 132.11 | 137.39
JCI-T4002203 | 175883 | 5 | 134012 | D.A. VERTICAL PNEUMATIC THERMOSTAT | JOHNSON CONTROLS NORTH AMERICAN PRODUCTS (JCI) | T-4002-203 | 137.39 | 132.11 | N | 137.39 | 132.11 | 137.39
JCI-T4002203 | 175888 | 20 | 134012 | D.A. VERTICAL PNEUMATIC THERMOSTAT | JOHNSON CONTROLS NORTH AMERICAN PRODUCTS (JCI) | T-4002-203 | 137.39 | 97.5788 | N | 137.39 | 132.11 | 137.39
JCI-T4002203 | 175890 | 6 | 134012 | D.A. VERTICAL PNEUMATIC THERMOSTAT | JOHNSON CONTROLS NORTH AMERICAN PRODUCTS (JCI) | T-4002-203 | 137.39 | 74.1612 | N | 137.39 | 132.11 | 137.39
JCI-T4002203 | 175891 | 17 | 134012 | D.A. VERTICAL PNEUMATIC THERMOSTAT | JOHNSON CONTROLS NORTH AMERICAN PRODUCTS (JCI) | T-4002-203 | 137.39 | 130.815 | Y | 137.39 | 132.11 | 137.39
JCI-T4002204 | 166553 | 12 | 134012 | R.A. VERTICAL PNEUMATIC THERMOSTAT | JOHNSON CONTROLS NORTH AMERICAN PRODUCTS (JCI) | T-4002-204 | 137.39 | 129.52 | Y | 137.39 | 129.52 | 137.39
JCI-T4002204 | 166560 | 26 | 134012 | R.A. VERTICAL PNEUMATIC THERMOSTAT | JOHNSON CONTROLS NORTH AMERICAN PRODUCTS (JCI) | T-4002-204 | 137.39 | 109.6976 | Y | 137.39 | 129.52 | 137.39
JCI-T4002204 | 173042 | 1 | 134012 | R.A. VERTICAL PNEUMATIC THERMOSTAT | JOHNSON CONTROLS NORTH AMERICAN PRODUCTS (JCI) | T-4002-204 | 137.39 | 63.97 | N | 137.39 | 129.52 | 137.39
JCI-T4002204 | 175888 | 2 | 134012 | R.A. VERTICAL PNEUMATIC THERMOSTAT | JOHNSON CONTROLS NORTH AMERICAN PRODUCTS (JCI) | T-4002-204 | 137.39 | 68.5418 | N | 137.39 | 129.52 | 137.39
JCI-T4002204 | 175890 | 4 | 134012 | R.A. VERTICAL PNEUMATIC THERMOSTAT | JOHNSON CONTROLS NORTH AMERICAN PRODUCTS (JCI) | T-4002-204 | 137.39 | 68.5418 | N | 137.39 | 129.52 | 137.39
JCI-T4002204 | 175891 | 12 | 134012 | R.A. VERTICAL PNEUMATIC THERMOSTAT | JOHNSON CONTROLS NORTH AMERICAN PRODUCTS (JCI) | T-4002-204 | 137.39 | 69.2679 | N | 137.39 | 129.52 | 137.39
JCI-T40022126 | 166553 | 8 | 134012 | Nickel Horizontal with Logo--No Temp | JOHNSON CONTROLS NORTH AMERICAN PRODUCTS (JCI) | T-4002-2126 | 90.7 | 40.18 | N | 90.7 | 44.9991 | 90.7
JCI-T40022126 | 166560 | 7 | 134012 | Nickel Horizontal with Logo--No Temp | JOHNSON CONTROLS NORTH AMERICAN PRODUCTS (JCI) | T-4002-2126 | 90.7 | 44.9991 | N | 90.7 | 44.9991 | 90.7
JCI-T40022129 | 173042 | 1 | 134012 | COVER NI VERT OPEN F | JOHNSON CONTROLS NORTH AMERICAN PRODUCTS (JCI) | T-4002-2129 | 0 | 28.41 | N | 0 | 28.41 | 28.41
JCI-T40022137 | 166560 | 6 | 134012 | TSTAT COVER, NI, BLANK | JOHNSON CONTROLS NORTH AMERICAN PRODUCTS (JCI) | T-4002-2137 | 90.7 | 67.247 | Y | 90.7 | 67.247 | 90.7
JCI-T4002301 | 10008 | 1 | 134012 | T-4002-301 THERMOSTAT AND WHITE; CO | JOHNSON CONTROLS NORTH AMERICAN PRODUCTS (JCI) | T-4002-301 | 184.81 | 155.55 | N | 184.81 | 184.81 | 184.81
JCI-T4002301 | 10510 | 5 | 134012 | T-4002-301 THERMOSTAT AND WHITE; CO | JOHNSON CONTROLS NORTH AMERICAN PRODUCTS (JCI) | T-4002-301 | 184.81 | 154.4162 | Y | 184.81 | 184.81 | 184.81
JCI-T4002301 | 166559 | 1 | 134012 | T-4002-301 THERMOSTAT AND WHITE; CO | JOHNSON CONTROLS NORTH AMERICAN PRODUCTS (JCI) | T-4002-301 | 184.81 | 184.81 | Y | 184.81 | 184.81 | 184.81
JCI-T4002301 | 173042 | 9 | 134012 | T-4002-301 THERMOSTAT AND WHITE; CO | JOHNSON CONTROLS NORTH AMERICAN PRODUCTS (JCI) | T-4002-301 | 184.81 | 170.449 | Y | 184.81 | 184.81 | 184.81
JCI-T4002301 | 175891 | 3 | 134012 | T-4002-301 THERMOSTAT AND WHITE; CO | JOHNSON CONTROLS NORTH AMERICAN PRODUCTS (JCI) | T-4002-301 | 184.81 | 169.5973 | Y | 184.81 | 184.81 | 184.81
JCI-T4002302 | 10510 | 1 | 134012 | THER AND WHITE COV(RA)W/T; THERMOSTAT & | JOHNSON CONTROLS NORTH AMERICAN PRODUCTS (JCI) | T-4002-302 | 184.81 | 184.81 | N | 184.81 | 184.81 | 184.81
JCI-T4002302 | 173042 | 2 | 134012 | THER AND WHITE COV(RA)W/T; THERMOSTAT & | JOHNSON CONTROLS NORTH AMERICAN PRODUCTS (JCI) | T-4002-302 | 184.81 | 174.22 | N | 184.81 | 184.81 | 184.81
JCI-T4002303 | 175888 | 2 | 134012 | Thermostat, Pneumatic | JOHNSON CONTROLS NORTH AMERICAN PRODUCTS (JCI) | T-4002-303 | 184.81 | 139.7267 | N | 184.81 | 156.3063 | 184.81
JCI-T4002303 | 175890 | 2 | 134012 | Thermostat, Pneumatic | JOHNSON CONTROLS NORTH AMERICAN PRODUCTS (JCI) | T-4002-303 | 184.81 | 155.7161 | N | 184.81 | 156.3063 | 184.81
JCI-T4002303 | 175891 | 6 | 134012 | Thermostat, Pneumatic | JOHNSON CONTROLS NORTH AMERICAN PRODUCTS (JCI) | T-4002-303 | 184.81 | 156.3063 | Y | 184.81 | 156.3063 | 184.81
JCI-T4002304 | 166559 | 2 | 134012 | REVERSE ACTING THERMOSTAT AND BEIGE COVE | JOHNSON CONTROLS NORTH AMERICAN PRODUCTS (JCI) | T-4002-304 | 184.81 | 174.22 | Y | 184.81 | 174.22 | 184.81
JCI-T4002304 | 166560 | 1 | 134012 | REVERSE ACTING THERMOSTAT AND BEIGE COVE | JOHNSON CONTROLS NORTH AMERICAN PRODUCTS (JCI) | T-4002-304 | 184.81 | 100.94 | N | 184.81 | 174.22 | 184.81
JCI-T4002304 | 175888 | 20 | 134012 | REVERSE ACTING THERMOSTAT AND BEIGE COVE | JOHNSON CONTROLS NORTH AMERICAN PRODUCTS (JCI) | T-4002-304 | 184.81 | 127.27 | N | 184.81 | 174.22 | 184.81
JCI-T40025003 | 166553 | 80 | 134012 | RESTR ADJ PIN; ORDER IN MULTIPLES OF 100 | JOHNSON CONTROLS NORTH AMERICAN PRODUCTS (JCI) | T-4002-5003 | 0.54 | 0.2 | N | 0.54 | 0.30375 | 0.54
JCI-T40025003 | 166561 | 100 | 134012 | RESTR ADJ PIN; ORDER IN MULTIPLES OF 100 | JOHNSON CONTROLS NORTH AMERICAN PRODUCTS (JCI) | T-4002-5003 | 0.54 | 0.30375 | N | 0.54 | 0.30375 | 0.54
JCI-T40025003 | 175888 | 47 | 134012 | RESTR ADJ PIN; ORDER IN MULTIPLES OF 100 | JOHNSON CONTROLS NORTH AMERICAN PRODUCTS (JCI) | T-4002-5003 | 0.54 | 0.09 | N | 0.54 | 0.30375 | 0.54
JCI-T40025012 | 10510 | 18 | 134012 | Setpoint Adjustment Knob | JOHNSON CONTROLS NORTH AMERICAN PRODUCTS (JCI) | T-4002-5012 | 3.88 | 3.27 | Y | 3.88 | 3.7227 | 3.88
JCI-T40025012 | 166559 | 19 | 134012 | Setpoint Adjustment Knob | JOHNSON CONTROLS NORTH AMERICAN PRODUCTS (JCI) | T-4002-5012 | 3.88 | 3.5484 | Y | 3.88 | 3.7227 | 3.88
JCI-T40025012 | 166560 | 27 | 134012 | Setpoint Adjustment Knob | JOHNSON CONTROLS NORTH AMERICAN PRODUCTS (JCI) | T-4002-5012 | 3.88 | 3.5257 | Y | 3.88 | 3.7227 | 3.88
JCI-T40025012 | 166561 | 6 | 134012 | Setpoint Adjustment Knob | JOHNSON CONTROLS NORTH AMERICAN PRODUCTS (JCI) | T-4002-5012 | 3.88 | 2.89 | N | 3.88 | 3.7227 | 3.88
JCI-T40025012 | 175888 | 36 | 134012 | Setpoint Adjustment Knob | JOHNSON CONTROLS NORTH AMERICAN PRODUCTS (JCI) | T-4002-5012 | 3.88 | 2.5068 | N | 3.88 | 3.7227 | 3.88
JCI-T40025012 | 175891 | 20 | 134012 | Setpoint Adjustment Knob | JOHNSON CONTROLS NORTH AMERICAN PRODUCTS (JCI) | T-4002-5012 | 3.88 | 3.7227 | Y | 3.88 | 3.7227 | 3.88
JCI-T40025017 | 166559 | 5 | 134012 | T-4002-5017 SET POINT DIAL; HORZ; | JOHNSON CONTROLS NORTH AMERICAN PRODUCTS (JCI) | T-4002-5017 | 8.97 | 2.96 | N | 8.97 | 6.5188 | 8.97
JCI-T40025017 | 166560 | 12 | 134012 | T-4002-5017 SET POINT DIAL; HORZ; | JOHNSON CONTROLS NORTH AMERICAN PRODUCTS (JCI) | T-4002-5017 | 8.97 | 4.17 | Y | 8.97 | 6.5188 | 8.97
JCI-T40025017 | 175891 | 25 | 134012 | T-4002-5017 SET POINT DIAL; HORZ; | JOHNSON CONTROLS NORTH AMERICAN PRODUCTS (JCI) | T-4002-5017 | 8.97 | 6.5188 | Y | 8.97 | 6.5188 | 8.97
JCI-T40025018 | 166559 | 10 | 134012 | Vertical 55-85 F Set Point Dial | JOHNSON CONTROLS NORTH AMERICAN PRODUCTS (JCI) | T-4002-5018 | 9.13 | 5.28 | N | 9.13 | 5.28 | 9.13
JCI-T40025018 | 166560 | 8 | 134012 | Vertical 55-85 F Set Point Dial | JOHNSON CONTROLS NORTH AMERICAN PRODUCTS (JCI) | T-4002-5018 | 9.13 | 4.24 | Y | 9.13 | 5.28 | 9.13
JCI-T40026029 | 166553 | 10 | 134012 | T-4002-6029 METAL WALLBOX | JOHNSON CONTROLS NORTH AMERICAN PRODUCTS (JCI) | T-4002-6029-BCS | 4.69 | 4.69 | N | 4.69 | 4.69 | 4.69
JCI-T40026029 | 175888 | 1 | 134012 | T-4002-6029 METAL WALLBOX | JOHNSON CONTROLS NORTH AMERICAN PRODUCTS (JCI) | T-4002-6029-BCS | 4.69 | 4.287 | N | 4.69 | 4.69 | 4.69
JCI-T4002617 | 166553 | 340 | 134012 | SCREWS FOR T-4002 STATS | JOHNSON CONTROLS NORTH AMERICAN PRODUCTS (JCI) | T-4002-617 | 1.41 | 0.44246 | N | 1.41 | 1.28 | 1.41
JCI-T4002617 | 166561 | 99 | 134012 | SCREWS FOR T-4002 STATS | JOHNSON CONTROLS NORTH AMERICAN PRODUCTS (JCI) | T-4002-617 | 1.41 | 1.28 | N | 1.41 | 1.28 | 1.41
JCI-T4002617 | 175891 | 26 | 134012 | SCREWS FOR T-4002 STATS | JOHNSON CONTROLS NORTH AMERICAN PRODUCTS (JCI) | T-4002-617 | 1.41 | 0.51 | N | 1.41 | 1.28 | 1.41
JCI-T4002625 | 175888 | 7 | 134012 | PIPEHEAD GASKET | JOHNSON CONTROLS NORTH AMERICAN PRODUCTS (JCI) | T-4002-625 | 6.42 | 4.23 | N | 6.42 | 4.23 | 6.42
JCI-T4100103 | 166561 | 3 | 134012 | UNIVERSAL WALL PLATE ADAPTER | JOHNSON CONTROLS NORTH AMERICAN PRODUCTS (JCI) | T-4100-103 | 16.69 | 6.7 | N | 16.69 | 6.7 | 16.69
JCI-T45062001 | 175888 | 5 | 134012 | COVER BR HORZ/DUAL WINDOW | JOHNSON CONTROLS NORTH AMERICAN PRODUCTS (JCI) | T-4506-2001 | 116.09 | 40.44 | N | 116.09 | 40.44 | 116.09
JCI-T45062002 | 10008 | 10 | 134012 | T-4506-2002 COVER NI VERT DUAL | JOHNSON CONTROLS NORTH AMERICAN PRODUCTS (JCI) | T-4506-2002 | 86.57 | 25.74 | N | 86.57 | 25.74 | 86.57
JCI-T4506201 | 10510 | 13 | 134012 | T-4506-201 THERMOSTAT | JOHNSON CONTROLS NORTH AMERICAN PRODUCTS (JCI) | T-4506-201 | 290.45 | 235.613 | Y | 290.45 | 235.613 | 290.45
JCI-T4506201 | 166553 | 2 | 134012 | T-4506-201 THERMOSTAT | JOHNSON CONTROLS NORTH AMERICAN PRODUCTS (JCI) | T-4506-201 | 290.45 | 111.93 | N | 290.45 | 235.613 | 290.45
JCI-T4506201 | 175890 | 1 | 134012 | T-4506-201 THERMOSTAT | JOHNSON CONTROLS NORTH AMERICAN PRODUCTS (JCI) | T-4506-201 | 290.45 | 216.44 | N | 290.45 | 235.613 | 290.45
JCI-T4506201 | 175891 | 40 | 134012 | T-4506-201 THERMOSTAT | JOHNSON CONTROLS NORTH AMERICAN PRODUCTS (JCI) | T-4506-201 | 290.45 | 192.2549 | Y | 290.45 | 235.613 | 290.45
JCI-T4506202 | 175891 | 6 | 134012 | STAT W/SW DIR VERT F | JOHNSON CONTROLS NORTH AMERICAN PRODUCTS (JCI) | T-4506-202 | 298.73 | 149.375 | N | 298.73 | 149.375 | 298.73
JCI-T4506203 | 10510 | 1 | 134012 | Pneumatic Stat | JOHNSON CONTROLS NORTH AMERICAN PRODUCTS (JCI) | T-4506-203 | 258.91 | 197.6894 | Y | 258.91 | 230.346 | 258.91
JCI-T4506203 | 173042 | 3 | 134012 | Pneumatic Stat | JOHNSON CONTROLS NORTH AMERICAN PRODUCTS (JCI) | T-4506-203 | 258.91 | 147.42 | N | 258.91 | 230.346 | 258.91
JCI-T4506203 | 175891 | 37 | 134012 | Pneumatic Stat | JOHNSON CONTROLS NORTH AMERICAN PRODUCTS (JCI) | T-4506-203 | 258.91 | 230.346 | Y | 258.91 | 230.346 | 258.91
JCI-T4512100 | 173042 | 4 | 134012 | 3-PIPE MTG | JOHNSON CONTROLS NORTH AMERICAN PRODUCTS (JCI) | T-4512-100 | 10.2 | 8.01 | N | 10.2 | 8.01 | 10.2
JCI-T46SAH1C | 173042 | 1 | 134012 | FAN COIL THERMOSTAT; 40/90 F; SPDT; | JOHNSON CONTROLS NORTH AMERICAN PRODUCTS (JCI) | T46SAH-1C | 105.86 | 105.86 | N | 105.86 | 105.86 | 105.86
JCI-T4752201 | 175888 | 3 | 134012 | Pneu H-C Stat 15 psi D.A. Horizontal | JOHNSON CONTROLS NORTH AMERICAN PRODUCTS (JCI) | T-4752-201 | 239.54 | 176.1657 | Y | 239.54 | 196.36 | 239.54
JCI-T4752201 | 175890 | 2 | 134012 | Pneu H-C Stat 15 psi D.A. Horizontal | JOHNSON CONTROLS NORTH AMERICAN PRODUCTS (JCI) | T-4752-201 | 239.54 | 196.36 | Y | 239.54 | 196.36 | 239.54
JCI-T4752205 | 166553 | 1 | 134012 | Pneumatic Thermostat H/C; RA/DA | JOHNSON CONTROLS NORTH AMERICAN PRODUCTS (JCI) | T-4752-205 | 239.54 | 83.87 | N | 239.54 | 83.87 | 239.54
JCI-T4752205 | 166561 | 3 | 134012 | Pneumatic Thermostat H/C; RA/DA | JOHNSON CONTROLS NORTH AMERICAN PRODUCTS (JCI) | T-4752-205 | 239.54 | 80.8 | N | 239.54 | 83.87 | 239.54
JCI-T4752206 | 166561 | 2 | 134012 | Pneu H-C Stat 15 psi R.A. Vertical | JOHNSON CONTROLS NORTH AMERICAN PRODUCTS (JCI) | T-4752-206 | 273.29 | 80.9686 | N | 273.29 | 145.9567 | 273.29
JCI-T4752206 | 175891 | 3 | 134012 | Pneu H-C Stat 15 psi R.A. Vertical | JOHNSON CONTROLS NORTH AMERICAN PRODUCTS (JCI) | T-4752-206 | 273.29 | 145.9567 | N | 273.29 | 145.9567 | 273.29
JCI-T47561738 | 10510 | 1 | 134012 | HORIZ BEIGE PLASTIC COVER W THERMOMETER | JOHNSON CONTROLS NORTH AMERICAN PRODUCTS (JCI) | T-4756-1738 | 30.98 | 21.3 | N | 30.98 | 29.79 | 30.98
JCI-T47561738 | 175891 | 2 | 134012 | HORIZ BEIGE PLASTIC COVER W THERMOMETER | JOHNSON CONTROLS NORTH AMERICAN PRODUCTS (JCI) | T-4756-1738 | 30.98 | 29.79 | Y | 30.98 | 29.79 | 30.98
JCI-T4756201 | 10510 | 2 | 134012 | T-4756-201 ROOM STAT HEAT/COOL DA | JOHNSON CONTROLS NORTH AMERICAN PRODUCTS (JCI) | T-4756-201 | 253.37 | 143.822 | N | 253.37 | 174.5586 | 253.37
JCI-T4756201 | 173042 | 3 | 134012 | T-4756-201 ROOM STAT HEAT/COOL DA | JOHNSON CONTROLS NORTH AMERICAN PRODUCTS (JCI) | T-4756-201 | 253.37 | 166.8 | N | 253.37 | 174.5586 | 253.37
JCI-T4756201 | 175888 | 2 | 134012 | T-4756-201 ROOM STAT HEAT/COOL DA | JOHNSON CONTROLS NORTH AMERICAN PRODUCTS (JCI) | T-4756-201 | 253.37 | 163.0792 | N | 253.37 | 174.5586 | 253.37
JCI-T4756201 | 175891 | 3 | 134012 | T-4756-201 ROOM STAT HEAT/COOL DA | JOHNSON CONTROLS NORTH AMERICAN PRODUCTS (JCI) | T-4756-201 | 253.37 | 174.5586 | N | 253.37 | 174.5586 | 253.37
JCI-T4756202 | 175883 | 0 | 134012 | H-C 15 DIR VERT F STAT H-C 15 DIR VERT F | JOHNSON CONTROLS NORTH AMERICAN PRODUCTS (JCI) | T-4756-202 | 253.37 | 254.77 | N | 253.37 | 254.77 | 254.77
JCI-T4756206 | 173042 | 3 | 134012 | STAT H-C 15 REV VERT F | JOHNSON CONTROLS NORTH AMERICAN PRODUCTS (JCI) | T-4756-206 | 260.57 | 134.72 | N | 260.57 | 134.72 | 260.57
JCI-T4756206 | 175891 | 15 | 134012 | STAT H-C 15 REV VERT F | JOHNSON CONTROLS NORTH AMERICAN PRODUCTS (JCI) | T-4756-206 | 260.57 | 100.61 | N | 260.57 | 134.72 | 260.57
JCI-T47562141 | 10510 | 1 | 134012 | T-4756-2141 COVER PLAS HRZ 2W NO-T | JOHNSON CONTROLS NORTH AMERICAN PRODUCTS (JCI) | T-4756-2141 | 25.89 | 16.64 | Y | 25.89 | 16.64 | 25.89
JCI-T5002202 | 173042 | 1 | 134012 | TEMP. TRANS.; 60-85F | JOHNSON CONTROLS NORTH AMERICAN PRODUCTS (JCI) | T-5002-202 | 305.12 | 195.72 | N | 305.12 | 195.72 | 305.12
JCI-T52101001 | 166557 | 1 | 134012 | T-5210-1001 TRANS 50/100F B | JOHNSON CONTROLS NORTH AMERICAN PRODUCTS (JCI) | T-5210-1001 | 326.16 | 129.24 | Y | 326.16 | 261.23 | 326.16
JCI-T52101001 | 166561 | 1 | 134012 | T-5210-1001 TRANS 50/100F B | JOHNSON CONTROLS NORTH AMERICAN PRODUCTS (JCI) | T-5210-1001 | 326.16 | 261.23 | N | 326.16 | 261.23 | 326.16
JCI-T52101001 | 175891 | 5 | 134012 | T-5210-1001 TRANS 50/100F B | JOHNSON CONTROLS NORTH AMERICAN PRODUCTS (JCI) | T-5210-1001 | 326.16 | 175.6276 | Y | 326.16 | 261.23 | 326.16
JCI-T52101002 | 10510 | 2 | 134012 | T-5210-1002 TRANS 0/100F B | JOHNSON CONTROLS NORTH AMERICAN PRODUCTS (JCI) | T-5210-1002 | 326.16 | 313.62 | Y | 326.16 | 313.62 | 326.16
JCI-T52101002 | 175891 | 2 | 134012 | T-5210-1002 TRANS 0/100F B | JOHNSON CONTROLS NORTH AMERICAN PRODUCTS (JCI) | T-5210-1002 | 326.16 | 302.44 | Y | 326.16 | 313.62 | 326.16
JCI-T52101004 | 10510 | 3 | 134012 | T-5210-1004 TRANS 40/240F B | JOHNSON CONTROLS NORTH AMERICAN PRODUCTS (JCI) | T-5210-1004 | 326.16 | 287.35 | Y | 326.16 | 287.35 | 326.16
JCI-T52101004 | 175891 | 12 | 134012 | T-5210-1004 TRANS 40/240F B | JOHNSON CONTROLS NORTH AMERICAN PRODUCTS (JCI) | T-5210-1004 | 326.16 | 287.35 | Y | 326.16 | 287.35 | 326.16
JCI-T52101005 | 175891 | 4 | 134012 | TRANSMITTER 50/100F 8 AVG | JOHNSON CONTROLS NORTH AMERICAN PRODUCTS (JCI) | T-5210-1005 | 357.91 | 127.4333 | N | 357.91 | 127.4333 | 357.91
JCI-T52101006 | 175891 | 4 | 134012 | T-5210-1006 | JOHNSON CONTROLS NORTH AMERICAN PRODUCTS (JCI) | T-5210-1006 | 0 | 125.74 | N | 0 | 125.74 | 125.74
JCI-T52101007 | 175891 | 4 | 134012 | T-5210-1007JCI | JOHNSON CONTROLS NORTH AMERICAN PRODUCTS (JCI) | T-5210-1007 | 369.41 | 135.7406 | N | 369.41 | 135.7406 | 369.41
JCI-T52101009 | 10510 | 1 | 134012 | Pneumatic Temperature Transmitter | JOHNSON CONTROLS NORTH AMERICAN PRODUCTS (JCI) | T-5210-1009 | 369.41 | 325.46 | N | 369.41 | 325.46 | 369.41
JCI-T52101009 | 166561 | 1 | 134012 | Pneumatic Temperature Transmitter | JOHNSON CONTROLS NORTH AMERICAN PRODUCTS (JCI) | T-5210-1009 | 369.41 | 179.35 | N | 369.41 | 325.46 | 369.41
JCI-T52101009 | 175891 | 6 | 134012 | Pneumatic Temperature Transmitter | JOHNSON CONTROLS NORTH AMERICAN PRODUCTS (JCI) | T-5210-1009 | 369.41 | 264.1296 | Y | 369.41 | 325.46 | 369.41
JCI-T52101113 | 10510 | 2 | 134012 | Pneu Temp Trans Bulb -40 160 Deg | JOHNSON CONTROLS NORTH AMERICAN PRODUCTS (JCI) | T-5210-1113 | 342.53 | 261.15 | Y | 342.53 | 261.15 | 342.53
JCI-T52101113 | 166557 | 1 | 134012 | Pneu Temp Trans Bulb -40 160 Deg | JOHNSON CONTROLS NORTH AMERICAN PRODUCTS (JCI) | T-5210-1113 | 342.53 | 135.71 | Y | 342.53 | 261.15 | 342.53
JCI-T52101113 | 166561 | 1 | 134012 | Pneu Temp Trans Bulb -40 160 Deg | JOHNSON CONTROLS NORTH AMERICAN PRODUCTS (JCI) | T-5210-1113 | 342.53 | 122.9 | N | 342.53 | 261.15 | 342.53
JCI-T52101113 | 175891 | 4 | 134012 | Pneu Temp Trans Bulb -40 160 Deg | JOHNSON CONTROLS NORTH AMERICAN PRODUCTS (JCI) | T-5210-1113 | 342.53 | 148.969 | Y | 342.53 | 261.15 | 342.53
JCI-T52101116 | 175891 | 4 | 134012 | 50-150F 17 FT AVG XMTR | JOHNSON CONTROLS NORTH AMERICAN PRODUCTS (JCI) | T-5210-1116 | 332.15 | 140.8534 | N | 332.15 | 140.8534 | 332.15
JCI-T52101118 | 175891 | 1 | 134012 | T-5210-1118JCI | JOHNSON CONTROLS NORTH AMERICAN PRODUCTS (JCI) | T-5210-1118 | 377.01 | 355.4 | Y | 377.01 | 355.4 | 377.01
JCI-T52101150 | 175891 | 3 | 134012 | T-5210-1150JCI | JOHNSON CONTROLS NORTH AMERICAN PRODUCTS (JCI) | T-5210-1150 | 357.91 | 135.3066 | N | 357.91 | 135.3066 | 357.91
JCI-T5210129 | 173042 | 1 | 134012 | BRKT F/AVG ELEMENT | JOHNSON CONTROLS NORTH AMERICAN PRODUCTS (JCI) | T-5210-129 | 24.36 | 9.02 | N | 24.36 | 9.02 | 24.36
JCI-T53121 | 175888 | 2 | 134012 | PNEUMATIC RECIEVER CONTROLLER | JOHNSON CONTROLS NORTH AMERICAN PRODUCTS (JCI) | T-5312-1 | 830.61 | 557.6487 | N | 830.61 | 557.6487 | 830.61
JCI-T53121 | 175891 | 5 | 134012 | PNEUMATIC RECIEVER CONTROLLER | JOHNSON CONTROLS NORTH AMERICAN PRODUCTS (JCI) | T-5312-1 | 830.61 | 557.6487 | N | 830.61 | 557.6487 | 830.61
JCI-T5312102 | 166559 | 1 | 134012 | DAIL FOR THE T-5312 CONTROLLER | JOHNSON CONTROLS NORTH AMERICAN PRODUCTS (JCI) | T-5312-102 | 0 | 7.91 | N | 0 | 7.91 | 7.91
JCI-T55001055 | 175891 | 2 | 134012 | T-5500-1055 THERMOM 40/240F; 3-1/2 | JOHNSON CONTROLS NORTH AMERICAN PRODUCTS (JCI) | T-5500-1055 | 228.55 | 143.6329 | N | 228.55 | 143.6329 | 228.55
JCI-T55021002 | 175888 | 2 | 134012 | RECIEVER GAUGE 2-1/2" DIAL SIZE,0-100 F | JOHNSON CONTROLS NORTH AMERICAN PRODUCTS (JCI) | T-5502-1002 | 111.06 | 97.85 | N | 111.06 | 97.85 | 111.06
JCI-T58001 | 10510 | 1 | 134012 | T-5800-1 Single Input Receiver Contr | JOHNSON CONTROLS NORTH AMERICAN PRODUCTS (JCI) | T-5800-1 | 970.88 | 915.24 | Y | 970.88 | 915.24 | 970.88
JCI-T58001 | 166561 | 1 | 134012 | T-5800-1 Single Input Receiver Contr | JOHNSON CONTROLS NORTH AMERICAN PRODUCTS (JCI) | T-5800-1 | 970.88 | 777.6 | N | 970.88 | 915.24 | 970.88
JCI-T58001 | 175888 | 17 | 134012 | T-5800-1 Single Input Receiver Contr | JOHNSON CONTROLS NORTH AMERICAN PRODUCTS (JCI) | T-5800-1 | 970.88 | 710.571 | Y | 970.88 | 915.24 | 970.88
JCI-T58001 | 175891 | 2 | 134012 | T-5800-1 Single Input Receiver Contr | JOHNSON CONTROLS NORTH AMERICAN PRODUCTS (JCI) | T-5800-1 | 970.88 | 781.1175 | N | 970.88 | 915.24 | 970.88
JCI-T5800100 | 166559 | 2 | 134012 | Pneumatic Time Delay | JOHNSON CONTROLS NORTH AMERICAN PRODUCTS (JCI) | T-5800-100 | 352.24 | 229.67 | N | 352.24 | 229.67 | 352.24
JCI-T58003 | 10510 | 1 | 134012 | T-5800-3 RECEIVER-CONT; DUAL; | JOHNSON CONTROLS NORTH AMERICAN PRODUCTS (JCI) | T-5800-3 | 1341.48 | 1264.59 | Y | 1341.48 | 1264.59 | 1341.48
JCI-T58003 | 175888 | 1 | 134012 | T-5800-3 RECEIVER-CONT; DUAL; | JOHNSON CONTROLS NORTH AMERICAN PRODUCTS (JCI) | T-5800-3 | 1341.48 | 1181.86 | N | 1341.48 | 1264.59 | 1341.48
JCI-T58003 | 175891 | 1 | 134012 | T-5800-3 RECEIVER-CONT; DUAL; | JOHNSON CONTROLS NORTH AMERICAN PRODUCTS (JCI) | T-5800-3 | 1341.48 | 1181.86 | N | 1341.48 | 1264.59 | 1341.48
JCI-T5800600 | 175888 | 1 | 134012 | CONNECTOR KIT | JOHNSON CONTROLS NORTH AMERICAN PRODUCTS (JCI) | T-5800-600 | 31.41 | 8.01 | N | 31.41 | 8.01 | 31.41
JCI-T58EA1C | 175888 | 1 | 134012 | LOW VOLT THERMOSTAT | JOHNSON CONTROLS NORTH AMERICAN PRODUCTS (JCI) | T58EA-1C | 115.98 | 112.6 | Y | 115.98 | 112.6 | 115.98
JCI-T80003 | 10510 | 1 | 134012 | Remote Element Controller 15 capillary | JOHNSON CONTROLS NORTH AMERICAN PRODUCTS (JCI) | T-8000-3 | 925.3 | 872.26 | Y | 925.3 | 889.71 | 925.3
JCI-T80003 | 175891 | 3 | 134012 | Remote Element Controller 15 capillary | JOHNSON CONTROLS NORTH AMERICAN PRODUCTS (JCI) | T-8000-3 | 925.3 | 889.71 | Y | 925.3 | 889.71 | 925.3
JCI-T80004 | 10008 | 1 | 134012 | THERMOSTAT 8 AVG 4 CAP | JOHNSON CONTROLS NORTH AMERICAN PRODUCTS (JCI) | T-8000-4 | 925.3 | 329.98 | N | 925.3 | 329.98 | 925.3
JCI-T80006 | 175891 | 1 | 134012 | THERMOSTAT 8AVG 15CAP | JOHNSON CONTROLS NORTH AMERICAN PRODUCTS (JCI) | T-8000-6 | 925.3 | 622.2131 | Y | 925.3 | 622.2131 | 925.3
JCI-T8001603 | 175891 | 1 | 134012 | T-800-1603 JCI | JOHNSON CONTROLS NORTH AMERICAN PRODUCTS (JCI) | T-800-1603 | 38 | 30.44 | Y | 38 | 30.44 | 38
JCI-T8690 | 166561 | 1 | 134012 | COMMERCIAL COLOR DIG. TSTAT | JOHNSON CONTROLS NORTH AMERICAN PRODUCTS (JCI) | T8690 | 117 | 117 | N | 117 | 117 | 117
JCI-TAD04710 | 166557 | 1 | 134012 | 4.7 TOUCH ADVANCED DISPLAY | JOHNSON CONTROLS NORTH AMERICAN PRODUCTS (JCI) | TAD0471-0 | 523.67 | 523.67 | N | 523.67 | 523.67 | 523.67
JCI-TAD07010 | 175883 | 1 | 134012 | 7 TOUCH ADVANCED DISPL | JOHNSON CONTROLS NORTH AMERICAN PRODUCTS (JCI) | TAD0701-0 | 683.68 | 644.5 | N | 683.68 | 644.5 | 683.68
JCI-TAD10010 | 10770 | 1 | 134012 | 10 TOUCH ADVANCED DISPL | JOHNSON CONTROLS NORTH AMERICAN PRODUCTS (JCI) | TAD1001-0 | 1338.26 | 1146.88 | N | 1338.26 | 1146.88 | 1338.26
JCI-TBG16A600R | 173042 | 2 | 134012 | STEAM TRAP ASSY; STEAM TRAP FOR P47 | JOHNSON CONTROLS NORTH AMERICAN PRODUCTS (JCI) | TBG16A-600R | 26.64 | 25.12 | N | 26.64 | 25.12 | 26.64
JCI-TE18009600 | 10510 | 3 | 134012 | TE-1800-9600 WALL MTG BOX KIT; | JOHNSON CONTROLS NORTH AMERICAN PRODUCTS (JCI) | TE-1800-9600 | 12.45 | 6.96 | N | 12.45 | 10.97 | 12.45
JCI-TE18009600 | 166559 | 2 | 134012 | TE-1800-9600 WALL MTG BOX KIT; | JOHNSON CONTROLS NORTH AMERICAN PRODUCTS (JCI) | TE-1800-9600 | 12.45 | 8.6 | N | 12.45 | 10.97 | 12.45
JCI-TE18009600 | 175888 | 1 | 134012 | TE-1800-9600 WALL MTG BOX KIT; | JOHNSON CONTROLS NORTH AMERICAN PRODUCTS (JCI) | TE-1800-9600 | 12.45 | 10.97 | N | 12.45 | 10.97 | 12.45
JCI-TE60001 | 166560 | 3 | 134012 | TE-6000-1 SENSING ELEMENT NICKEL WIRE WO | JOHNSON CONTROLS NORTH AMERICAN PRODUCTS (JCI) | TE-6000-1 | 26.97 | 23.99 | N | 26.97 | 26.97 | 26.97
JCI-TE60001 | 175891 | 1 | 134012 | TE-6000-1 SENSING ELEMENT NICKEL WIRE WO | JOHNSON CONTROLS NORTH AMERICAN PRODUCTS (JCI) | TE-6000-1 | 26.97 | 26.97 | Y | 26.97 | 26.97 | 26.97
JCI-TE60003 | 166559 | 2 | 134012 | SENSOR 333.3 OHM /- 1 | JOHNSON CONTROLS NORTH AMERICAN PRODUCTS (JCI) | TE-6000-3 | 59.25 | 52.69 | N | 59.25 | 52.69 | 59.25
JCI-TE60011 | 166553 | 1 | 134012 | Element Holder w/Handi-Box | JOHNSON CONTROLS NORTH AMERICAN PRODUCTS (JCI) | TE-6001-1 | 25.44 | 16.95 | N | 25.44 | 16.95 | 25.44
JCI-TE60011 | 173042 | 7 | 134012 | Element Holder w/Handi-Box | JOHNSON CONTROLS NORTH AMERICAN PRODUCTS (JCI) | TE-6001-1 | 25.44 | 15.67 | N | 25.44 | 16.95 | 25.44
JCI-TE600111 | 166553 | 2 | 134012 | Sensor Holder for Duct Appl. | JOHNSON CONTROLS NORTH AMERICAN PRODUCTS (JCI) | TE-6001-11 | 26.51 | 11.84 | N | 26.51 | 11.84 | 26.51
JCI-TE60012 | 10510 | 4 | 134012 | TE-6001-2 HOUSING F/O O.A.TEMP.; | JOHNSON CONTROLS NORTH AMERICAN PRODUCTS (JCI) | TE-6001-2 | 32.32 | 32.1 | N | 32.32 | 32.1 | 32.32
JCI-TE60012 | 175891 | 1 | 134012 | TE-6001-2 HOUSING F/O O.A.TEMP.; | JOHNSON CONTROLS NORTH AMERICAN PRODUCTS (JCI) | TE-6001-2 | 32.32 | 30.49 | Y | 32.32 | 32.1 | 32.32
JCI-TE60013 | 10510 | 2 | 134012 | MTG.FOR TEMP. SENSOR | JOHNSON CONTROLS NORTH AMERICAN PRODUCTS (JCI) | TE-6001-3 | 45.6 | 20.32 | N | 45.6 | 22.37 | 45.6
JCI-TE60013 | 173042 | 4 | 134012 | MTG.FOR TEMP. SENSOR | JOHNSON CONTROLS NORTH AMERICAN PRODUCTS (JCI) | TE-6001-3 | 45.6 | 22.37 | N | 45.6 | 22.37 | 45.6
JCI-TE60013 | 175891 | 1 | 134012 | MTG.FOR TEMP. SENSOR | JOHNSON CONTROLS NORTH AMERICAN PRODUCTS (JCI) | TE-6001-3 | 45.6 | 19.5508 | N | 45.6 | 22.37 | 45.6
JCI-TE60014 | 10008 | 1 | 134012 | TE-6001-4 Element Holder | JOHNSON CONTROLS NORTH AMERICAN PRODUCTS (JCI) | TE-6001-4 | 25.44 | 15.285 | N | 25.44 | 22.63 | 25.44
JCI-TE60014 | 175891 | 2 | 134012 | TE-6001-4 Element Holder | JOHNSON CONTROLS NORTH AMERICAN PRODUCTS (JCI) | TE-6001-4 | 25.44 | 22.63 | Y | 25.44 | 22.63 | 25.44
JCI-TE60018 | 10770 | 10 | 134012 | AVERAGING ELEMENT HOLDER | JOHNSON CONTROLS NORTH AMERICAN PRODUCTS (JCI) | TE-6001-8 | 6.03 | 5.69 | N | 6.03 | 5.69 | 6.03
JCI-TE60018 | 166561 | 1 | 134012 | AVERAGING ELEMENT HOLDER | JOHNSON CONTROLS NORTH AMERICAN PRODUCTS (JCI) | TE-6001-8 | 6.03 | 4.824 | N | 6.03 | 5.69 | 6.03
JCI-TE60018 | 173042 | 6 | 134012 | AVERAGING ELEMENT HOLDER | JOHNSON CONTROLS NORTH AMERICAN PRODUCTS (JCI) | TE-6001-8 | 6.03 | 5.4189 | N | 6.03 | 5.69 | 6.03
JCI-TE60018 | 175883 | 11 | 134012 | AVERAGING ELEMENT HOLDER | JOHNSON CONTROLS NORTH AMERICAN PRODUCTS (JCI) | TE-6001-8 | 6.03 | 5.36 | N | 6.03 | 5.69 | 6.03
JCI-TE6001961 | 173042 | 2 | 134012 | OVERRIDE SWITCH | JOHNSON CONTROLS NORTH AMERICAN PRODUCTS (JCI) | TE-6001-961 | 41.6 | 30.23 | N | 41.6 | 30.23 | 41.6
JCI-TE6300101 | 175891 | 0 | 134012 | 12 IN NICKEL PROBE | JOHNSON CONTROLS NORTH AMERICAN PRODUCTS (JCI) | TE-6300-101 | 52.02 | 52.02 | N | 52.02 | 52.02 | 52.02
JCI-TE6300601 | 166553 | 1 | 134012 | ELEMENT; NICKEL; 8" | JOHNSON CONTROLS NORTH AMERICAN PRODUCTS (JCI) | TE-6300-601 | 39.84 | 20.92 | N | 39.84 | 21.4835 | 39.84
JCI-TE6300601 | 166561 | 7 | 134012 | ELEMENT; NICKEL; 8" | JOHNSON CONTROLS NORTH AMERICAN PRODUCTS (JCI) | TE-6300-601 | 39.84 | 21.4835 | N | 39.84 | 21.4835 | 39.84
JCI-TE6300601 | 175891 | 1 | 134012 | ELEMENT; NICKEL; 8" | JOHNSON CONTROLS NORTH AMERICAN PRODUCTS (JCI) | TE-6300-601 | 39.84 | 1.32 | N | 39.84 | 21.4835 | 39.84
JCI-TE6300W101 | 166560 | 6 | 134012 | 6" 1/2 Brass Thermowell | JOHNSON CONTROLS NORTH AMERICAN PRODUCTS (JCI) | TE-6300W-101 | 21.74 | 21.74 | Y | 21.74 | 21.74 | 21.74
JCI-TE6300W102 | 10770 | 2 | 134012 | 6" Stainless Thermal Well for TE-63x | JOHNSON CONTROLS NORTH AMERICAN PRODUCTS (JCI) | TE-6300W-102 | 59.37 | 54.07 | Y | 59.37 | 54.07 | 59.37
JCI-TE6300W102 | 166553 | 6 | 134012 | 6" Stainless Thermal Well for TE-63x | JOHNSON CONTROLS NORTH AMERICAN PRODUCTS (JCI) | TE-6300W-102 | 59.37 | 54.07 | Y | 59.37 | 54.07 | 59.37
JCI-TE6300W102 | 166560 | 3 | 134012 | 6" Stainless Thermal Well for TE-63x | JOHNSON CONTROLS NORTH AMERICAN PRODUCTS (JCI) | TE-6300W-102 | 59.37 | 54.07 | Y | 59.37 | 54.07 | 59.37
JCI-TE6300W102 | 175890 | 2 | 134012 | 6" Stainless Thermal Well for TE-63x | JOHNSON CONTROLS NORTH AMERICAN PRODUCTS (JCI) | TE-6300W-102 | 59.37 | 51.7433 | N | 59.37 | 54.07 | 59.37
JCI-TE6300W103 | 10770 | 8 | 134012 | 6" 1/2 SS Thermowell | JOHNSON CONTROLS NORTH AMERICAN PRODUCTS (JCI) | TE-6300W-103 | 24.37 | 24.37 | Y | 24.37 | 24.37 | 24.37
JCI-TE6300W103 | 166560 | 6 | 134012 | 6" 1/2 SS Thermowell | JOHNSON CONTROLS NORTH AMERICAN PRODUCTS (JCI) | TE-6300W-103 | 24.37 | 22.2 | Y | 24.37 | 24.37 | 24.37
JCI-TE6310F1 | 10770 | 9 | 134012 | TEMP SENSOR; FLUSH ROOM 80X120 WALL | JOHNSON CONTROLS NORTH AMERICAN PRODUCTS (JCI) | TE-6310F-1 | 37.49 | 37.25 | Y | 37.49 | 37.25 | 37.49
JCI-TE6311M1 | 10008 | 1 | 134012 | 1k Duct Probe, Nickel, 8" | JOHNSON CONTROLS NORTH AMERICAN PRODUCTS (JCI) | TE-6311M-1 | 16.65 | 15.1535 | N | 16.65 | 16.65 | 16.65
JCI-TE6311M1 | 10510 | 9 | 134012 | 1k Duct Probe, Nickel, 8" | JOHNSON CONTROLS NORTH AMERICAN PRODUCTS (JCI) | TE-6311M-1 | 16.65 | 15.7 | Y | 16.65 | 16.65 | 16.65
JCI-TE6311M1 | 10770 | 5 | 134012 | 1k Duct Probe, Nickel, 8" | JOHNSON CONTROLS NORTH AMERICAN PRODUCTS (JCI) | TE-6311M-1 | 16.65 | 15.8057 | Y | 16.65 | 16.65 | 16.65
JCI-TE6311M1 | 166553 | 22 | 134012 | 1k Duct Probe, Nickel, 8" | JOHNSON CONTROLS NORTH AMERICAN PRODUCTS (JCI) | TE-6311M-1 | 16.65 | 15.8797 | Y | 16.65 | 16.65 | 16.65
JCI-TE6311M1 | 166559 | 13 | 134012 | 1k Duct Probe, Nickel, 8" | JOHNSON CONTROLS NORTH AMERICAN PRODUCTS (JCI) | TE-6311M-1 | 16.65 | 15.9948 | Y | 16.65 | 16.65 | 16.65
JCI-TE6311M1 | 166560 | 19 | 134012 | 1k Duct Probe, Nickel, 8" | JOHNSON CONTROLS NORTH AMERICAN PRODUCTS (JCI) | TE-6311M-1 | 16.65 | 15.9968 | Y | 16.65 | 16.65 | 16.65
JCI-TE6311M1 | 166561 | 6 | 134012 | 1k Duct Probe, Nickel, 8" | JOHNSON CONTROLS NORTH AMERICAN PRODUCTS (JCI) | TE-6311M-1 | 16.65 | 16.65 | Y | 16.65 | 16.65 | 16.65
JCI-TE6311M1 | 173042 | 34 | 134012 | 1k Duct Probe, Nickel, 8" | JOHNSON CONTROLS NORTH AMERICAN PRODUCTS (JCI) | TE-6311M-1 | 16.65 | 16.01 | Y | 16.65 | 16.65 | 16.65
JCI-TE6311M1 | 175883 | 0 | 134012 | 1k Duct Probe, Nickel, 8" | JOHNSON CONTROLS NORTH AMERICAN PRODUCTS (JCI) | TE-6311M-1 | 16.65 | 16.5245 | N | 16.65 | 16.65 | 16.65
JCI-TE6311M1 | 175890 | 13 | 134012 | 1k Duct Probe, Nickel, 8" | JOHNSON CONTROLS NORTH AMERICAN PRODUCTS (JCI) | TE-6311M-1 | 16.65 | 15.8314 | Y | 16.65 | 16.65 | 16.65
JCI-TE6311M1 | 175891 | 8 | 134012 | 1k Duct Probe, Nickel, 8" | JOHNSON CONTROLS NORTH AMERICAN PRODUCTS (JCI) | TE-6311M-1 | 16.65 | 15.015 | Y | 16.65 | 16.65 | 16.65
JCI-TE6311P1 | 10510 | 1 | 134012 | Temp. Sensor NI 8 Duct | JOHNSON CONTROLS NORTH AMERICAN PRODUCTS (JCI) | TE-6311P-1 | 49.99 | 0 | N | 49.99 | 47.7533 | 49.99
JCI-TE6311P1 | 10770 | 6 | 134012 | Temp. Sensor NI 8 Duct | JOHNSON CONTROLS NORTH AMERICAN PRODUCTS (JCI) | TE-6311P-1 | 49.99 | 47.7533 | Y | 49.99 | 47.7533 | 49.99
JCI-TE6311P1 | 166553 | 8 | 134012 | Temp. Sensor NI 8 Duct | JOHNSON CONTROLS NORTH AMERICAN PRODUCTS (JCI) | TE-6311P-1 | 49.99 | 45.6038 | Y | 49.99 | 47.7533 | 49.99
JCI-TE6311P1 | 166560 | 12 | 134012 | Temp. Sensor NI 8 Duct | JOHNSON CONTROLS NORTH AMERICAN PRODUCTS (JCI) | TE-6311P-1 | 49.99 | 46.9259 | Y | 49.99 | 47.7533 | 49.99
JCI-TE6311P1 | 173042 | 10 | 134012 | Temp. Sensor NI 8 Duct | JOHNSON CONTROLS NORTH AMERICAN PRODUCTS (JCI) | TE-6311P-1 | 49.99 | 45.53 | Y | 49.99 | 47.7533 | 49.99
JCI-TE6311P1 | 175883 | 1 | 134012 | Temp. Sensor NI 8 Duct | JOHNSON CONTROLS NORTH AMERICAN PRODUCTS (JCI) | TE-6311P-1 | 49.99 | 45.6038 | N | 49.99 | 47.7533 | 49.99
JCI-TE6311P1 | 175888 | 3 | 134012 | Temp. Sensor NI 8 Duct | JOHNSON CONTROLS NORTH AMERICAN PRODUCTS (JCI) | TE-6311P-1 | 49.99 | 39.2295 | Y | 49.99 | 47.7533 | 49.99
JCI-TE6311P1 | 175890 | 4 | 134012 | Temp. Sensor NI 8 Duct | JOHNSON CONTROLS NORTH AMERICAN PRODUCTS (JCI) | TE-6311P-1 | 49.99 | 43.7625 | Y | 49.99 | 47.7533 | 49.99
JCI-TE6311V2 | 10006 | 24 | 134012 | DUCT PROBE TEMP SENSOR 1K | JOHNSON CONTROLS NORTH AMERICAN PRODUCTS (JCI) | TE-6311V-2 | 16.87 | 12.41 | N | 16.87 | 12.41 | 16.87
JCI-TE6311V2 | 10770 | 24 | 134012 | DUCT PROBE TEMP SENSOR 1K | JOHNSON CONTROLS NORTH AMERICAN PRODUCTS (JCI) | TE-6311V-2 | 16.87 | 12.41 | N | 16.87 | 12.41 | 16.87
JCI-TE6311V2 | 166557 | 168 | 134012 | DUCT PROBE TEMP SENSOR 1K | JOHNSON CONTROLS NORTH AMERICAN PRODUCTS (JCI) | TE-6311V-2 | 16.87 | 8 | N | 16.87 | 12.41 | 16.87
JCI-TE6311V2 | 166559 | 56 | 134012 | DUCT PROBE TEMP SENSOR 1K | JOHNSON CONTROLS NORTH AMERICAN PRODUCTS (JCI) | TE-6311V-2 | 16.87 | 8 | N | 16.87 | 12.41 | 16.87
JCI-TE6311V2 | 173042 | 234 | 134012 | DUCT PROBE TEMP SENSOR 1K | JOHNSON CONTROLS NORTH AMERICAN PRODUCTS (JCI) | TE-6311V-2 | 16.87 | 12.0308 | N | 16.87 | 12.41 | 16.87
JCI-TE6312P1 | 166553 | 6 | 134012 | Temp Sensor Ni. 8" Well Insertion | JOHNSON CONTROLS NORTH AMERICAN PRODUCTS (JCI) | TE-6312P-1 | 49.99 | 46.3063 | Y | 49.99 | 46.3063 | 49.99
JCI-TE6313P1 | 10006 | 3 | 134012 | Temp. Sensor Ni. OA | JOHNSON CONTROLS NORTH AMERICAN PRODUCTS (JCI) | TE-6313P-1 | 24.1 | 21.01 | N | 24.1 | 24.23 | 24.23
JCI-TE6313P1 | 10008 | 7 | 134012 | Temp. Sensor Ni. OA | JOHNSON CONTROLS NORTH AMERICAN PRODUCTS (JCI) | TE-6313P-1 | 24.1 | 21.01 | N | 24.1 | 24.23 | 24.23
JCI-TE6313P1 | 10510 | 3 | 134012 | Temp. Sensor Ni. OA | JOHNSON CONTROLS NORTH AMERICAN PRODUCTS (JCI) | TE-6313P-1 | 24.1 | 16.9942 | Y | 24.1 | 24.23 | 24.23
JCI-TE6313P1 | 166553 | 5 | 134012 | Temp. Sensor Ni. OA | JOHNSON CONTROLS NORTH AMERICAN PRODUCTS (JCI) | TE-6313P-1 | 24.1 | 16.19 | Y | 24.1 | 24.23 | 24.23
JCI-TE6313P1 | 166559 | 3 | 134012 | Temp. Sensor Ni. OA | JOHNSON CONTROLS NORTH AMERICAN PRODUCTS (JCI) | TE-6313P-1 | 24.1 | 21.95 | N | 24.1 | 24.23 | 24.23
JCI-TE6313P1 | 166560 | 9 | 134012 | Temp. Sensor Ni. OA | JOHNSON CONTROLS NORTH AMERICAN PRODUCTS (JCI) | TE-6313P-1 | 24.1 | 20.2602 | Y | 24.1 | 24.23 | 24.23
JCI-TE6313P1 | 173042 | 9 | 134012 | Temp. Sensor Ni. OA | JOHNSON CONTROLS NORTH AMERICAN PRODUCTS (JCI) | TE-6313P-1 | 24.1 | 21.01 | N | 24.1 | 24.23 | 24.23
JCI-TE6313P1 | 175883 | 1 | 134012 | Temp. Sensor Ni. OA | JOHNSON CONTROLS NORTH AMERICAN PRODUCTS (JCI) | TE-6313P-1 | 24.1 | 24.23 | N | 24.1 | 24.23 | 24.23
JCI-TE6313P1 | 175891 | 1 | 134012 | Temp. Sensor Ni. OA | JOHNSON CONTROLS NORTH AMERICAN PRODUCTS (JCI) | TE-6313P-1 | 24.1 | 17.1768 | N | 24.1 | 24.23 | 24.23
JCI-TE6314P1 | 10510 | 6 | 134012 | 1k Wall Mount Sensor, Nickel | JOHNSON CONTROLS NORTH AMERICAN PRODUCTS (JCI) | TE-6314P-1 | 14.06 | 9.5793 | Y | 14.06 | 13.8698 | 14.06
JCI-TE6314P1 | 166559 | 18 | 134012 | 1k Wall Mount Sensor, Nickel | JOHNSON CONTROLS NORTH AMERICAN PRODUCTS (JCI) | TE-6314P-1 | 14.06 | 13.8698 | Y | 14.06 | 13.8698 | 14.06
JCI-TE6314P1 | 175888 | 4 | 134012 | 1k Wall Mount Sensor, Nickel | JOHNSON CONTROLS NORTH AMERICAN PRODUCTS (JCI) | TE-6314P-1 | 14.06 | 12.6575 | N | 14.06 | 13.8698 | 14.06
JCI-TE6314P1 | 175890 | 4 | 134012 | 1k Wall Mount Sensor, Nickel | JOHNSON CONTROLS NORTH AMERICAN PRODUCTS (JCI) | TE-6314P-1 | 14.06 | 12.6575 | N | 14.06 | 13.8698 | 14.06
JCI-TE6314P1 | 175891 | 4 | 134012 | 1k Wall Mount Sensor, Nickel | JOHNSON CONTROLS NORTH AMERICAN PRODUCTS (JCI) | TE-6314P-1 | 14.06 | 12.6575 | Y | 14.06 | 13.8698 | 14.06
JCI-TE6315M1 | 10510 | 1 | 134012 | 1k Nickel Averaging Sensor 8 probe | JOHNSON CONTROLS NORTH AMERICAN PRODUCTS (JCI) | TE-6315M-1 | 74.09 | 74.09 | Y | 74.09 | 74.09 | 74.09
JCI-TE6316M1 | 10510 | 3 | 134012 | Nickel Duct Averaging Sensor 17' Probe | JOHNSON CONTROLS NORTH AMERICAN PRODUCTS (JCI) | TE-6316M-1 | 81.68 | 78.54 | Y | 81.68 | 80.6362 | 81.68
JCI-TE6316M1 | 10770 | 14 | 134012 | Nickel Duct Averaging Sensor 17' Probe | JOHNSON CONTROLS NORTH AMERICAN PRODUCTS (JCI) | TE-6316M-1 | 81.68 | 80.6362 | Y | 81.68 | 80.6362 | 81.68
JCI-TE6316M1 | 175891 | 1 | 134012 | Nickel Duct Averaging Sensor 17' Probe | JOHNSON CONTROLS NORTH AMERICAN PRODUCTS (JCI) | TE-6316M-1 | 81.68 | 78.54 | Y | 81.68 | 80.6362 | 81.68
JCI-TE6316P1 | 10510 | 1 | 134012 | TE-6316P-1 JCI | JOHNSON CONTROLS NORTH AMERICAN PRODUCTS (JCI) | TE-6316P-1 | 87.93 | 87.93 | N | 87.93 | 87.93 | 87.93
JCI-TE6316P1 | 10770 | 15 | 134012 | TE-6316P-1 JCI | JOHNSON CONTROLS NORTH AMERICAN PRODUCTS (JCI) | TE-6316P-1 | 87.93 | 85.4307 | Y | 87.93 | 87.93 | 87.93
JCI-TE631AM1 | 166553 | 8 | 134012 | 1000K OHM NICKEL WELL Immersion | JOHNSON CONTROLS NORTH AMERICAN PRODUCTS (JCI) | TE-631AM-1 | 21.43 | 20.7138 | Y | 21.43 | 20.74 | 21.43
JCI-TE631AM1 | 166560 | 10 | 134012 | 1000K OHM NICKEL WELL Immersion | JOHNSON CONTROLS NORTH AMERICAN PRODUCTS (JCI) | TE-631AM-1 | 21.43 | 17.6272 | Y | 21.43 | 20.74 | 21.43
JCI-TE631AM1 | 166561 | 4 | 134012 | 1000K OHM NICKEL WELL Immersion | JOHNSON CONTROLS NORTH AMERICAN PRODUCTS (JCI) | TE-631AM-1 | 21.43 | 20.74 | Y | 21.43 | 20.74 | 21.43
JCI-TE631AM2 | 166560 | 19 | 134012 | Immersion 1K NI Sensor 6" Probe Galv | JOHNSON CONTROLS NORTH AMERICAN PRODUCTS (JCI) | TE-631AM-2 | 19.33 | 19.33 | Y | 19.33 | 19.33 | 19.33
JCI-TE631AM2 | 175888 | 2 | 134012 | Immersion 1K NI Sensor 6" Probe Galv | JOHNSON CONTROLS NORTH AMERICAN PRODUCTS (JCI) | TE-631AM-2 | 19.33 | 19.33 | Y | 19.33 | 19.33 | 19.33
JCI-TE631AP1 | 10510 | 1 | 134012 | 6" Temperature Sensor Ni.; Immersion | JOHNSON CONTROLS NORTH AMERICAN PRODUCTS (JCI) | TE-631AP-1 | 48.66 | 45.87 | Y | 48.66 | 48.66 | 48.66
JCI-TE631AP1 | 166553 | 6 | 134012 | 6" Temperature Sensor Ni.; Immersion | JOHNSON CONTROLS NORTH AMERICAN PRODUCTS (JCI) | TE-631AP-1 | 48.66 | 40.1837 | Y | 48.66 | 48.66 | 48.66
JCI-TE631AP1 | 166559 | 5 | 134012 | 6" Temperature Sensor Ni.; Immersion | JOHNSON CONTROLS NORTH AMERICAN PRODUCTS (JCI) | TE-631AP-1 | 48.66 | 47.6748 | Y | 48.66 | 48.66 | 48.66
JCI-TE631AP1 | 166560 | 6 | 134012 | 6" Temperature Sensor Ni.; Immersion | JOHNSON CONTROLS NORTH AMERICAN PRODUCTS (JCI) | TE-631AP-1 | 48.66 | 43.772 | Y | 48.66 | 48.66 | 48.66
JCI-TE631AP1 | 166561 | 6 | 134012 | 6" Temperature Sensor Ni.; Immersion | JOHNSON CONTROLS NORTH AMERICAN PRODUCTS (JCI) | TE-631AP-1 | 48.66 | 48.66 | Y | 48.66 | 48.66 | 48.66
JCI-TE631AP1 | 175888 | 1 | 134012 | 6" Temperature Sensor Ni.; Immersion | JOHNSON CONTROLS NORTH AMERICAN PRODUCTS (JCI) | TE-631AP-1 | 48.66 | 38.693 | N | 48.66 | 48.66 | 48.66
JCI-TE631AP1 | 175890 | 3 | 134012 | 6" Temperature Sensor Ni.; Immersion | JOHNSON CONTROLS NORTH AMERICAN PRODUCTS (JCI) | TE-631AP-1 | 48.66 | 44.32 | Y | 48.66 | 48.66 | 48.66
JCI-TE631AP1 | 175891 | 6 | 134012 | 6" Temperature Sensor Ni.; Immersion | JOHNSON CONTROLS NORTH AMERICAN PRODUCTS (JCI) | TE-631AP-1 | 48.66 | 47.0836 | Y | 48.66 | 48.66 | 48.66
JCI-TE631GM1 | 166560 | 18 | 134012 | 1k Duct Probe, Nickel, 4" | JOHNSON CONTROLS NORTH AMERICAN PRODUCTS (JCI) | TE-631GM-1 | 16.29 | 15.36 | Y | 16.29 | 15.36 | 16.29
JCI-TE631GM1 | 175890 | 2 | 134012 | 1k Duct Probe, Nickel, 4" | JOHNSON CONTROLS NORTH AMERICAN PRODUCTS (JCI) | TE-631GM-1 | 16.29 | 15.36 | Y | 16.29 | 15.36 | 16.29
JCI-TE631GV2 | 10008 | 2 | 134012 | Duct Probe Temp Sensor 4", 1K Nickel | JOHNSON CONTROLS NORTH AMERICAN PRODUCTS (JCI) | TE-631GV-2 | 17.45 | 16.64 | Y | 17.45 | 17.45 | 17.45
JCI-TE631GV2 | 10510 | 1 | 134012 | Duct Probe Temp Sensor 4", 1K Nickel | JOHNSON CONTROLS NORTH AMERICAN PRODUCTS (JCI) | TE-631GV-2 | 17.45 | 16.45 | Y | 17.45 | 17.45 | 17.45
JCI-TE631GV2 | 10770 | 80 | 134012 | Duct Probe Temp Sensor 4", 1K Nickel | JOHNSON CONTROLS NORTH AMERICAN PRODUCTS (JCI) | TE-631GV-2 | 17.45 | 16.477 | Y | 17.45 | 17.45 | 17.45
JCI-TE631GV2 | 166553 | 7 | 134012 | Duct Probe Temp Sensor 4", 1K Nickel | JOHNSON CONTROLS NORTH AMERICAN PRODUCTS (JCI) | TE-631GV-2 | 17.45 | 17.45 | Y | 17.45 | 17.45 | 17.45
JCI-TE631GV2 | 166557 | 10 | 134012 | Duct Probe Temp Sensor 4", 1K Nickel | JOHNSON CONTROLS NORTH AMERICAN PRODUCTS (JCI) | TE-631GV-2 | 17.45 | 15.13 | N | 17.45 | 17.45 | 17.45
JCI-TE631GV2 | 166560 | 29 | 134012 | Duct Probe Temp Sensor 4", 1K Nickel | JOHNSON CONTROLS NORTH AMERICAN PRODUCTS (JCI) | TE-631GV-2 | 17.45 | 16.6077 | Y | 17.45 | 17.45 | 17.45
JCI-TE631GV2 | 166561 | 2 | 134012 | Duct Probe Temp Sensor 4", 1K Nickel | JOHNSON CONTROLS NORTH AMERICAN PRODUCTS (JCI) | TE-631GV-2 | 17.45 | 16.78 | Y | 17.45 | 17.45 | 17.45
JCI-TE631GV2 | 173042 | 81 | 134012 | Duct Probe Temp Sensor 4", 1K Nickel | JOHNSON CONTROLS NORTH AMERICAN PRODUCTS (JCI) | TE-631GV-2 | 17.45 | 16.8739 | Y | 17.45 | 17.45 | 17.45
JCI-TE631GV2 | 175883 | 15 | 134012 | Duct Probe Temp Sensor 4", 1K Nickel | JOHNSON CONTROLS NORTH AMERICAN PRODUCTS (JCI) | TE-631GV-2 | 17.45 | 17.4473 | N | 17.45 | 17.45 | 17.45
JCI-TE631GV2 | 175890 | 2 | 134012 | Duct Probe Temp Sensor 4", 1K Nickel | JOHNSON CONTROLS NORTH AMERICAN PRODUCTS (JCI) | TE-631GV-2 | 17.45 | 15.89 | Y | 17.45 | 17.45 | 17.45
JCI-TE631P2 | 166560 | 4 | 134012 | PLSTC BUTTON SNSR NI1000 | JOHNSON CONTROLS NORTH AMERICAN PRODUCTS (JCI) | TE-631P-2 | 21.2 | 18.48 | N | 21.2 | 18.48 | 21.2
JCI-TE631S1 | 166560 | 0 | 134012 | Temp Sensor 1K Ni, Strap-on 3" | JOHNSON CONTROLS NORTH AMERICAN PRODUCTS (JCI) | TE-631S-1 | 19.91 | 18.13 | N | 19.91 | 18.13 | 19.91
JCI-TE6351M1 | 166553 | 2 | 134012 | Duct Prob Platinum 8" | JOHNSON CONTROLS NORTH AMERICAN PRODUCTS (JCI) | TE-6351M-1 | 16.87 | 15.37 | N | 16.87 | 15.37 | 16.87
JCI-TE635AM1 | 166553 | 0 | 134012 | WELL TEMP SEN 6" 1K PT | JOHNSON CONTROLS NORTH AMERICAN PRODUCTS (JCI) | TE-635AM-1 | 22.92 | 19.98 | N | 22.92 | 19.98 | 22.92
JCI-TE6363P1 | 166559 | 1 | 134012 | Temperature Sensor, Outdoor Air Mount, 3 | JOHNSON CONTROLS NORTH AMERICAN PRODUCTS (JCI) | TE-6363P-1 | 32.81 | 28.88 | N | 32.81 | 28.88 | 32.81
JCI-TE6363P1 | 173042 | 1 | 134012 | Temperature Sensor, Outdoor Air Mount, 3 | JOHNSON CONTROLS NORTH AMERICAN PRODUCTS (JCI) | TE-6363P-1 | 32.81 | 17.57 | N | 32.81 | 28.88 | 32.81
JCI-TE636GM1 | 166559 | 1 | 134012 | 10k type 2 duct sensor 4" probe | JOHNSON CONTROLS NORTH AMERICAN PRODUCTS (JCI) | TE-636GM-1 | 17.11 | 11.14 | N | 17.11 | 11.14 | 17.11
JCI-TE67D0601 | 10008 | 2 | 134012 | TE-67D0-601 OVERIDE SENSOR COVER. | JOHNSON CONTROLS NORTH AMERICAN PRODUCTS (JCI) | TE-67D0-601 | 4.51 | 3.408 | N | 4.51 | 3.408 | 4.51
JCI-TE67D0602 | 166561 | 13 | 134012 | MetaStat Sensor Door Replacment | JOHNSON CONTROLS NORTH AMERICAN PRODUCTS (JCI) | TE-67D0-602 | 4.6 | 2.7783 | N | 4.6 | 2.7783 | 4.6
JCI-TE67NP0B00 | 175883 | 2 | 134012 | 1K NI WALL SENS,PJ,BULB THERM | JOHNSON CONTROLS NORTH AMERICAN PRODUCTS (JCI) | TE-67NP-0B00 | 54.88 | 51.95 | N | 54.88 | 51.95 | 54.88
JCI-TE67NP0N00 | 10510 | 1 | 134012 | 1K NI WALL SENS,PHONE JACK | JOHNSON CONTROLS NORTH AMERICAN PRODUCTS (JCI) | TE-67NP-0N00 | 47.81 | 47.81 | Y | 47.81 | 47.81 | 47.81
JCI-TE67NP3B00 | 173042 | 1 | 134012 | TEMP SENSOR 1K NICKEL; 1 NICKEL SENS | JOHNSON CONTROLS NORTH AMERICAN PRODUCTS (JCI) | TE-67NP-3B00 | 55.7 | 45.52 | N | 55.7 | 45.52 | 55.7
JCI-TE67NT0N00 | 173042 | 1 | 134012 | TEMP SENSOR 1K NICKEL; 1K NICKEL SENSOR | JOHNSON CONTROLS NORTH AMERICAN PRODUCTS (JCI) | TE-67NT-0N00 | 43.5 | 33.71 | N | 43.5 | 33.71 | 43.5
JCI-TE67PP0N00 | 173042 | 1 | 134012 | TE-67PP-0N00 JCI | JOHNSON CONTROLS NORTH AMERICAN PRODUCTS (JCI) | TE-67PP-0N00 | 46.96 | 58.37 | N | 46.96 | 58.37 | 58.37
JCI-TE67PP0N00 | 175888 | 1 | 134012 | TE-67PP-0N00 JCI | JOHNSON CONTROLS NORTH AMERICAN PRODUCTS (JCI) | TE-67PP-0N00 | 46.96 | 31.61 | N | 46.96 | 58.37 | 58.37
JCI-TE68NP0N00S | 166559 | 4 | 134012 | Wall Mount 1K NI Temp Sensor, Phone | JOHNSON CONTROLS NORTH AMERICAN PRODUCTS (JCI) | TE-68NP-0N00S | 46.12 | 43.47 | Y | 46.12 | 46.12 | 46.12
JCI-TE68NP0N00S | 166560 | 6 | 134012 | Wall Mount 1K NI Temp Sensor, Phone | JOHNSON CONTROLS NORTH AMERICAN PRODUCTS (JCI) | TE-68NP-0N00S | 46.12 | 41.99 | Y | 46.12 | 46.12 | 46.12
JCI-TE68NP0N00S | 175891 | 6 | 134012 | Wall Mount 1K NI Temp Sensor, Phone | JOHNSON CONTROLS NORTH AMERICAN PRODUCTS (JCI) | TE-68NP-0N00S | 46.12 | 46.12 | Y | 46.12 | 46.12 | 46.12
JCI-TE68NP1N00S | 10510 | 1 | 134012 | Wall Mount 1K NI Temp Sensor ModJck/Wal | JOHNSON CONTROLS NORTH AMERICAN PRODUCTS (JCI) | TE-68NP-1N00S | 48.45 | 48.45 | Y | 48.45 | 48.45 | 48.45
JCI-TE68NP1N00S | 166559 | 3 | 134012 | Wall Mount 1K NI Temp Sensor ModJck/Wal | JOHNSON CONTROLS NORTH AMERICAN PRODUCTS (JCI) | TE-68NP-1N00S | 48.45 | 48.45 | Y | 48.45 | 48.45 | 48.45
JCI-TE68NP1N00S | 166560 | 3 | 134012 | Wall Mount 1K NI Temp Sensor ModJck/Wal | JOHNSON CONTROLS NORTH AMERICAN PRODUCTS (JCI) | TE-68NP-1N00S | 48.45 | 43.5 | Y | 48.45 | 48.45 | 48.45
JCI-TE68NP1N00S | 166561 | 5 | 134012 | Wall Mount 1K NI Temp Sensor ModJck/Wal | JOHNSON CONTROLS NORTH AMERICAN PRODUCTS (JCI) | TE-68NP-1N00S | 48.45 | 48.45 | Y | 48.45 | 48.45 | 48.45
JCI-TE68NP1N00S | 175891 | 2 | 134012 | Wall Mount 1K NI Temp Sensor ModJck/Wal | JOHNSON CONTROLS NORTH AMERICAN PRODUCTS (JCI) | TE-68NP-1N00S | 48.45 | 48.45 | Y | 48.45 | 48.45 | 48.45
JCI-TE68NT0N00S | 10510 | 2 | 134012 | Wall Mount 1K NI Temp Sensor, Termi | JOHNSON CONTROLS NORTH AMERICAN PRODUCTS (JCI) | TE-68NT-0N00S | 45.73 | 43.11 | N | 45.73 | 45.73 | 45.73
JCI-TE68NT0N00S | 166559 | 3 | 134012 | Wall Mount 1K NI Temp Sensor, Termi | JOHNSON CONTROLS NORTH AMERICAN PRODUCTS (JCI) | TE-68NT-0N00S | 45.73 | 43.6833 | Y | 45.73 | 45.73 | 45.73
JCI-TE68NT0N00S | 166560 | 3 | 134012 | Wall Mount 1K NI Temp Sensor, Termi | JOHNSON CONTROLS NORTH AMERICAN PRODUCTS (JCI) | TE-68NT-0N00S | 45.73 | 44.1733 | Y | 45.73 | 45.73 | 45.73
JCI-TE68NT0N00S | 166561 | 5 | 134012 | Wall Mount 1K NI Temp Sensor, Termi | JOHNSON CONTROLS NORTH AMERICAN PRODUCTS (JCI) | TE-68NT-0N00S | 45.73 | 45.73 | Y | 45.73 | 45.73 | 45.73
JCI-TE68NT0N00S | 173042 | 1 | 134012 | Wall Mount 1K NI Temp Sensor, Termi | JOHNSON CONTROLS NORTH AMERICAN PRODUCTS (JCI) | TE-68NT-0N00S | 45.73 | 30.7 | N | 45.73 | 45.73 | 45.73
JCI-TE68NT0N00S | 175883 | 3 | 134012 | Wall Mount 1K NI Temp Sensor, Termi | JOHNSON CONTROLS NORTH AMERICAN PRODUCTS (JCI) | TE-68NT-0N00S | 45.73 | 43.8 | N | 45.73 | 45.73 | 45.73
JCI-TE68NT0N00S | 175891 | 6 | 134012 | Wall Mount 1K NI Temp Sensor, Termi | JOHNSON CONTROLS NORTH AMERICAN PRODUCTS (JCI) | TE-68NT-0N00S | 45.73 | 45.73 | Y | 45.73 | 45.73 | 45.73
JCI-TE68NT1N00S | 10510 | 1 | 134012 | WMR/CLR TEMP SEN 1K NI WL; WALL MNT | JOHNSON CONTROLS NORTH AMERICAN PRODUCTS (JCI) | TE-68NT-1N00S | 50.72 | 47.93 | Y | 50.72 | 50.72 | 50.72
JCI-TE68NT1N00S | 166559 | 1 | 134012 | WMR/CLR TEMP SEN 1K NI WL; WALL MNT | JOHNSON CONTROLS NORTH AMERICAN PRODUCTS (JCI) | TE-68NT-1N00S | 50.72 | 50.72 | Y | 50.72 | 50.72 | 50.72
JCI-TE68NT1N00S | 166560 | 3 | 134012 | WMR/CLR TEMP SEN 1K NI WL; WALL MNT | JOHNSON CONTROLS NORTH AMERICAN PRODUCTS (JCI) | TE-68NT-1N00S | 50.72 | 47.81 | Y | 50.72 | 50.72 | 50.72
JCI-TE68NT1N00S | 166561 | 4 | 134012 | WMR/CLR TEMP SEN 1K NI WL; WALL MNT | JOHNSON CONTROLS NORTH AMERICAN PRODUCTS (JCI) | TE-68NT-1N00S | 50.72 | 49.556 | Y | 50.72 | 50.72 | 50.72
JCI-TE68NT1N00S | 175888 | 1 | 134012 | WMR/CLR TEMP SEN 1K NI WL; WALL MNT | JOHNSON CONTROLS NORTH AMERICAN PRODUCTS (JCI) | TE-68NT-1N00S | 50.72 | 36.7806 | N | 50.72 | 50.72 | 50.72
JCI-TE68NT1N00S | 175891 | 2 | 134012 | WMR/CLR TEMP SEN 1K NI WL; WALL MNT | JOHNSON CONTROLS NORTH AMERICAN PRODUCTS (JCI) | TE-68NT-1N00S | 50.72 | 47.81 | Y | 50.72 | 50.72 | 50.72
JCI-TE68PT0N00S | 175883 | 0 | 134012 | WALL TEMP SEN. 1K PT | JOHNSON CONTROLS NORTH AMERICAN PRODUCTS (JCI) | TE-68PT-0N00S | 60.86 | 0 | N | 60.86 | 0 | 60.86
JCI-TEC21033 | 166553 | 1 | 134012 | N2 Networked Multi-Stage Thermostat | JOHNSON CONTROLS NORTH AMERICAN PRODUCTS (JCI) | TEC2103-3-BCS | 285.44 | 285.44 | N | 285.44 | 285.44 | 285.44
JCI-TEC301314000 | 173042 | 1 | 134012 | WIRELESS OCCUPNCY ON/OFF/FLT FCU&ZON | JOHNSON CONTROLS NORTH AMERICAN PRODUCTS (JCI) | TEC301314000 | 305.19 | 305.19 | N | 305.19 | 305.19 | 305.19
JCI-TEC313014000 | 175883 | 3 | 134012 | TSTAT, PRO2 WIRELESS, WHI | JOHNSON CONTROLS NORTH AMERICAN PRODUCTS (JCI) | TEC3130-14-000 | 344.06 | 330.83 | N | 344.06 | 330.83 | 344.06
JCI-TEC331214000 | 166559 | 2 | 134012 | TSTAT, STANDALONE, WHITE | JOHNSON CONTROLS NORTH AMERICAN PRODUCTS (JCI) | TEC3312-14-000 | 217.51 | 196.8547 | Y | 217.51 | 217.51 | 217.51
JCI-TEC331214000 | 166561 | 1 | 134012 | TSTAT, STANDALONE, WHITE | JOHNSON CONTROLS NORTH AMERICAN PRODUCTS (JCI) | TEC3312-14-000 | 217.51 | 205.04 | Y | 217.51 | 217.51 | 217.51
JCI-TEC331214000 | 175891 | 3 | 134012 | TSTAT, STANDALONE, WHITE | JOHNSON CONTROLS NORTH AMERICAN PRODUCTS (JCI) | TEC3312-14-000 | 217.51 | 217.51 | Y | 217.51 | 217.51 | 217.51
JCI-TEC331314000 | 166559 | 1 | 134012 | TSTAT, STANDALONE, WHITE | JOHNSON CONTROLS NORTH AMERICAN PRODUCTS (JCI) | TEC3313-14-000 | 251.27 | 217.95 | N | 251.27 | 217.95 | 251.27
JCI-TEC332000000 | 175891 | 1 | 134012 | Thermostat, Stand Alone, 0-10vdc, 2 | JOHNSON CONTROLS NORTH AMERICAN PRODUCTS (JCI) | TEC332000000-BCS | 185.3999 | 185.3999 | N | 185.3999 | 185.3999 | 185.3999
JCI-TEC332200000 | 166557 | 1 | 134012 | JCI touch 2x 0-10VDCmod w/DeRH | JOHNSON CONTROLS NORTH AMERICAN PRODUCTS (JCI) | TEC332200000-BCS | 175.63 | 175.63 | N | 175.63 | 175.63 | 175.63
JCI-TEC332214000 | 166559 | 4 | 134012 | Color, FCU/VAV 0-1VDC, DeRH | JOHNSON CONTROLS NORTH AMERICAN PRODUCTS (JCI) | TEC3322-14-000 | 227.6 | 214.66 | Y | 227.6 | 227.6 | 227.6
JCI-TEC332214000 | 166561 | 5 | 134012 | Color, FCU/VAV 0-1VDC, DeRH | JOHNSON CONTROLS NORTH AMERICAN PRODUCTS (JCI) | TEC3322-14-000 | 227.6 | 197.42 | Y | 227.6 | 227.6 | 227.6
JCI-TEC332214000 | 173042 | 1 | 134012 | Color, FCU/VAV 0-1VDC, DeRH | JOHNSON CONTROLS NORTH AMERICAN PRODUCTS (JCI) | TEC3322-14-000 | 227.6 | 177.67 | N | 227.6 | 227.6 | 227.6
JCI-TEC332214000 | 175890 | 2 | 134012 | Color, FCU/VAV 0-1VDC, DeRH | JOHNSON CONTROLS NORTH AMERICAN PRODUCTS (JCI) | TEC3322-14-000 | 227.6 | 206.3 | N | 227.6 | 227.6 | 227.6
JCI-TEC332214000 | 175891 | 6 | 134012 | Color, FCU/VAV 0-1VDC, DeRH | JOHNSON CONTROLS NORTH AMERICAN PRODUCTS (JCI) | TEC3322-14-000 | 227.6 | 227.6 | Y | 227.6 | 227.6 | 227.6
JCI-TEC333000000G | 166561 | 3 | 134012 | Single/Two Stage Stand-Alone Thermostat | JOHNSON CONTROLS NORTH AMERICAN PRODUCTS (JCI) | TEC3330-00-000G | 164.56 | 153.555 | N | 164.56 | 153.555 | 164.56
JCI-TEC333014000 | 166559 | 1 | 134012 | Single/Two Stage Stand-Alone Thermostat | JOHNSON CONTROLS NORTH AMERICAN PRODUCTS (JCI) | TEC3330-14-000 | 217.02 | 211.215 | Y | 217.02 | 217.04 | 217.04
JCI-TEC333014000 | 175891 | 1 | 134012 | Single/Two Stage Stand-Alone Thermostat | JOHNSON CONTROLS NORTH AMERICAN PRODUCTS (JCI) | TEC3330-14-000 | 217.02 | 217.04 | Y | 217.02 | 217.04 | 217.04
JCI-TEC333114000 | 166559 | 3 | 134012 | Single/Two Stage Stand-Alone Thermostat | JOHNSON CONTROLS NORTH AMERICAN PRODUCTS (JCI) | TEC3331-14-000 | 295.56 | 278.62 | N | 295.56 | 278.62 | 295.56
JCI-TEC361214000 | 10770 | 71 | 134012 | TSTAT, N2 & MSTP, WHITE | JOHNSON CONTROLS NORTH AMERICAN PRODUCTS (JCI) | TEC3612-14-000 | 315.75 | 267.3 | N | 315.75 | 315.8 | 315.8
JCI-TEC361214000 | 166553 | 3 | 134012 | TSTAT, N2 & MSTP, WHITE | JOHNSON CONTROLS NORTH AMERICAN PRODUCTS (JCI) | TEC3612-14-000 | 315.75 | 282 | Y | 315.75 | 315.8 | 315.8
JCI-TEC361214000 | 166559 | 5 | 134012 | TSTAT, N2 & MSTP, WHITE | JOHNSON CONTROLS NORTH AMERICAN PRODUCTS (JCI) | TEC3612-14-000 | 315.75 | 280.53 | Y | 315.75 | 315.8 | 315.8
JCI-TEC361214000 | 166560 | 5 | 134012 | TSTAT, N2 & MSTP, WHITE | JOHNSON CONTROLS NORTH AMERICAN PRODUCTS (JCI) | TEC3612-14-000 | 315.75 | 315.79 | Y | 315.75 | 315.8 | 315.8
JCI-TEC361214000 | 166561 | 2 | 134012 | TSTAT, N2 & MSTP, WHITE | JOHNSON CONTROLS NORTH AMERICAN PRODUCTS (JCI) | TEC3612-14-000 | 315.75 | 267.3 | Y | 315.75 | 315.8 | 315.8
JCI-TEC361214000 | 173042 | 5 | 134012 | TSTAT, N2 & MSTP, WHITE | JOHNSON CONTROLS NORTH AMERICAN PRODUCTS (JCI) | TEC3612-14-000 | 315.75 | 289.9497 | Y | 315.75 | 315.8 | 315.8
JCI-TEC361214000 | 175888 | 2 | 134012 | TSTAT, N2 & MSTP, WHITE | JOHNSON CONTROLS NORTH AMERICAN PRODUCTS (JCI) | TEC3612-14-000 | 315.75 | 278.6248 | N | 315.75 | 315.8 | 315.8
JCI-TEC361214000 | 175891 | 3 | 134012 | TSTAT, N2 & MSTP, WHITE | JOHNSON CONTROLS NORTH AMERICAN PRODUCTS (JCI) | TEC3612-14-000 | 315.75 | 315.8 | Y | 315.75 | 315.8 | 315.8
JCI-TEC362200000G | 166560 | 1 | 134012 | Thermostat BACnet/MSTP;0-10vdc;De-Hu | JOHNSON CONTROLS NORTH AMERICAN PRODUCTS (JCI) | TEC3622-00-000G | 253.36 | 253.36 | N | 253.36 | 253.36 | 253.36
JCI-TEC362213000 | 10008 | 1 | 134012 | Color, BLK, FCU/VAV mod, DeRH N2/BA | JOHNSON CONTROLS NORTH AMERICAN PRODUCTS (JCI) | TEC3622-13-000 | 319.14 | 223.17 | N | 319.14 | 223.17 | 319.14
JCI-TEC362214000 | 166553 | 5 | 134012 | Thermostat BACnet/MSTP;0-10vdc;De-Hu | JOHNSON CONTROLS NORTH AMERICAN PRODUCTS (JCI) | TEC3622-14-000 | 357.4 | 349.2 | Y | 357.4 | 357.4 | 357.4
JCI-TEC362214000 | 166559 | 3 | 134012 | Thermostat BACnet/MSTP;0-10vdc;De-Hu | JOHNSON CONTROLS NORTH AMERICAN PRODUCTS (JCI) | TEC3622-14-000 | 357.4 | 348.2267 | Y | 357.4 | 357.4 | 357.4
JCI-TEC362214000 | 166560 | 59 | 134012 | Thermostat BACnet/MSTP;0-10vdc;De-Hu | JOHNSON CONTROLS NORTH AMERICAN PRODUCTS (JCI) | TEC3622-14-000 | 357.4 | 287.9088 | Y | 357.4 | 357.4 | 357.4
JCI-TEC362214000 | 166561 | 2 | 134012 | Thermostat BACnet/MSTP;0-10vdc;De-Hu | JOHNSON CONTROLS NORTH AMERICAN PRODUCTS (JCI) | TEC3622-14-000 | 357.4 | 357.4 | Y | 357.4 | 357.4 | 357.4
JCI-TEC362214000 | 173042 | 2 | 134012 | Thermostat BACnet/MSTP;0-10vdc;De-Hu | JOHNSON CONTROLS NORTH AMERICAN PRODUCTS (JCI) | TEC3622-14-000 | 357.4 | 277.4045 | N | 357.4 | 357.4 | 357.4
JCI-TEC362214000 | 175888 | 5 | 134012 | Thermostat BACnet/MSTP;0-10vdc;De-Hu | JOHNSON CONTROLS NORTH AMERICAN PRODUCTS (JCI) | TEC3622-14-000 | 357.4 | 305.109 | Y | 357.4 | 357.4 | 357.4
JCI-TEC362214000 | 175891 | 3 | 134012 | Thermostat BACnet/MSTP;0-10vdc;De-Hu | JOHNSON CONTROLS NORTH AMERICAN PRODUCTS (JCI) | TEC3622-14-000 | 357.4 | 355.1156 | Y | 357.4 | 357.4 | 357.4
JCI-TEC362216000 | 175890 | 4 | 134012 | TSTAT; N2 & MSTP; WHITE; NO LOGO; TS | JOHNSON CONTROLS NORTH AMERICAN PRODUCTS (JCI) | TEC3622-16-000 | 357.44 | 319.14 | N | 357.44 | 319.14 | 357.44
JCI-TEC362300000 | 166557 | 1 | 134012 | TStat N2 & MSTP | JOHNSON CONTROLS NORTH AMERICAN PRODUCTS (JCI) | TEC362300000-BCS | 278.99 | 278.99 | N | 278.99 | 278.99 | 278.99
JCI-TEC363000000 | 10770 | 2 | 134012 | Communicating thermostat | JOHNSON CONTROLS NORTH AMERICAN PRODUCTS (JCI) | TEC3630-00-000-BCS | 241.944 | 241.944 | N | 241.944 | 241.944 | 241.944
JCI-TEC363000000 | 175890 | 1 | 134012 | Communicating thermostat | JOHNSON CONTROLS NORTH AMERICAN PRODUCTS (JCI) | TEC3630-00-000-BCS | 241.944 | 195.2637 | N | 241.944 | 241.944 | 241.944
JCI-TEC363000000 | 175891 | 5 | 134012 | Communicating thermostat | JOHNSON CONTROLS NORTH AMERICAN PRODUCTS (JCI) | TEC3630-00-000-BCS | 241.944 | 188.3228 | N | 241.944 | 241.944 | 241.944
JCI-TEC363014000 | 10006 | 5 | 134012 | Single/Two Stage BACnet/N2 Thermostat | JOHNSON CONTROLS NORTH AMERICAN PRODUCTS (JCI) | TEC3630-14-000 | 309.36 | 276.2 | Y | 309.36 | 312.94 | 312.94
JCI-TEC363014000 | 10008 | 1 | 134012 | Single/Two Stage BACnet/N2 Thermostat | JOHNSON CONTROLS NORTH AMERICAN PRODUCTS (JCI) | TEC3630-14-000 | 309.36 | 291.6 | Y | 309.36 | 312.94 | 312.94
JCI-TEC363014000 | 10510 | 5 | 134012 | Single/Two Stage BACnet/N2 Thermostat | JOHNSON CONTROLS NORTH AMERICAN PRODUCTS (JCI) | TEC3630-14-000 | 309.36 | 285.44 | Y | 309.36 | 312.94 | 312.94
JCI-TEC363014000 | 10770 | 7 | 134012 | Single/Two Stage BACnet/N2 Thermostat | JOHNSON CONTROLS NORTH AMERICAN PRODUCTS (JCI) | TEC3630-14-000 | 309.36 | 276.2 | Y | 309.36 | 312.94 | 312.94
JCI-TEC363014000 | 166553 | 5 | 134012 | Single/Two Stage BACnet/N2 Thermostat | JOHNSON CONTROLS NORTH AMERICAN PRODUCTS (JCI) | TEC3630-14-000 | 309.36 | 293.1553 | Y | 309.36 | 312.94 | 312.94
JCI-TEC363014000 | 166557 | 11 | 134012 | Single/Two Stage BACnet/N2 Thermostat | JOHNSON CONTROLS NORTH AMERICAN PRODUCTS (JCI) | TEC3630-14-000 | 309.36 | 312.94 | Y | 309.36 | 312.94 | 312.94
JCI-TEC363014000 | 166559 | 19 | 134012 | Single/Two Stage BACnet/N2 Thermostat | JOHNSON CONTROLS NORTH AMERICAN PRODUCTS (JCI) | TEC3630-14-000 | 309.36 | 304.8128 | Y | 309.36 | 312.94 | 312.94
JCI-TEC363014000 | 166560 | 15 | 134012 | Single/Two Stage BACnet/N2 Thermostat | JOHNSON CONTROLS NORTH AMERICAN PRODUCTS (JCI) | TEC3630-14-000 | 309.36 | 309.36 | Y | 309.36 | 312.94 | 312.94
JCI-TEC363014000 | 166561 | 2 | 134012 | Single/Two Stage BACnet/N2 Thermostat | JOHNSON CONTROLS NORTH AMERICAN PRODUCTS (JCI) | TEC3630-14-000 | 309.36 | 310.5533 | Y | 309.36 | 312.94 | 312.94
JCI-TEC363014000 | 173042 | 11 | 134012 | Single/Two Stage BACnet/N2 Thermostat | JOHNSON CONTROLS NORTH AMERICAN PRODUCTS (JCI) | TEC3630-14-000 | 309.36 | 293.9841 | Y | 309.36 | 312.94 | 312.94
JCI-TEC363014000 | 175883 | 4 | 134012 | Single/Two Stage BACnet/N2 Thermostat | JOHNSON CONTROLS NORTH AMERICAN PRODUCTS (JCI) | TEC3630-14-000 | 309.36 | 291.6 | Y | 309.36 | 312.94 | 312.94
JCI-TEC363014000 | 175888 | 3 | 134012 | Single/Two Stage BACnet/N2 Thermostat | JOHNSON CONTROLS NORTH AMERICAN PRODUCTS (JCI) | TEC3630-14-000 | 309.36 | 276.2 | Y | 309.36 | 312.94 | 312.94
JCI-TEC363014000 | 175890 | 2 | 134012 | Single/Two Stage BACnet/N2 Thermostat | JOHNSON CONTROLS NORTH AMERICAN PRODUCTS (JCI) | TEC3630-14-000 | 309.36 | 276.1904 | Y | 309.36 | 312.94 | 312.94
JCI-TEC363014000 | 175891 | 5 | 134012 | Single/Two Stage BACnet/N2 Thermostat | JOHNSON CONTROLS NORTH AMERICAN PRODUCTS (JCI) | TEC3630-14-000 | 309.36 | 276.2 | Y | 309.36 | 312.94 | 312.94
JCI-TLBUNDLEFX0 | 166557 | 5 | 134012 | Tool Bundle Facility Explorer | JOHNSON CONTROLS NORTH AMERICAN PRODUCTS (JCI) | TL-BUNDLEFX-0 | 256.28 | 256.28 | N | 256.28 | 258.8415 | 258.8415
JCI-TLBUNDLEFX0 | 166559 | 0 | 134012 | Tool Bundle Facility Explorer | JOHNSON CONTROLS NORTH AMERICAN PRODUCTS (JCI) | TL-BUNDLEFX-0 | 256.28 | 254.835 | N | 256.28 | 258.8415 | 258.8415
JCI-TLBUNDLEFX0 | 166560 | 1 | 134012 | Tool Bundle Facility Explorer | JOHNSON CONTROLS NORTH AMERICAN PRODUCTS (JCI) | TL-BUNDLEFX-0 | 256.28 | 257.7361 | N | 256.28 | 258.8415 | 258.8415
JCI-TLBUNDLEFX0 | 175883 | 2 | 134012 | Tool Bundle Facility Explorer | JOHNSON CONTROLS NORTH AMERICAN PRODUCTS (JCI) | TL-BUNDLEFX-0 | 256.28 | 258.8415 | N | 256.28 | 258.8415 | 258.8415
JCI-TLBUNDLEMS0 | 173042 | 4 | 175123 | Tool Bundle Metasys | VIKING CONTROLS,INC. | TL-BUNDLEMS-0 | 427.99 | 427.99 | Y | 427.99 | 427.99 | 427.99
JCI-TLCCT0 | 166559 | 4 | 134012 | Base CCT Install for new Release Version | JOHNSON CONTROLS NORTH AMERICAN PRODUCTS (JCI) | TL-CCT-0 | 373.35 | 350.595 | N | 373.35 | 350.595 | 373.35
JCI-TLCCT6 | 173042 | 1 | 134012 | Base CCT Upgrade to Next Version | JOHNSON CONTROLS NORTH AMERICAN PRODUCTS (JCI) | TL-CCT-6 | 233.35 | 162.23 | N | 233.35 | 162.23 | 233.35
JCI-TLCWCVT0 | 10006 | 1 | 134012 | PORT WIFI/BLE MSTP CONV | JOHNSON CONTROLS NORTH AMERICAN PRODUCTS (JCI) | TL-CWCVT-0 | 363.17 | 342.35 | N | 363.17 | 363.17 | 363.17
JCI-TLCWCVT0 | 10008 | 4 | 134012 | PORT WIFI/BLE MSTP CONV | JOHNSON CONTROLS NORTH AMERICAN PRODUCTS (JCI) | TL-CWCVT-0 | 363.17 | 342.35 | Y | 363.17 | 363.17 | 363.17
JCI-TLCWCVT0 | 10770 | 4 | 134012 | PORT WIFI/BLE MSTP CONV | JOHNSON CONTROLS NORTH AMERICAN PRODUCTS (JCI) | TL-CWCVT-0 | 363.17 | 332.01 | Y | 363.17 | 363.17 | 363.17
JCI-TLCWCVT0 | 166553 | 3 | 134012 | PORT WIFI/BLE MSTP CONV | JOHNSON CONTROLS NORTH AMERICAN PRODUCTS (JCI) | TL-CWCVT-0 | 363.17 | 343.3414 | Y | 363.17 | 363.17 | 363.17
JCI-TLCWCVT0 | 166557 | 14 | 134012 | PORT WIFI/BLE MSTP CONV | JOHNSON CONTROLS NORTH AMERICAN PRODUCTS (JCI) | TL-CWCVT-0 | 363.17 | 343.8391 | Y | 363.17 | 363.17 | 363.17
JCI-TLCWCVT0 | 166559 | 5 | 134012 | PORT WIFI/BLE MSTP CONV | JOHNSON CONTROLS NORTH AMERICAN PRODUCTS (JCI) | TL-CWCVT-0 | 363.17 | 359.6009 | Y | 363.17 | 363.17 | 363.17
JCI-TLCWCVT0 | 166560 | 3 | 134012 | PORT WIFI/BLE MSTP CONV | JOHNSON CONTROLS NORTH AMERICAN PRODUCTS (JCI) | TL-CWCVT-0 | 363.17 | 345.09 | Y | 363.17 | 363.17 | 363.17
JCI-TLCWCVT0 | 166561 | 9 | 134012 | PORT WIFI/BLE MSTP CONV | JOHNSON CONTROLS NORTH AMERICAN PRODUCTS (JCI) | TL-CWCVT-0 | 363.17 | 345.775 | Y | 363.17 | 363.17 | 363.17
JCI-TLCWCVT0 | 173042 | 10 | 134012 | PORT WIFI/BLE MSTP CONV | JOHNSON CONTROLS NORTH AMERICAN PRODUCTS (JCI) | TL-CWCVT-0 | 363.17 | 353.103 | Y | 363.17 | 363.17 | 363.17
JCI-TLCWCVT0 | 175883 | 7 | 134012 | PORT WIFI/BLE MSTP CONV | JOHNSON CONTROLS NORTH AMERICAN PRODUCTS (JCI) | TL-CWCVT-0 | 363.17 | 349.2 | N | 363.17 | 363.17 | 363.17
JCI-TLCWCVT0 | 175890 | 3 | 134012 | PORT WIFI/BLE MSTP CONV | JOHNSON CONTROLS NORTH AMERICAN PRODUCTS (JCI) | TL-CWCVT-0 | 363.17 | 363.17 | Y | 363.17 | 363.17 | 363.17
JCI-TLCWCVT0 | 175891 | 6 | 134012 | PORT WIFI/BLE MSTP CONV | JOHNSON CONTROLS NORTH AMERICAN PRODUCTS (JCI) | TL-CWCVT-0 | 363.17 | 349.2 | Y | 363.17 | 363.17 | 363.17
JCI-V11HAA100 | 10510 | 2 | 134012 | V11HAA-100 3-WAY AIR VALVE | JOHNSON CONTROLS NORTH AMERICAN PRODUCTS (JCI) | V11HAA-100 | 230.34 | 217.13 | Y | 230.34 | 217.13 | 230.34
JCI-V11HAA100 | 166553 | 1 | 134012 | V11HAA-100 3-WAY AIR VALVE | JOHNSON CONTROLS NORTH AMERICAN PRODUCTS (JCI) | V11HAA-100 | 230.34 | 193.705 | Y | 230.34 | 217.13 | 230.34
JCI-V11HAA100 | 166560 | 3 | 134012 | V11HAA-100 3-WAY AIR VALVE | JOHNSON CONTROLS NORTH AMERICAN PRODUCTS (JCI) | V11HAA-100 | 230.34 | 204.182 | Y | 230.34 | 217.13 | 230.34
JCI-V11HAA100 | 166561 | 1 | 134012 | V11HAA-100 3-WAY AIR VALVE | JOHNSON CONTROLS NORTH AMERICAN PRODUCTS (JCI) | V11HAA-100 | 230.34 | 113.5125 | Y | 230.34 | 217.13 | 230.34
JCI-V11HAA100 | 175888 | 15 | 134012 | V11HAA-100 3-WAY AIR VALVE | JOHNSON CONTROLS NORTH AMERICAN PRODUCTS (JCI) | V11HAA-100 | 230.34 | 198.6812 | Y | 230.34 | 217.13 | 230.34
JCI-V11HAA100 | 175890 | 15 | 134012 | V11HAA-100 3-WAY AIR VALVE | JOHNSON CONTROLS NORTH AMERICAN PRODUCTS (JCI) | V11HAA-100 | 230.34 | 195.0644 | Y | 230.34 | 217.13 | 230.34
JCI-V11HAA100 | 175891 | 2 | 134012 | V11HAA-100 3-WAY AIR VALVE | JOHNSON CONTROLS NORTH AMERICAN PRODUCTS (JCI) | V11HAA-100 | 230.34 | 217.13 | Y | 230.34 | 217.13 | 230.34
JCI-V11HBA100 | 10510 | 2 | 134012 | V11HBA-100 3-WAY AIR VALVE | JOHNSON CONTROLS NORTH AMERICAN PRODUCTS (JCI) | V11HBA-100 | 227.56 | 133.2033 | N | 227.56 | 136.42 | 227.56
JCI-V11HBA100 | 166559 | 1 | 134012 | V11HBA-100 3-WAY AIR VALVE | JOHNSON CONTROLS NORTH AMERICAN PRODUCTS (JCI) | V11HBA-100 | 227.56 | 136.42 | N | 227.56 | 136.42 | 227.56
JCI-V11HCA100 | 10510 | 5 | 134012 | V11HCA-100 3-WAY AIR VALVE | JOHNSON CONTROLS NORTH AMERICAN PRODUCTS (JCI) | V11HCA-100 | 227.56 | 206.096 | Y | 227.56 | 206.096 | 227.56
JCI-V11HCA100 | 166560 | 1 | 134012 | V11HCA-100 3-WAY AIR VALVE | JOHNSON CONTROLS NORTH AMERICAN PRODUCTS (JCI) | V11HCA-100 | 227.56 | 182.26 | N | 227.56 | 206.096 | 227.56
JCI-V11HCA100 | 173042 | 1 | 134012 | V11HCA-100 3-WAY AIR VALVE | JOHNSON CONTROLS NORTH AMERICAN PRODUCTS (JCI) | V11HCA-100 | 227.56 | 182.26 | N | 227.56 | 206.096 | 227.56
JCI-V11HCA100 | 175891 | 2 | 134012 | V11HCA-100 3-WAY AIR VALVE | JOHNSON CONTROLS NORTH AMERICAN PRODUCTS (JCI) | V11HCA-100 | 227.56 | 200.48 | Y | 227.56 | 206.096 | 227.56
JCI-V11HDA100 | 166557 | 2 | 134012 | 3-WAY AIR VALVE; W/BARBED; 440-480 V. 50 | JOHNSON CONTROLS NORTH AMERICAN PRODUCTS (JCI) | V11HDA-100 | 227.56 | 94.94 | Y | 227.56 | 200.48 | 227.56
JCI-V11HDA100 | 166561 | 2 | 134012 | 3-WAY AIR VALVE; W/BARBED; 440-480 V. 50 | JOHNSON CONTROLS NORTH AMERICAN PRODUCTS (JCI) | V11HDA-100 | 227.56 | 118.7933 | Y | 227.56 | 200.48 | 227.56
JCI-V11HDA100 | 175891 | 2 | 134012 | 3-WAY AIR VALVE; W/BARBED; 440-480 V. 50 | JOHNSON CONTROLS NORTH AMERICAN PRODUCTS (JCI) | V11HDA-100 | 227.56 | 200.48 | Y | 227.56 | 200.48 | 227.56
JCI-V11HGA100 | 166553 | 3 | 134012 | V11HGA-100 3-WAY AIR VALVE | JOHNSON CONTROLS NORTH AMERICAN PRODUCTS (JCI) | V11HGA-100 | 245.32 | 153.8048 | Y | 245.32 | 216.13 | 245.32
JCI-V11HGA100 | 166561 | 1 | 134012 | V11HGA-100 3-WAY AIR VALVE | JOHNSON CONTROLS NORTH AMERICAN PRODUCTS (JCI) | V11HGA-100 | 245.32 | 196.48 | Y | 245.32 | 216.13 | 245.32
JCI-V11HGA100 | 173042 | 1 | 134012 | V11HGA-100 3-WAY AIR VALVE | JOHNSON CONTROLS NORTH AMERICAN PRODUCTS (JCI) | V11HGA-100 | 245.32 | 216.13 | Y | 245.32 | 216.13 | 245.32
JCI-V11HGA100 | 175888 | 2 | 134012 | V11HGA-100 3-WAY AIR VALVE | JOHNSON CONTROLS NORTH AMERICAN PRODUCTS (JCI) | V11HGA-100 | 245.32 | 216.13 | Y | 245.32 | 216.13 | 245.32
JCI-V11HGA100 | 175890 | 3 | 134012 | V11HGA-100 3-WAY AIR VALVE | JOHNSON CONTROLS NORTH AMERICAN PRODUCTS (JCI) | V11HGA-100 | 245.32 | 180.3332 | Y | 245.32 | 216.13 | 245.32
JCI-V146GL1001C | 175890 | 1 | 134012 | 1IN 2W 410A 350PSI UNION SWT WTR REG VLE | JOHNSON CONTROLS NORTH AMERICAN PRODUCTS (JCI) | V146GL1-001C | 574.59 | 500.84 | N | 574.59 | 500.84 | 574.59
JCI-V148GK1001C | 175890 | 2 | 134012 | V148GK1-001C JCI | JOHNSON CONTROLS NORTH AMERICAN PRODUCTS (JCI) | V148GK1-001C | 623.94 | 481.448 | Y | 623.94 | 481.448 | 623.94
JCI-V148GL1001C | 175888 | 1 | 134012 | 1" union sweat, 200 to 400 PSI Opening P | JOHNSON CONTROLS NORTH AMERICAN PRODUCTS (JCI) | V148GL1-001C | 725.18 | 582.05 | N | 725.18 | 582.05 | 725.18
JCI-V246GA1001C | 10510 | 2 | 134012 | WATER VALVE HP 3/8inINCH | JOHNSON CONTROLS NORTH AMERICAN PRODUCTS (JCI) | V246GA1-001C | 179.36 | 117.93 | Y | 179.36 | 117.93 | 179.36
JCI-V246GB1001C | 10510 | 2 | 134012 | 1/2IN 2W 410A 150PSI NPT WATER REG VLVE | JOHNSON CONTROLS NORTH AMERICAN PRODUCTS (JCI) | V246GB1-001C | 197.95 | 161.92 | Y | 197.95 | 161.92 | 197.95
JCI-V246GB1001C | 175891 | 1 | 134012 | 1/2IN 2W 410A 150PSI NPT WATER REG VLVE | JOHNSON CONTROLS NORTH AMERICAN PRODUCTS (JCI) | V246GB1-001C | 197.95 | 133.86 | N | 197.95 | 161.92 | 197.95
JCI-V246GC1001C | 10510 | 3 | 134012 | WATER REG VALVE 3/4" NPT High Pressure | JOHNSON CONTROLS NORTH AMERICAN PRODUCTS (JCI) | V246GC1-001C | 223.01 | 206.1 | Y | 223.01 | 206.1 | 223.01
JCI-V246GD1001C | 10510 | 1 | 134012 | JCI 1" REGULATING VALVE | JOHNSON CONTROLS NORTH AMERICAN PRODUCTS (JCI) | V246GD1-001C | 366.22 | 333.56 | Y | 366.22 | 333.56 | 366.22
JCI-V246GD1001C | 175890 | 4 | 134012 | JCI 1" REGULATING VALVE | JOHNSON CONTROLS NORTH AMERICAN PRODUCTS (JCI) | V246GD1-001C | 366.22 | 333.56 | Y | 366.22 | 333.56 | 366.22
JCI-V246GD1001C | 175891 | 1 | 134012 | JCI 1" REGULATING VALVE | JOHNSON CONTROLS NORTH AMERICAN PRODUCTS (JCI) | V246GD1-001C | 366.22 | 333.56 | Y | 366.22 | 333.56 | 366.22
JCI-V246GE1001C | 10510 | 1 | 134012 | JCI 1.25 IN 2 WAY WATER REG 410A | JOHNSON CONTROLS NORTH AMERICAN PRODUCTS (JCI) | V246GE1-001C | 426.89 | 388.81 | Y | 426.89 | 388.81 | 426.89
JCI-V246GR1001C | 175888 | 1 | 134012 | 1.50 IN WATER REG VALVE | JOHNSON CONTROLS NORTH AMERICAN PRODUCTS (JCI) | V246GR1-001C | 522.75 | 438.28 | N | 522.75 | 438.28 | 522.75
JCI-V248GC1001C | 175890 | 1 | 134012 | 3/4IN 3W NPT 410A 150PSI WATER REG VLVE | JOHNSON CONTROLS NORTH AMERICAN PRODUCTS (JCI) | V248GC1-001C | 360.08 | 293.82 | N | 360.08 | 293.82 | 360.08
JCI-V248GE1001C | 175888 | 1 | 134012 | 1.25" 3 way NPT water reg for R410A | JOHNSON CONTROLS NORTH AMERICAN PRODUCTS (JCI) | V248GE1-001C | 584.54 | 475.9628 | N | 584.54 | 475.9628 | 584.54
JCI-V248GE1001C | 175890 | 2 | 134012 | 1.25" 3 way NPT water reg for R410A | JOHNSON CONTROLS NORTH AMERICAN PRODUCTS (JCI) | V248GE1-001C | 584.54 | 455.0743 | N | 584.54 | 475.9628 | 584.54
JCI-V248GL1001C | 175890 | 1 | 134012 | 1 IN 3 WAY UNION FOR 410A 150 PSI WATER | JOHNSON CONTROLS NORTH AMERICAN PRODUCTS (JCI) | V248GL1-001C | 484.22 | 321.8907 | N | 484.22 | 321.8907 | 484.22
JCI-V30001 | 10510 | 2 | 134012 | V-3000-1 PNEU VLV ACTUATOR; EXPOSED | JOHNSON CONTROLS NORTH AMERICAN PRODUCTS (JCI) | V-3000-1 | 92.81 | 86.9211 | Y | 92.81 | 91.025 | 92.81
JCI-V30001 | 166553 | 1 | 134012 | V-3000-1 PNEU VLV ACTUATOR; EXPOSED | JOHNSON CONTROLS NORTH AMERICAN PRODUCTS (JCI) | V-3000-1 | 92.81 | 89.24 | Y | 92.81 | 91.025 | 92.81
JCI-V30001 | 175891 | 4 | 134012 | V-3000-1 PNEU VLV ACTUATOR; EXPOSED | JOHNSON CONTROLS NORTH AMERICAN PRODUCTS (JCI) | V-3000-1 | 92.81 | 91.025 | Y | 92.81 | 91.025 | 92.81
JCI-V30006000 | 10510 | 14 | 134012 | V-3000-6000 DIAPHRAGM | JOHNSON CONTROLS NORTH AMERICAN PRODUCTS (JCI) | V-3000-6000 | 32.78 | 26.6768 | Y | 32.78 | 32.78 | 32.78
JCI-V30006000 | 166561 | 4 | 134012 | V-3000-6000 DIAPHRAGM | JOHNSON CONTROLS NORTH AMERICAN PRODUCTS (JCI) | V-3000-6000 | 32.78 | 32.78 | Y | 32.78 | 32.78 | 32.78
JCI-V30006000 | 175888 | 2 | 134012 | V-3000-6000 DIAPHRAGM | JOHNSON CONTROLS NORTH AMERICAN PRODUCTS (JCI) | V-3000-6000 | 32.78 | 26.87 | Y | 32.78 | 32.78 | 32.78
JCI-V30006000 | 175890 | 2 | 134012 | V-3000-6000 DIAPHRAGM | JOHNSON CONTROLS NORTH AMERICAN PRODUCTS (JCI) | V-3000-6000 | 32.78 | 25.32 | N | 32.78 | 32.78 | 32.78
JCI-V30006000 | 175891 | 16 | 134012 | V-3000-6000 DIAPHRAGM | JOHNSON CONTROLS NORTH AMERICAN PRODUCTS (JCI) | V-3000-6000 | 32.78 | 29.5887 | Y | 32.78 | 32.78 | 32.78
JCI-V30006001 | 10008 | 3 | 134012 | V-3000-6001 DIAPHRAGM FOR V3000-2 | JOHNSON CONTROLS NORTH AMERICAN PRODUCTS (JCI) | V-3000-6001 | 33.63 | 10.62 | N | 33.63 | 21.1509 | 33.63
JCI-V30006001 | 175891 | 3 | 134012 | V-3000-6001 DIAPHRAGM FOR V3000-2 | JOHNSON CONTROLS NORTH AMERICAN PRODUCTS (JCI) | V-3000-6001 | 33.63 | 21.1509 | N | 33.63 | 21.1509 | 33.63
JCI-V30008012 | 10008 | 1 | 134012 | Pneumatic Valve Actuator | JOHNSON CONTROLS NORTH AMERICAN PRODUCTS (JCI) | V-3000-8012 | 82.16 | 49.94 | N | 82.16 | 78.5224 | 82.16
JCI-V30008012 | 10510 | 4 | 134012 | Pneumatic Valve Actuator | JOHNSON CONTROLS NORTH AMERICAN PRODUCTS (JCI) | V-3000-8012 | 82.16 | 73.841 | Y | 82.16 | 78.5224 | 82.16
JCI-V30008012 | 166553 | 4 | 134012 | Pneumatic Valve Actuator | JOHNSON CONTROLS NORTH AMERICAN PRODUCTS (JCI) | V-3000-8012 | 82.16 | 78.5224 | Y | 82.16 | 78.5224 | 82.16
JCI-V30008012 | 166559 | 7 | 134012 | Pneumatic Valve Actuator | JOHNSON CONTROLS NORTH AMERICAN PRODUCTS (JCI) | V-3000-8012 | 82.16 | 75.1192 | Y | 82.16 | 78.5224 | 82.16
JCI-V30008012 | 166560 | 5 | 134012 | Pneumatic Valve Actuator | JOHNSON CONTROLS NORTH AMERICAN PRODUCTS (JCI) | V-3000-8012 | 82.16 | 77.45 | Y | 82.16 | 78.5224 | 82.16
JCI-V30008012 | 166561 | 6 | 134012 | Pneumatic Valve Actuator | JOHNSON CONTROLS NORTH AMERICAN PRODUCTS (JCI) | V-3000-8012 | 82.16 | 77.45 | Y | 82.16 | 78.5224 | 82.16
JCI-V30008012 | 175891 | 6 | 134012 | Pneumatic Valve Actuator | JOHNSON CONTROLS NORTH AMERICAN PRODUCTS (JCI) | V-3000-8012 | 82.16 | 65.5197 | Y | 82.16 | 78.5224 | 82.16
JCI-V30116001 | 175891 | 4 | 134012 | DISC 3/4 IN SEAT | JOHNSON CONTROLS NORTH AMERICAN PRODUCTS (JCI) | V-3011-6001 | 37.77 | 15.3286 | N | 37.77 | 15.3286 | 37.77
JCI-V30206021 | 175891 | 4 | 134012 | DISC FOR 3/8 IN SEAT | JOHNSON CONTROLS NORTH AMERICAN PRODUCTS (JCI) | V-3020-6021 | 48.55 | 15.54 | N | 48.55 | 15.54 | 48.55
JCI-V31006043 | 10008 | 10 | 134012 | SPRIDER SCREW | JOHNSON CONTROLS NORTH AMERICAN PRODUCTS (JCI) | V-3100-6043 | 4.51 | 2.23 | N | 4.51 | 2.23 | 4.51
JCI-V31006043 | 166553 | 1 | 134012 | SPRIDER SCREW | JOHNSON CONTROLS NORTH AMERICAN PRODUCTS (JCI) | V-3100-6043 | 4.51 | 1.9 | N | 4.51 | 2.23 | 4.51
JCI-V31006043 | 175891 | 8 | 134012 | SPRIDER SCREW | JOHNSON CONTROLS NORTH AMERICAN PRODUCTS (JCI) | V-3100-6043 | 4.51 | 1.96 | N | 4.51 | 2.23 | 4.51
JCI-V3100611 | 10510 | 5 | 134012 | V-3100-611 DIAPHRAGM | JOHNSON CONTROLS NORTH AMERICAN PRODUCTS (JCI) | V-3100-611 | 41.12 | 39.9724 | Y | 41.12 | 41.11 | 41.12
JCI-V3100611 | 173042 | 3 | 134012 | V-3100-611 DIAPHRAGM | JOHNSON CONTROLS NORTH AMERICAN PRODUCTS (JCI) | V-3100-611 | 41.12 | 29.45 | N | 41.12 | 41.11 | 41.12
JCI-V3100611 | 175891 | 9 | 134012 | V-3100-611 DIAPHRAGM | JOHNSON CONTROLS NORTH AMERICAN PRODUCTS (JCI) | V-3100-611 | 41.12 | 41.11 | Y | 41.12 | 41.11 | 41.12
JCI-V37526008 | 175891 | 2 | 134012 | 3/4 IN ANGLE VALVE | JOHNSON CONTROLS NORTH AMERICAN PRODUCTS (JCI) | V-3752-6008 | 229.44 | 222.54 | N | 229.44 | 222.54 | 229.44
JCI-V37526010 | 175891 | 1 | 134012 | 1-1/4in NO UA 3-6# 12CV | JOHNSON CONTROLS NORTH AMERICAN PRODUCTS (JCI) | V-3752-6010 | 456.03 | 442.32 | N | 456.03 | 442.32 | 456.03
JCI-V37526019 | 175891 | 1 | 134012 | STEM & PLUG KIT | JOHNSON CONTROLS NORTH AMERICAN PRODUCTS (JCI) | V-3752-6019 | 342.73 | 162.33 | N | 342.73 | 162.33 | 342.73
JCI-V37526052 | 175891 | 1 | 134012 | 577897!131514 | JOHNSON CONTROLS NORTH AMERICAN PRODUCTS (JCI) | V-3752-6052 | 132.38 | 64.18 | N | 132.38 | 64.18 | 132.38
JCI-V37556020 | 175891 | 1 | 134012 | RECOND KIT FOR 1.5" NO UNION | JOHNSON CONTROLS NORTH AMERICAN PRODUCTS (JCI) | V-3755-6020 | 605.87 | 238.02 | N | 605.87 | 238.02 | 605.87
JCI-V37661002 | 175888 | 20 | 134012 | 1/2" NO OF 3-6# W/A 1.7CV | JOHNSON CONTROLS NORTH AMERICAN PRODUCTS (JCI) | V-3766-1002 | 243.36 | 229.4 | Y | 243.36 | 229.4 | 243.36
JCI-V38018001 | 10510 | 10 | 134012 | ACTUATOR; PNEU OVAL RELEASE W/ PHASE | JOHNSON CONTROLS NORTH AMERICAN PRODUCTS (JCI) | V-3801-8001 | 82 | 57.51 | Y | 82 | 70.7796 | 82
JCI-V38018001 | 166553 | 2 | 134012 | ACTUATOR; PNEU OVAL RELEASE W/ PHASE | JOHNSON CONTROLS NORTH AMERICAN PRODUCTS (JCI) | V-3801-8001 | 82 | 47.19 | N | 82 | 70.7796 | 82
JCI-V38018001 | 166561 | 1 | 134012 | ACTUATOR; PNEU OVAL RELEASE W/ PHASE | JOHNSON CONTROLS NORTH AMERICAN PRODUCTS (JCI) | V-3801-8001 | 82 | 70.05 | N | 82 | 70.7796 | 82
JCI-V38018001 | 173042 | 1 | 134012 | ACTUATOR; PNEU OVAL RELEASE W/ PHASE | JOHNSON CONTROLS NORTH AMERICAN PRODUCTS (JCI) | V-3801-8001 | 82 | 50.97 | N | 82 | 70.7796 | 82
JCI-V38018001 | 175891 | 8 | 134012 | ACTUATOR; PNEU OVAL RELEASE W/ PHASE | JOHNSON CONTROLS NORTH AMERICAN PRODUCTS (JCI) | V-3801-8001 | 82 | 70.7796 | Y | 82 | 70.7796 | 82
JCI-V39706003 | 175891 | 1 | 134012 | 1/2 IN RECOND KIT N/C | JOHNSON CONTROLS NORTH AMERICAN PRODUCTS (JCI) | V-3970-6003 | 0 | 64.17 | N | 0 | 64.17 | 64.17
JCI-V39746007 | 10008 | 2 | 134012 | RECOND KIT, .5 NC CAGE | JOHNSON CONTROLS NORTH AMERICAN PRODUCTS (JCI) | V-3974-6007 | 384.42 | 152.42 | N | 384.42 | 152.42 | 384.42
JCI-V4008005 | 173042 | 1 | 134012 | PNEU VALVE ACTUATOR | JOHNSON CONTROLS NORTH AMERICAN PRODUCTS (JCI) | V-400-8005 | 95.19 | 95.19 | N | 95.19 | 95.19 | 95.19
JCI-V43321009 | 166560 | 2 | 134012 | 1/2" 3w, Flare, 2.0cv, 4-8# | JOHNSON CONTROLS NORTH AMERICAN PRODUCTS (JCI) | V-4332-1009 | 351.23 | 214.88 | N | 351.23 | 214.88 | 351.23
JCI-V43341001 | 166561 | 5 | 134012 | 5/8" FLARE 3-WAY PNEU VLV | JOHNSON CONTROLS NORTH AMERICAN PRODUCTS (JCI) | V-4334-1001 | 0 | 477.32 | N | 0 | 477.32 | 477.32
JCI-V44401002 | 175891 | 2 | 134012 | Water Valve Assembly | JOHNSON CONTROLS NORTH AMERICAN PRODUCTS (JCI) | V-4440-1002 | 905.08 | 378.53 | N | 905.08 | 378.53 | 905.08
JCI-V46AA1C | 10510 | 2 | 134012 | COMMERCIAL WATER REG VALV; 3/8" THREADED | JOHNSON CONTROLS NORTH AMERICAN PRODUCTS (JCI) | V46AA-1C | 130.93 | 107.2282 | Y | 130.93 | 125.89 | 130.93
JCI-V46AA1C | 166553 | 1 | 134012 | COMMERCIAL WATER REG VALV; 3/8" THREADED | JOHNSON CONTROLS NORTH AMERICAN PRODUCTS (JCI) | V46AA-1C | 130.93 | 78.79 | N | 130.93 | 125.89 | 130.93
JCI-V46AA1C | 175888 | 2 | 134012 | COMMERCIAL WATER REG VALV; 3/8" THREADED | JOHNSON CONTROLS NORTH AMERICAN PRODUCTS (JCI) | V46AA-1C | 130.93 | 115.6327 | N | 130.93 | 125.89 | 130.93
JCI-V46AA1C | 175891 | 1 | 134012 | COMMERCIAL WATER REG VALV; 3/8" THREADED | JOHNSON CONTROLS NORTH AMERICAN PRODUCTS (JCI) | V46AA-1C | 130.93 | 125.89 | Y | 130.93 | 125.89 | 130.93
JCI-V46AB1C | 10510 | 1 | 134012 | 1/2" NPT water valve,70-260 PSI | JOHNSON CONTROLS NORTH AMERICAN PRODUCTS (JCI) | V46AB-1C | 142.27 | 142.27 | Y | 142.27 | 152.31 | 152.31
JCI-V46AB1C | 166561 | 1 | 134012 | 1/2" NPT water valve,70-260 PSI | JOHNSON CONTROLS NORTH AMERICAN PRODUCTS (JCI) | V46AB-1C | 142.27 | 152.31 | N | 142.27 | 152.31 | 152.31
JCI-V46AB1C | 175891 | 2 | 134012 | 1/2" NPT water valve,70-260 PSI | JOHNSON CONTROLS NORTH AMERICAN PRODUCTS (JCI) | V46AB-1C | 142.27 | 142.27 | Y | 142.27 | 152.31 | 152.31
JCI-V46AC1C | 10510 | 1 | 134012 | COMMERCIAL WATER REG VALV 3/4" | JOHNSON CONTROLS NORTH AMERICAN PRODUCTS (JCI) | V46AC-1C | 171.51 | 165.5517 | Y | 171.51 | 165.5517 | 171.51
JCI-V46AC1C | 175888 | 2 | 134012 | COMMERCIAL WATER REG VALV 3/4" | JOHNSON CONTROLS NORTH AMERICAN PRODUCTS (JCI) | V46AC-1C | 171.51 | 158.51 | Y | 171.51 | 165.5517 | 171.51
JCI-V46AC1C | 175891 | 1 | 134012 | COMMERCIAL WATER REG VALV 3/4" | JOHNSON CONTROLS NORTH AMERICAN PRODUCTS (JCI) | V46AC-1C | 171.51 | 139.3077 | Y | 171.51 | 165.5517 | 171.51
JCI-V46AD1C | 10510 | 2 | 134012 | COMMERCIAL WATER REG VALV; 1" THREADED 7 | JOHNSON CONTROLS NORTH AMERICAN PRODUCTS (JCI) | V46AD-1C | 360.91 | 301.935 | Y | 360.91 | 301.935 | 360.91
JCI-V46AE1C | 10510 | 2 | 134012 | COMMERCIAL WATER REG VALV 1-1/4" NPT | JOHNSON CONTROLS NORTH AMERICAN PRODUCTS (JCI) | V46AE-1C | 421.14 | 389.76 | Y | 421.14 | 389.76 | 421.14
JCI-V46AT2C | 175891 | 1 | 134012 | COMMERCIAL WATER REG VALV | JOHNSON CONTROLS NORTH AMERICAN PRODUCTS (JCI) | V46AT-2C | 1036.48 | 1142.88 | N | 1036.48 | 1142.88 | 1142.88
JCI-V4710601 | 10510 | 3 | 134012 | DIAPHRAGM FOR 3R ; PRICED PER KIT | JOHNSON CONTROLS NORTH AMERICAN PRODUCTS (JCI) | V-4710-601 | 94.13 | 61.6767 | Y | 94.13 | 68.86 | 94.13
JCI-V4710601 | 166553 | 1 | 134012 | DIAPHRAGM FOR 3R ; PRICED PER KIT | JOHNSON CONTROLS NORTH AMERICAN PRODUCTS (JCI) | V-4710-601 | 94.13 | 68.86 | N | 94.13 | 68.86 | 94.13
JCI-V4710601 | 175891 | 1 | 134012 | DIAPHRAGM FOR 3R ; PRICED PER KIT | JOHNSON CONTROLS NORTH AMERICAN PRODUCTS (JCI) | V-4710-601 | 94.13 | 47.08 | Y | 94.13 | 68.86 | 94.13
JCI-V4710602 | 175891 | 2 | 134012 | JCI REPLACEMENT DIAPHRAGM | JOHNSON CONTROLS NORTH AMERICAN PRODUCTS (JCI) | V-4710-602 | 159.64 | 130.86 | Y | 159.64 | 130.86 | 159.64
JCI-V47AA1C | 175891 | 1 | 134012 | TEMP ACT MODULATING VALVE; 115/180 F. 4 | JOHNSON CONTROLS NORTH AMERICAN PRODUCTS (JCI) | V47AA-1C | 348.01 | 348.01 | Y | 348.01 | 348.01 | 348.01
JCI-V47AA2C | 175891 | 1 | 134012 | 3/8 IN TEMP WATER REG | JOHNSON CONTROLS NORTH AMERICAN PRODUCTS (JCI) | V47AA-2C | 389.39 | 189.92 | N | 389.39 | 189.92 | 389.39
JCI-V47AB2C | 175891 | 1 | 134012 | 1/2 IN 75-135 F | JOHNSON CONTROLS NORTH AMERICAN PRODUCTS (JCI) | V47AB-2C | 328.92 | 214.06 | N | 328.92 | 214.06 | 328.92
JCI-V47AB3C | 175891 | 1 | 134012 | 1/2" TEMP ACT MODULATING VALVE; TEMP | JOHNSON CONTROLS NORTH AMERICAN PRODUCTS (JCI) | V47AB-3C | 370.7 | 353.1225 | N | 370.7 | 353.1225 | 370.7
JCI-V47AB5C | 10510 | 1 | 134012 | 1/2" NPT REGULATING VLV 75-135F 6 CAP | JOHNSON CONTROLS NORTH AMERICAN PRODUCTS (JCI) | V47AB-5C | 383.38 | 383.38 | Y | 383.38 | 383.38 | 383.38
JCI-V47AB5C | 175891 | 10 | 134012 | 1/2" NPT REGULATING VLV 75-135F 6 CAP | JOHNSON CONTROLS NORTH AMERICAN PRODUCTS (JCI) | V47AB-5C | 383.38 | 376.8777 | Y | 383.38 | 383.38 | 383.38
JCI-V47AC3C | 175891 | 1 | 134012 | 3/4" npt, 115 to 180 degrees F Heating P | JOHNSON CONTROLS NORTH AMERICAN PRODUCTS (JCI) | V47AC-3C | 396.96 | 396.96 | Y | 396.96 | 396.96 | 396.96
JCI-V47AC6C | 10510 | 1 | 134012 | V47AC-6C JCI | JOHNSON CONTROLS NORTH AMERICAN PRODUCTS (JCI) | V47AC-6C | 403.64 | 388.11 | Y | 403.64 | 388.11 | 403.64
JCI-V47AC6C | 175891 | 1 | 134012 | V47AC-6C JCI | JOHNSON CONTROLS NORTH AMERICAN PRODUCTS (JCI) | V47AC-6C | 403.64 | 373.04 | Y | 403.64 | 388.11 | 403.64
JCI-V47AD1C | 175891 | 0 | 134012 | TEMP ACT MODULATING VALVE; TEMP WATE | JOHNSON CONTROLS NORTH AMERICAN PRODUCTS (JCI) | V47AD-1C | 625.86 | 531.525 | Y | 625.86 | 531.525 | 625.86
JCI-V48AC1C | 173042 | 1 | 134012 | THREE WAY PRES ACT WATER; 85/110# 13 | JOHNSON CONTROLS NORTH AMERICAN PRODUCTS (JCI) | V48AC-1C | 244.58 | 244.58 | N | 244.58 | 244.58 | 244.58
JCI-V5252668 | 166561 | 1 | 134012 | PACKING KIT FOR 1/2" STEM | JOHNSON CONTROLS NORTH AMERICAN PRODUCTS (JCI) | V-5252-668 | 58.51 | 41.82 | N | 58.51 | 41.82 | 58.51
JCI-V54626004 | 175891 | 1 | 134012 | RECON KIT 4 IN NC | JOHNSON CONTROLS NORTH AMERICAN PRODUCTS (JCI) | V-5462-6004 | 1041.4 | 504.49 | N | 1041.4 | 504.49 | 1041.4
JCI-V60403 | 175891 | 1 | 134012 | PILOT N/C CARRIER MCQUAY | JOHNSON CONTROLS NORTH AMERICAN PRODUCTS (JCI) | V-6040-3 | 244.99 | 79.421 | N | 244.99 | 79.421 | 244.99
JCI-V61351 | 10510 | 2 | 134012 | 3way air valve / Pneu 4psi switch | JOHNSON CONTROLS NORTH AMERICAN PRODUCTS (JCI) | V-6135-1 | 348 | 348 | Y | 348 | 348 | 348
JCI-V61351 | 175888 | 1 | 134012 | 3way air valve / Pneu 4psi switch | JOHNSON CONTROLS NORTH AMERICAN PRODUCTS (JCI) | V-6135-1 | 348 | 165.678 | Y | 348 | 348 | 348
JCI-V61351 | 175891 | 4 | 134012 | 3way air valve / Pneu 4psi switch | JOHNSON CONTROLS NORTH AMERICAN PRODUCTS (JCI) | V-6135-1 | 348 | 292.2554 | Y | 348 | 348 | 348
JCI-V61352 | 175891 | 2 | 134012 | AIR VALVE; 3-WAY; 13# SPRING | JOHNSON CONTROLS NORTH AMERICAN PRODUCTS (JCI) | V-6135-2 | 348 | 317.325 | Y | 348 | 317.325 | 348
JCI-V9012100 | 166559 | 1 | 134012 | E/P SOLENOID RELAY | JOHNSON CONTROLS NORTH AMERICAN PRODUCTS (JCI) | V-9012-100 | 24.22 | 199.3 | N | 24.22 | 199.3 | 199.3
JCI-V950215 | 166561 | 3 | 134012 | Positonier for V3000 No Spring | JOHNSON CONTROLS NORTH AMERICAN PRODUCTS (JCI) | V-9502-15 | 213.02 | 213.02 | Y | 213.02 | 213.02 | 213.02
JCI-V95026801 | 166561 | 3 | 134012 | PILOT SPRING | JOHNSON CONTROLS NORTH AMERICAN PRODUCTS (JCI) | V-9502-6801 | 24.27 | 24.27 | Y | 24.27 | 24.27 | 24.27
JCI-V95026802 | 166561 | 3 | 134012 | PILOT SPRING | JOHNSON CONTROLS NORTH AMERICAN PRODUCTS (JCI) | V-9502-6802 | 26.39 | 26.39 | Y | 26.39 | 26.39 | 26.39
JCI-V95026802 | 175891 | 1 | 134012 | PILOT SPRING | JOHNSON CONTROLS NORTH AMERICAN PRODUCTS (JCI) | V-9502-6802 | 26.39 | 20.39 | Y | 26.39 | 26.39 | 26.39
JCI-V95026803 | 166561 | 3 | 134012 | PILOT POSITIONER V-3000 | JOHNSON CONTROLS NORTH AMERICAN PRODUCTS (JCI) | V-9502-6803 | 24.27 | 24.27 | Y | 24.27 | 24.27 | 24.27
JCI-V9999601 | 166561 | 4 | 134012 | Packing Kit 5/16 Stem | JOHNSON CONTROLS NORTH AMERICAN PRODUCTS (JCI) | V-9999-601 | 121.42 | 7.21 | N | 121.42 | 28.52 | 121.42
JCI-V9999601 | 175891 | 6 | 134012 | Packing Kit 5/16 Stem | JOHNSON CONTROLS NORTH AMERICAN PRODUCTS (JCI) | V-9999-601 | 121.42 | 28.52 | N | 121.42 | 28.52 | 121.42
JCI-V9999602 | 166559 | 9 | 134012 | Packing Kit 3/8 Stem | JOHNSON CONTROLS NORTH AMERICAN PRODUCTS (JCI) | V9999602-BCS | 7.1 | 7.1 | N | 7.1 | 7.1 | 7.1
JCI-V9999608 | 10510 | 2 | 134012 | RING PACKING KIT, 1/4" STEM, SINGLE PACK | JOHNSON CONTROLS NORTH AMERICAN PRODUCTS (JCI) | V-9999-608 | 48.87 | 40.06 | Y | 48.87 | 40.1668 | 48.87
JCI-V9999608 | 166553 | 3 | 134012 | RING PACKING KIT, 1/4" STEM, SINGLE PACK | JOHNSON CONTROLS NORTH AMERICAN PRODUCTS (JCI) | V-9999-608 | 48.87 | 35.87 | Y | 48.87 | 40.1668 | 48.87
JCI-V9999608 | 166559 | 7 | 134012 | RING PACKING KIT, 1/4" STEM, SINGLE PACK | JOHNSON CONTROLS NORTH AMERICAN PRODUCTS (JCI) | V-9999-608 | 48.87 | 39.222 | Y | 48.87 | 40.1668 | 48.87
JCI-V9999608 | 166561 | 12 | 134012 | RING PACKING KIT, 1/4" STEM, SINGLE PACK | JOHNSON CONTROLS NORTH AMERICAN PRODUCTS (JCI) | V-9999-608 | 48.87 | 38.1978 | N | 48.87 | 40.1668 | 48.87
JCI-V9999608 | 175891 | 12 | 134012 | RING PACKING KIT, 1/4" STEM, SINGLE PACK | JOHNSON CONTROLS NORTH AMERICAN PRODUCTS (JCI) | V-9999-608 | 48.87 | 40.1668 | Y | 48.87 | 40.1668 | 48.87
JCI-V9999610 | 175890 | 20 | 134012 | V-9999-610 RING PACK | JOHNSON CONTROLS NORTH AMERICAN PRODUCTS (JCI) | V-9999-610 | 35.76 | 27.63 | N | 35.76 | 33.71 | 35.76
JCI-V9999610 | 175891 | 300 | 134012 | V-9999-610 RING PACK | JOHNSON CONTROLS NORTH AMERICAN PRODUCTS (JCI) | V-9999-610 | 35.76 | 33.71 | Y | 35.76 | 33.71 | 35.76
JCI-V9999613 | 10510 | 2 | 134012 | Ring Pack Kit 3/8" Threaded Stem | JOHNSON CONTROLS NORTH AMERICAN PRODUCTS (JCI) | V-9999-613 | 69.39 | 66.72 | Y | 69.39 | 66.72 | 69.39
JCI-V9999613 | 166553 | 4 | 134012 | Ring Pack Kit 3/8" Threaded Stem | JOHNSON CONTROLS NORTH AMERICAN PRODUCTS (JCI) | V-9999-613 | 69.39 | 56.0625 | Y | 69.39 | 66.72 | 69.39
JCI-V9999665 | 10008 | 1 | 134012 | V-9999-665 TAILPIECE KIT, | JOHNSON CONTROLS NORTH AMERICAN PRODUCTS (JCI) | V-9999-665 | 11.16 | 10.83 | N | 11.16 | 10.83 | 11.16
JCI-V9999667 | 10008 | 1 | 134012 | UNION NUT, 3/4 TUBE | JOHNSON CONTROLS NORTH AMERICAN PRODUCTS (JCI) | V-9999-667 | 17.42 | 16.9 | N | 17.42 | 16.9 | 17.42
JCI-V9999670 | 175891 | 1 | 134012 | V-9999-670 BONNET ADPT | JOHNSON CONTROLS NORTH AMERICAN PRODUCTS (JCI) | V-9999-670 | 15.86 | 0.18 | N | 15.86 | 0.18 | 15.86
JCI-V9999BC1 | 166553 | 6 | 134012 | ACT MTG KIT FOR BC 1/2"-1 1/4" VALV | JOHNSON CONTROLS NORTH AMERICAN PRODUCTS (JCI) | V-9999-BC1 | 0 | 28.7083 | Y | 0 | 28.7083 | 28.7083
JCI-V9999HW1 | 166553 | 3 | 134012 | Actuator Mounting Kit | JOHNSON CONTROLS NORTH AMERICAN PRODUCTS (JCI) | V-9999-HW1 | 34.54 | 22.56 | N | 34.54 | 24.01 | 34.54
JCI-V9999HW1 | 166559 | 3 | 134012 | Actuator Mounting Kit | JOHNSON CONTROLS NORTH AMERICAN PRODUCTS (JCI) | V-9999-HW1 | 34.54 | 24.01 | N | 34.54 | 24.01 | 34.54
JCI-V9999HW1 | 166561 | 3 | 134012 | Actuator Mounting Kit | JOHNSON CONTROLS NORTH AMERICAN PRODUCTS (JCI) | V-9999-HW1 | 34.54 | 20.03 | N | 34.54 | 24.01 | 34.54
JCI-VA4233GGA2 | 10770 | 1 | 134012 | VA-4233-GGA-2 ELECTRIC ACTUATOR | JOHNSON CONTROLS NORTH AMERICAN PRODUCTS (JCI) | VA-4233-GGA-2 | 398.43 | 375.59 | N | 398.43 | 375.59 | 398.43
JCI-VA4233GGA2 | 166559 | 1 | 134012 | VA-4233-GGA-2 ELECTRIC ACTUATOR | JOHNSON CONTROLS NORTH AMERICAN PRODUCTS (JCI) | VA-4233-GGA-2 | 398.43 | 364.65 | Y | 398.43 | 375.59 | 398.43
JCI-VA4233GGA2 | 166560 | 3 | 134012 | VA-4233-GGA-2 ELECTRIC ACTUATOR | JOHNSON CONTROLS NORTH AMERICAN PRODUCTS (JCI) | VA-4233-GGA-2 | 398.43 | 375.59 | Y | 398.43 | 375.59 | 398.43
JCI-VA4233GGA2 | 175891 | 2 | 134012 | VA-4233-GGA-2 ELECTRIC ACTUATOR | JOHNSON CONTROLS NORTH AMERICAN PRODUCTS (JCI) | VA-4233-GGA-2 | 398.43 | 375.59 | Y | 398.43 | 375.59 | 398.43
JCI-VA70108001 | 10510 | 4 | 134012 | ACTUATOR 24 VAC ON/OFF; VAC | JOHNSON CONTROLS NORTH AMERICAN PRODUCTS (JCI) | VA-7010-8001 | 55.02 | 53.445 | Y | 55.02 | 53.445 | 55.02
JCI-VA70108001 | 175891 | 8 | 134012 | ACTUATOR 24 VAC ON/OFF; VAC | JOHNSON CONTROLS NORTH AMERICAN PRODUCTS (JCI) | VA-7010-8001 | 55.02 | 51.87 | N | 55.02 | 53.445 | 55.02
JCI-VA70108003 | 166559 | 2 | 134012 | Electric Actuator, On/Off Action, 230 Va | JOHNSON CONTROLS NORTH AMERICAN PRODUCTS (JCI) | VA-7010-8003 | 60.34 | 6.6046 | N | 60.34 | 6.6046 | 60.34
JCI-VA71501001 | 166553 | 3 | 134012 | VA-7150-1001 ELEC VALVE ACTUATOR | JOHNSON CONTROLS NORTH AMERICAN PRODUCTS (JCI) | VA-7150-1001 | 160.9 | 160.9 | N | 160.9 | 160.9 | 160.9
JCI-VA71501001 | 166559 | 1 | 134012 | VA-7150-1001 ELEC VALVE ACTUATOR | JOHNSON CONTROLS NORTH AMERICAN PRODUCTS (JCI) | VA-7150-1001 | 160.9 | 149.906 | N | 160.9 | 160.9 | 160.9
JCI-VA71501001 | 166560 | 3 | 134012 | VA-7150-1001 ELEC VALVE ACTUATOR | JOHNSON CONTROLS NORTH AMERICAN PRODUCTS (JCI) | VA-7150-1001 | 160.9 | 151.67 | N | 160.9 | 160.9 | 160.9
JCI-VA71501001 | 166561 | 4 | 134012 | VA-7150-1001 ELEC VALVE ACTUATOR | JOHNSON CONTROLS NORTH AMERICAN PRODUCTS (JCI) | VA-7150-1001 | 160.9 | 160.9 | N | 160.9 | 160.9 | 160.9
JCI-VA71501900 | 166561 | 2 | 134012 | Conduit Adapter Kit For VA-71xx | JOHNSON CONTROLS NORTH AMERICAN PRODUCTS (JCI) | VA-7150-1900 | 20.27 | 15.66 | N | 20.27 | 15.66 | 20.27
JCI-VA71501900 | 175888 | 3 | 134012 | Conduit Adapter Kit For VA-71xx | JOHNSON CONTROLS NORTH AMERICAN PRODUCTS (JCI) | VA-7150-1900 | 20.27 | 3.9796 | N | 20.27 | 15.66 | 20.27
JCI-VA71521001 | 10510 | 4 | 134012 | VA-7152-1001 ELEC VALVE ACTUATOR | JOHNSON CONTROLS NORTH AMERICAN PRODUCTS (JCI) | VA-7152-1001 | 240.95 | 234.05 | Y | 240.95 | 240.95 | 240.95
JCI-VA71521001 | 166553 | 3 | 134012 | VA-7152-1001 ELEC VALVE ACTUATOR | JOHNSON CONTROLS NORTH AMERICAN PRODUCTS (JCI) | VA-7152-1001 | 240.95 | 240.95 | Y | 240.95 | 240.95 | 240.95
JCI-VA71521001 | 166559 | 0 | 134012 | VA-7152-1001 ELEC VALVE ACTUATOR | JOHNSON CONTROLS NORTH AMERICAN PRODUCTS (JCI) | VA-7152-1001 | 240.95 | 231.75 | N | 240.95 | 240.95 | 240.95
JCI-VA71521001 | 166560 | 3 | 134012 | VA-7152-1001 ELEC VALVE ACTUATOR | JOHNSON CONTROLS NORTH AMERICAN PRODUCTS (JCI) | VA-7152-1001 | 240.95 | 227.15 | Y | 240.95 | 240.95 | 240.95
JCI-VA71521001 | 166561 | 6 | 134012 | VA-7152-1001 ELEC VALVE ACTUATOR | JOHNSON CONTROLS NORTH AMERICAN PRODUCTS (JCI) | VA-7152-1001 | 240.95 | 238.9549 | Y | 240.95 | 240.95 | 240.95
JCI-VA71521001 | 173042 | 11 | 134012 | VA-7152-1001 ELEC VALVE ACTUATOR | JOHNSON CONTROLS NORTH AMERICAN PRODUCTS (JCI) | VA-7152-1001 | 240.95 | 240.1082 | Y | 240.95 | 240.95 | 240.95
JCI-VA71521001 | 175888 | 1 | 134012 | VA-7152-1001 ELEC VALVE ACTUATOR | JOHNSON CONTROLS NORTH AMERICAN PRODUCTS (JCI) | VA-7152-1001 | 240.95 | 227.15 | Y | 240.95 | 240.95 | 240.95
JCI-VA72001001 | 166553 | 1 | 134012 | Valve Actuator 210# Float 24V VG V37 | JOHNSON CONTROLS NORTH AMERICAN PRODUCTS (JCI) | VA-7200-1001 | 255.36 | 184.2183 | N | 255.36 | 184.2183 | 255.36
JCI-VA72001001 | 166559 | 2 | 134012 | Valve Actuator 210# Float 24V VG V37 | JOHNSON CONTROLS NORTH AMERICAN PRODUCTS (JCI) | VA-7200-1001 | 255.36 | 167.18 | N | 255.36 | 184.2183 | 255.36
JCI-VA72001001 | 166561 | 4 | 134012 | Valve Actuator 210# Float 24V VG V37 | JOHNSON CONTROLS NORTH AMERICAN PRODUCTS (JCI) | VA-7200-1001 | 255.36 | 165.0621 | N | 255.36 | 184.2183 | 255.36
JCI-VA74800312 | 10510 | 1 | 134012 | VALVE ACTUATOR; ON/OFF OR FLOATING | JOHNSON CONTROLS NORTH AMERICAN PRODUCTS (JCI) | VA-7480-0312 | 114.04 | 109.65 | Y | 114.04 | 109.65 | 114.04
JCI-VA74820312 | 10510 | 3 | 134012 | Electric Valve Actuator, 24 Vac, Proport | JOHNSON CONTROLS NORTH AMERICAN PRODUCTS (JCI) | VA-7482-0312 | 126.9 | 118.7575 | Y | 126.9 | 119.63 | 126.9
JCI-VA74820312 | 166561 | 1 | 134012 | Electric Valve Actuator, 24 Vac, Proport | JOHNSON CONTROLS NORTH AMERICAN PRODUCTS (JCI) | VA-7482-0312 | 126.9 | 116.14 | N | 126.9 | 119.63 | 126.9
JCI-VA74820312 | 175891 | 3 | 134012 | Electric Valve Actuator, 24 Vac, Proport | JOHNSON CONTROLS NORTH AMERICAN PRODUCTS (JCI) | VA-7482-0312 | 126.9 | 119.63 | Y | 126.9 | 119.63 | 126.9
JCI-VA7700GGA2 | 166559 | 3 | 134012 | 24V NSR PROPORTIONAL VALVE ACT | JOHNSON CONTROLS NORTH AMERICAN PRODUCTS (JCI) | VA-7700-GGA-2 | 245.92 | 235.0989 | Y | 245.92 | 235.0989 | 245.92
JCI-VA7700GGA2 | 175891 | 4 | 134012 | 24V NSR PROPORTIONAL VALVE ACT | JOHNSON CONTROLS NORTH AMERICAN PRODUCTS (JCI) | VA-7700-GGA-2 | 245.92 | 225.07 | Y | 245.92 | 235.0989 | 245.92
JCI-VA7810HGA2 | 166559 | 2 | 134012 | VG7000 Elec Actuator, Multi Signal, 24v | JOHNSON CONTROLS NORTH AMERICAN PRODUCTS (JCI) | VA7810-HGA-2 | 346.69 | 345.0342 | Y | 346.69 | 346.69 | 346.69
JCI-VA7810HGA2 | 166560 | 2 | 134012 | VG7000 Elec Actuator, Multi Signal, 24v | JOHNSON CONTROLS NORTH AMERICAN PRODUCTS (JCI) | VA7810-HGA-2 | 346.69 | 340.0667 | Y | 346.69 | 346.69 | 346.69
JCI-VA7810HGA2 | 166561 | 3 | 134012 | VG7000 Elec Actuator, Multi Signal, 24v | JOHNSON CONTROLS NORTH AMERICAN PRODUCTS (JCI) | VA7810-HGA-2 | 346.69 | 346.69 | Y | 346.69 | 346.69 | 346.69
JCI-VA7810HGA2 | 175891 | 3 | 134012 | VG7000 Elec Actuator, Multi Signal, 24v | JOHNSON CONTROLS NORTH AMERICAN PRODUCTS (JCI) | VA7810-HGA-2 | 346.69 | 326.82 | Y | 346.69 | 346.69 | 346.69
JCI-VA7820HGA2 | 166559 | 2 | 134012 | VG7000 Elec Actuator, Multi Signal, 24v | JOHNSON CONTROLS NORTH AMERICAN PRODUCTS (JCI) | VA7820-HGA-2 | 436.17 | 411.17 | Y | 436.17 | 419.7344 | 436.17
JCI-VA7820HGA2 | 166560 | 2 | 134012 | VG7000 Elec Actuator, Multi Signal, 24v | JOHNSON CONTROLS NORTH AMERICAN PRODUCTS (JCI) | VA7820-HGA-2 | 436.17 | 411.17 | Y | 436.17 | 419.7344 | 436.17
JCI-VA7820HGA2 | 166561 | 2 | 134012 | VG7000 Elec Actuator, Multi Signal, 24v | JOHNSON CONTROLS NORTH AMERICAN PRODUCTS (JCI) | VA7820-HGA-2 | 436.17 | 419.7344 | Y | 436.17 | 419.7344 | 436.17
JCI-VA7820HGA2 | 173042 | 2 | 134012 | VG7000 Elec Actuator, Multi Signal, 24v | JOHNSON CONTROLS NORTH AMERICAN PRODUCTS (JCI) | VA7820-HGA-2 | 436.17 | 351.6276 | Y | 436.17 | 419.7344 | 436.17
JCI-VA7820HGA2 | 175888 | 1 | 134012 | VG7000 Elec Actuator, Multi Signal, 24v | JOHNSON CONTROLS NORTH AMERICAN PRODUCTS (JCI) | VA7820-HGA-2 | 436.17 | 399.19 | N | 436.17 | 419.7344 | 436.17
JCI-VA7820HGA2 | 175890 | 3 | 134012 | VG7000 Elec Actuator, Multi Signal, 24v | JOHNSON CONTROLS NORTH AMERICAN PRODUCTS (JCI) | VA7820-HGA-2 | 436.17 | 381.3541 | Y | 436.17 | 419.7344 | 436.17
JCI-VA7820HGA2 | 175891 | 2 | 134012 | VG7000 Elec Actuator, Multi Signal, 24v | JOHNSON CONTROLS NORTH AMERICAN PRODUCTS (JCI) | VA7820-HGA-2 | 436.17 | 411.17 | Y | 436.17 | 419.7344 | 436.17
JCI-VA7830HGA2 | 166560 | 2 | 134012 | VG7000 Elec Actuator, Multi Signal, 24v | JOHNSON CONTROLS NORTH AMERICAN PRODUCTS (JCI) | VA7830-HGA-2 | 436.17 | 436.17 | Y | 436.17 | 436.17 | 436.17
JCI-VA7830HGA2 | 175890 | 1 | 134012 | VG7000 Elec Actuator, Multi Signal, 24v | JOHNSON CONTROLS NORTH AMERICAN PRODUCTS (JCI) | VA7830-HGA-2 | 436.17 | 299.0353 | N | 436.17 | 436.17 | 436.17
JCI-VA7830HGA2 | 175891 | 2 | 134012 | VG7000 Elec Actuator, Multi Signal, 24v | JOHNSON CONTROLS NORTH AMERICAN PRODUCTS (JCI) | VA7830-HGA-2 | 436.17 | 376.24 | Y | 436.17 | 436.17 | 436.17
JCI-VA80201 | 10510 | 3 | 134012 | VALVE ACTUATOR; ELECTRIC; 22# INCR CNTL | JOHNSON CONTROLS NORTH AMERICAN PRODUCTS (JCI) | VA-8020-1 | 160.27 | 151.08 | Y | 160.27 | 154.1 | 160.27
JCI-VA80201 | 10770 | 1 | 134012 | VALVE ACTUATOR; ELECTRIC; 22# INCR CNTL | JOHNSON CONTROLS NORTH AMERICAN PRODUCTS (JCI) | VA-8020-1 | 160.27 | 154.1 | Y | 160.27 | 154.1 | 160.27
JCI-VA8020605 | 166561 | 4 | 134012 | STEM RET. AND CLIP KIT 5 PACK | JOHNSON CONTROLS NORTH AMERICAN PRODUCTS (JCI) | VA-8020-605 | 33.14 | 14.09 | N | 33.14 | 14.09 | 33.14
JCI-VA80501 | 10008 | 1 | 134012 | VALVE ACTUATOR; ELECTRIC; 50# NON-SPRING | JOHNSON CONTROLS NORTH AMERICAN PRODUCTS (JCI) | VA-8050-1 | 283.66 | 162.5475 | N | 283.66 | 240.2285 | 283.66
JCI-VA80501 | 166560 | 1 | 134012 | VALVE ACTUATOR; ELECTRIC; 50# NON-SPRING | JOHNSON CONTROLS NORTH AMERICAN PRODUCTS (JCI) | VA-8050-1 | 283.66 | 240.2285 | N | 283.66 | 240.2285 | 283.66
JCI-VA80501 | 175888 | 1 | 134012 | VALVE ACTUATOR; ELECTRIC; 50# NON-SPRING | JOHNSON CONTROLS NORTH AMERICAN PRODUCTS (JCI) | VA-8050-1 | 283.66 | 231.54 | Y | 283.66 | 240.2285 | 283.66
JCI-VA81221 | 10770 | 3 | 134012 | VA-8122-1 | JOHNSON CONTROLS NORTH AMERICAN PRODUCTS (JCI) | VA-8122-1 | 197.12 | 189.53 | Y | 197.12 | 189.53 | 197.12
JCI-VA9104AGA2S | 10008 | 1 | 134012 | Rotary Actuator NSR, Floating, 24v | JOHNSON CONTROLS NORTH AMERICAN PRODUCTS (JCI) | VA9104-AGA-2S | 80.77 | 77.66 | Y | 80.77 | 77.66 | 80.77
JCI-VA9104AGA2S | 166560 | 5 | 134012 | Rotary Actuator NSR, Floating, 24v | JOHNSON CONTROLS NORTH AMERICAN PRODUCTS (JCI) | VA9104-AGA-2S | 80.77 | 76.14 | Y | 80.77 | 77.66 | 80.77
JCI-VA9104AGA3S | 166560 | 5 | 134012 | Electric Actuator 70# NSR; Floating; 24v | JOHNSON CONTROLS NORTH AMERICAN PRODUCTS (JCI) | VA9104-AGA-3S | 74.84 | 70.55 | Y | 74.84 | 74.84 | 74.84
JCI-VA9104AGA3S | 166561 | 3 | 134012 | Electric Actuator 70# NSR; Floating; 24v | JOHNSON CONTROLS NORTH AMERICAN PRODUCTS (JCI) | VA9104-AGA-3S | 74.84 | 74.84 | Y | 74.84 | 74.84 | 74.84
JCI-VA9104GGA2S | 166560 | 6 | 134012 | VLV ACT Prop 0-10 NSR 4 Cable Feedb | JOHNSON CONTROLS NORTH AMERICAN PRODUCTS (JCI) | VA9104-GGA-2S | 124.48 | 121.8608 | Y | 124.48 | 121.8608 | 124.48
JCI-VA9104GGA3S | 10008 | 2 | 134012 | Electric Actuator 35#; NSR; 0-10vdc; 24v | JOHNSON CONTROLS NORTH AMERICAN PRODUCTS (JCI) | VA9104-GGA-3S | 119.3 | 117.005 | Y | 119.3 | 119.3 | 119.3
JCI-VA9104GGA3S | 166561 | 3 | 134012 | Electric Actuator 35#; NSR; 0-10vdc; 24v | JOHNSON CONTROLS NORTH AMERICAN PRODUCTS (JCI) | VA9104-GGA-3S | 119.3 | 118.535 | Y | 119.3 | 119.3 | 119.3
JCI-VA9104GGA3S | 175891 | 3 | 134012 | Electric Actuator 35#; NSR; 0-10vdc; 24v | JOHNSON CONTROLS NORTH AMERICAN PRODUCTS (JCI) | VA9104-GGA-3S | 119.3 | 119.3 | Y | 119.3 | 119.3 | 119.3
JCI-VA9203AGA2Z | 166560 | 3 | 134012 | ROTARY ACTUATOR, SPRING RETURN, 27 LB-IN | JOHNSON CONTROLS NORTH AMERICAN PRODUCTS (JCI) | VA9203-AGA-2Z | 0 | 140.04 | Y | 0 | 140.04 | 140.04
JCI-VA9203GGA2Z | 175888 | 2 | 134012 | ROTARY ACTUATOR, SPRING RETURN, 27 LB-IN | JOHNSON CONTROLS NORTH AMERICAN PRODUCTS (JCI) | VA9203-GGA-2Z | 158.94 | 152.83 | Y | 158.94 | 152.83 | 158.94
JCI-VA9208AGA2 | 166560 | 1 | 134012 | Rotary Actuator 70# ; SR; On/Off; 24v | JOHNSON CONTROLS NORTH AMERICAN PRODUCTS (JCI) | VA9208-AGA-2 | 0 | 139.78 | Y | 0 | 139.78 | 139.78
JCI-VA9208AGA2 | 175883 | 2 | 134012 | Rotary Actuator 70# ; SR; On/Off; 24v | JOHNSON CONTROLS NORTH AMERICAN PRODUCTS (JCI) | VA9208-AGA-2 | 0 | 113.72 | N | 0 | 139.78 | 139.78
JCI-VA9208GGA2 | 166561 | 1 | 134012 | Rotary Actuator 70# ; SR; 0-10vdc; 24v | JOHNSON CONTROLS NORTH AMERICAN PRODUCTS (JCI) | VA9208-GGA-2 | 186.36 | 186.36 | Y | 186.36 | 186.36 | 186.36
JCI-VA9208GGA2 | 173042 | 3 | 134012 | Rotary Actuator 70# ; SR; 0-10vdc; 24v | JOHNSON CONTROLS NORTH AMERICAN PRODUCTS (JCI) | VA9208-GGA-2 | 186.36 | 186.36 | Y | 186.36 | 186.36 | 186.36
JCI-VA9208GGA2 | 175891 | 2 | 134012 | Rotary Actuator 70# ; SR; 0-10vdc; 24v | JOHNSON CONTROLS NORTH AMERICAN PRODUCTS (JCI) | VA9208-GGA-2 | 186.36 | 186.36 | Y | 186.36 | 186.36 | 186.36
JCI-VA9208GGC3 | 10770 | 1 | 134012 | ROTARY ACTUATOR; 70 LB IN; (8N-M) SP | JOHNSON CONTROLS NORTH AMERICAN PRODUCTS (JCI) | VA9208-GGC-3 | 208.22 | 200.21 | Y | 208.22 | 200.21 | 208.22
JCI-VA9310HGA2 | 166560 | 1 | 134012 | Electric Actuator 88#; NSR; ASID; 24 | JOHNSON CONTROLS NORTH AMERICAN PRODUCTS (JCI) | VA9310-HGA-2 | 148.19 | 139.7 | N | 148.19 | 139.7 | 148.19
JCI-VFD68CGG2C | 175890 | 1 | 134012 | 2 HP, 460 VAC, 50/60 HZ | JOHNSON CONTROLS NORTH AMERICAN PRODUCTS (JCI) | VFD68CGG-2C | 843.92 | 761.19 | N | 843.92 | 761.19 | 843.92
JCI-VG1241AE923GGA | 175888 | 2 | 134012 | 1/2" 2W BALL VALVE 1.9CV; BRASS TRIM | JOHNSON CONTROLS NORTH AMERICAN PRODUCTS (JCI) | VG1241AE+923GGA | 183.01 | 157.1156 | N | 183.01 | 157.1156 | 183.01
JCI-VG1241AF9T4GGA | 10510 | 1 | 134012 | 1/2" 2W Ball Valve 2.9CV BR NSR Pro | JOHNSON CONTROLS NORTH AMERICAN PRODUCTS (JCI) | VG1241AF+9T4GGA | 128.19 | 113.79 | N | 128.19 | 113.79 | 128.19
JCI-VG1241AG906GGA | 166559 | 1 | 134012 | 1/2" 2 WAY BALL VALVE 0-10VDC | JOHNSON CONTROLS NORTH AMERICAN PRODUCTS (JCI) | VG1241AG-906GGA-BCS | 81.13 | 81.13 | N | 81.13 | 81.13 | 81.13
JCI-VG1241AG923GGA | 175888 | 33 | 134012 | 1/2" 2W BALL VALVE 4.7CV; BRASS TRIM | JOHNSON CONTROLS NORTH AMERICAN PRODUCTS (JCI) | VG1241AG+923GGA | 196.73 | 111.7 | N | 196.73 | 111.7 | 196.73
JCI-VG1241AN | 166560 | 3 | 134012 | 1/2" 2-WAY BV, 11.7cv | JOHNSON CONTROLS NORTH AMERICAN PRODUCTS (JCI) | VG1241AN | 33.18 | 24.58 | N | 33.18 | 24.58 | 33.18
JCI-VG1241BG9T4IGA | 175891 | 2 | 134012 | 3/4 BALL VALVE 24V 3-WIRE | JOHNSON CONTROLS NORTH AMERICAN PRODUCTS (JCI) | VG1241BG+9T4IGA | 108.97 | 64.22 | N | 108.97 | 64.22 | 108.97
JCI-VG1241BL | 166560 | 1 | 134012 | 3/4 Ball Valve, 2w, Brass, 7.4cv | JOHNSON CONTROLS NORTH AMERICAN PRODUCTS (JCI) | VG1241BL | 35.97 | 34.92 | N | 35.97 | 34.92 | 35.97
JCI-VG1241BN | 175883 | 2 | 134012 | 3/4"2W BALL VALVE 11.7CV | JOHNSON CONTROLS NORTH AMERICAN PRODUCTS (JCI) | VG1241BN | 41.91 | 39.75 | N | 41.91 | 39.75 | 41.91
JCI-VG1241CN | 175883 | 3 | 134012 | 1" 2W BALL VALVE 11.7CV; BRASS TRIM; | JOHNSON CONTROLS NORTH AMERICAN PRODUCTS (JCI) | VG1241CN | 54.1 | 54.39 | N | 54.1 | 54.39 | 54.39
JCI-VG1241DP | 175883 | 6 | 134012 | 1-1/4" Ball Valve, 2w, Brass, 18.7c | JOHNSON CONTROLS NORTH AMERICAN PRODUCTS (JCI) | VG1241DP | 73.35 | 65.59 | N | 73.35 | 65.59 | 73.35
JCI-VG1241ER | 175883 | 4 | 134012 | 1-1/2" Ball Valve, 2w, Brass, 29.2c | JOHNSON CONTROLS NORTH AMERICAN PRODUCTS (JCI) | VG1241ER | 107.81 | 96.41 | N | 107.81 | 96.41 | 107.81
JCI-VG1241FR928GGA | 173042 | 1 | 134012 | 2" 2W BALL VALVE 29.2CV; BRASS TRIM | JOHNSON CONTROLS NORTH AMERICAN PRODUCTS (JCI) | VG1241FR+928GGA | 401.61 | 1 | N | 401.61 | 1 | 401.61
JCI-VG1241FS | 175883 | 1 | 134012 | 2" 2W BALL VALVE 46.8CV | JOHNSON CONTROLS NORTH AMERICAN PRODUCTS (JCI) | VG1241FS | 130.41 | 116.62 | N | 130.41 | 116.62 | 130.41
JCI-VG1245AE9T4GGA | 175891 | 1 | 134012 | 1/2" J/C ACTUATED BALL VALVE | JOHNSON CONTROLS NORTH AMERICAN PRODUCTS (JCI) | VG1245AE+9T4GGA | 125.22 | 125.22 | N | 125.22 | 125.22 | 125.22
JCI-VG1245AGH943GGA | 10008 | 1 | 134012 | 0.5" VALVE W/ VA9203-GGA-2Z ACTUATOR | JOHNSON CONTROLS NORTH AMERICAN PRODUCTS (JCI) | VG1245AGH943GGA | 207.84 | 145.16 | N | 207.84 | 145.16 | 207.84
JCI-VG1245ANH943BGA | 175888 | 2 | 134012 | 1/2in 2W BALL VALVE 11.7CV | JOHNSON CONTROLS NORTH AMERICAN PRODUCTS (JCI) | VG1245ANH943BGA | 175.98 | 161.06 | Y | 175.98 | 161.06 | 175.98
JCI-VG1245ANH943BGA | 175890 | 2 | 134012 | 1/2in 2W BALL VALVE 11.7CV | JOHNSON CONTROLS NORTH AMERICAN PRODUCTS (JCI) | VG1245ANH943BGA | 175.98 | 161.06 | Y | 175.98 | 161.06 | 175.98
JCI-VG1245ANH943GGA | 175888 | 2 | 134012 | 1/2in 2W BALL VALVE 11.7CV | JOHNSON CONTROLS NORTH AMERICAN PRODUCTS (JCI) | VG1245ANH943GGA | 210.07 | 192.26 | Y | 210.07 | 192.26 | 210.07
JCI-VG1245ANH943GGA | 175890 | 2 | 134012 | 1/2in 2W BALL VALVE 11.7CV | JOHNSON CONTROLS NORTH AMERICAN PRODUCTS (JCI) | VG1245ANH943GGA | 210.07 | 192.26 | Y | 210.07 | 192.26 | 210.07
JCI-VG1245BNH943BGA | 10008 | 1 | 134012 | .75" 2 WAY BALL VALVE, 11.7 CV WITH | JOHNSON CONTROLS NORTH AMERICAN PRODUCTS (JCI) | VG1245BNH943BGA | 194.88 | 112.67 | N | 194.88 | 178.36 | 194.88
JCI-VG1245BNH943BGA | 175888 | 2 | 134012 | .75" 2 WAY BALL VALVE, 11.7 CV WITH | JOHNSON CONTROLS NORTH AMERICAN PRODUCTS (JCI) | VG1245BNH943BGA | 194.88 | 178.36 | Y | 194.88 | 178.36 | 194.88
JCI-VG1245BNH943BGA | 175890 | 1 | 134012 | .75" 2 WAY BALL VALVE, 11.7 CV WITH | JOHNSON CONTROLS NORTH AMERICAN PRODUCTS (JCI) | VG1245BNH943BGA | 194.88 | 178.36 | Y | 194.88 | 178.36 | 194.88
JCI-VG1245BNH943GGA | 175888 | 2 | 134012 | 3/4in 2W BALL VALVE 11.7CV | JOHNSON CONTROLS NORTH AMERICAN PRODUCTS (JCI) | VG1245BNH943GGA | 223.03 | 204.13 | Y | 223.03 | 204.13 | 223.03
JCI-VG1245BNH943GGA | 175890 | 2 | 134012 | 3/4in 2W BALL VALVE 11.7CV | JOHNSON CONTROLS NORTH AMERICAN PRODUCTS (JCI) | VG1245BNH943GGA | 223.03 | 204.13 | Y | 223.03 | 204.13 | 223.03
JCI-VG1245CP | 175890 | 1 | 134012 | 1" 2W VALVE 18.7CV | JOHNSON CONTROLS NORTH AMERICAN PRODUCTS (JCI) | VG1245CP | 68.91 | 81.37 | N | 68.91 | 81.37 | 81.37
JCI-VG1245CPH943BGA | 175888 | 2 | 134012 | 1in 2W BALL VALVE 18.7CV | JOHNSON CONTROLS NORTH AMERICAN PRODUCTS (JCI) | VG1245CPH943BGA | 219.32 | 200.73 | Y | 219.32 | 200.73 | 219.32
JCI-VG1245CPH943BGA | 175890 | 2 | 134012 | 1in 2W BALL VALVE 18.7CV | JOHNSON CONTROLS NORTH AMERICAN PRODUCTS (JCI) | VG1245CPH943BGA | 219.32 | 200.73 | Y | 219.32 | 200.73 | 219.32
JCI-VG1245DP | 166560 | 1 | 134012 | 1-1/4" Ball Valve, 2w, SS, 18.7cv | JOHNSON CONTROLS NORTH AMERICAN PRODUCTS (JCI) | VG1245DP | 100.03 | 60.85 | N | 100.03 | 60.85 | 100.03
JCI-VG1245DRH948GGA | 175888 | 2 | 134012 | JCI 1.25 BALL N/C MOD | JOHNSON CONTROLS NORTH AMERICAN PRODUCTS (JCI) | VG1245DRH948GGA | 335.3 | 306.87 | Y | 335.3 | 306.87 | 335.3
JCI-VG1245DRH948GGA | 175890 | 2 | 134012 | JCI 1.25 BALL N/C MOD | JOHNSON CONTROLS NORTH AMERICAN PRODUCTS (JCI) | VG1245DRH948GGA | 335.3 | 306.87 | Y | 335.3 | 306.87 | 335.3
JCI-VG1245DRH958BGA | 175888 | 2 | 134012 | 2-WAY 1-1/4IN VALVE ASSEMBLY | JOHNSON CONTROLS NORTH AMERICAN PRODUCTS (JCI) | VG1245DRH958BGA | 275.64 | 248.48 | Y | 275.64 | 252.27 | 275.64
JCI-VG1245DRH958BGA | 175890 | 2 | 134012 | 2-WAY 1-1/4IN VALVE ASSEMBLY | JOHNSON CONTROLS NORTH AMERICAN PRODUCTS (JCI) | VG1245DRH958BGA | 275.64 | 252.27 | Y | 275.64 | 252.27 | 275.64
JCI-VG1245ER | 166560 | 1 | 134012 | 1-1/2" Ball Valve, 2w, SS, 29.2cv | JOHNSON CONTROLS NORTH AMERICAN PRODUCTS (JCI) | VG1245ER | 128.93 | 79.175 | N | 128.93 | 115.29 | 128.93
JCI-VG1245ER | 175883 | 2 | 134012 | 1-1/2" Ball Valve, 2w, SS, 29.2cv | JOHNSON CONTROLS NORTH AMERICAN PRODUCTS (JCI) | VG1245ER | 128.93 | 115.29 | N | 128.93 | 115.29 | 128.93
JCI-VG1245ES | 175890 | 1 | 134012 | 1-1/2in 2W BALL VAL 46.8CV | JOHNSON CONTROLS NORTH AMERICAN PRODUCTS (JCI) | VG1245ES | 128.93 | 149.94 | N | 128.93 | 149.94 | 149.94
JCI-VG1245ESH948GGA | 175888 | 2 | 134012 | 1-1/2in 2W BALL VAL 46.8CV | JOHNSON CONTROLS NORTH AMERICAN PRODUCTS (JCI) | VG1245ESH948GGA | 343.44 | 314.33 | Y | 343.44 | 314.33 | 343.44
JCI-VG1245ESH948GGA | 175890 | 2 | 134012 | 1-1/2in 2W BALL VAL 46.8CV | JOHNSON CONTROLS NORTH AMERICAN PRODUCTS (JCI) | VG1245ESH948GGA | 343.44 | 314.33 | Y | 343.44 | 314.33 | 343.44
JCI-VG1245ESH958BGA | 175888 | 2 | 134012 | VG1245ESH958BGAJCI | JOHNSON CONTROLS NORTH AMERICAN PRODUCTS (JCI) | VG1245ESH958BGA | 322.32 | 295 | Y | 322.32 | 295 | 322.32
JCI-VG1245ESH958BGA | 175890 | 2 | 134012 | VG1245ESH958BGAJCI | JOHNSON CONTROLS NORTH AMERICAN PRODUCTS (JCI) | VG1245ESH958BGA | 322.32 | 295 | Y | 322.32 | 295 | 322.32
JCI-VG1245FS | 166560 | 1 | 134012 | 2" Ball Valve 2W 46.8Cv SS Trim | JOHNSON CONTROLS NORTH AMERICAN PRODUCTS (JCI) | VG1245FS | 161.91 | 92.5 | N | 161.91 | 92.5 | 161.91
JCI-VG1245FTH948GGA | 175888 | 2 | 134012 | 2" 2W BALL VALVE 73.7CV | JOHNSON CONTROLS NORTH AMERICAN PRODUCTS (JCI) | VG1245FTH948GGA | 452.73 | 414.35 | Y | 452.73 | 414.35 | 452.73
JCI-VG1245FTH948GGA | 175890 | 1 | 134012 | 2" 2W BALL VALVE 73.7CV | JOHNSON CONTROLS NORTH AMERICAN PRODUCTS (JCI) | VG1245FTH948GGA | 452.73 | 414.35 | Y | 452.73 | 414.35 | 452.73
JCI-VG1245FTH958BGA | 175888 | 2 | 134012 | 2 INCH BALL VALVE FAIL CLOSED 2 POSITION | JOHNSON CONTROLS NORTH AMERICAN PRODUCTS (JCI) | VG1245FTH958BGA | 381.23 | 354.15 | Y | 381.23 | 354.15 | 381.23
JCI-VG1245FTH958BGA | 175890 | 1 | 134012 | 2 INCH BALL VALVE FAIL CLOSED 2 POSITION | JOHNSON CONTROLS NORTH AMERICAN PRODUCTS (JCI) | VG1245FTH958BGA | 381.23 | 348.92 | Y | 381.23 | 354.15 | 381.23
JCI-VG1295AE9T4GGA | 173042 | 1 | 134012 | VG1295AE 9T4GGAJCI | JOHNSON CONTROLS NORTH AMERICAN PRODUCTS (JCI) | VG1295AE+9T4GGA | 142.41 | 93.65 | N | 142.41 | 93.65 | 142.41
JCI-VG1841AE9A4IGA | 10008 | 1 | 134012 | 1/2in 3W BALL VALVE 1.9CV | JOHNSON CONTROLS NORTH AMERICAN PRODUCTS (JCI) | VG1841AE+9A4IGA | 117.08 | 107.15 | N | 117.08 | 107.15 | 117.08
JCI-VG1841AF943GGA | 175888 | 1 | 134012 | 1/2in 3W BALL VALVE 2.9CV | JOHNSON CONTROLS NORTH AMERICAN PRODUCTS (JCI) | VG1841AF+943GGA | 227.48 | 208.2 | N | 227.48 | 208.2 | 227.48
JCI-VG1841AG | 166557 | 1 | 134012 | 1/2" Ball Valve, 3w, Brass 4.7cv | JOHNSON CONTROLS NORTH AMERICAN PRODUCTS (JCI) | VG1841AG | 46.32 | 33.41 | N | 46.32 | 33.41 | 46.32
JCI-VG1841AG923GGA | 166561 | 2 | 134012 | ½: 3-WAY BV 4.7 CV. 0-10vdc, SR, 24VAC | JOHNSON CONTROLS NORTH AMERICAN PRODUCTS (JCI) | VG1841AG+923GGA | 229.7 | 104.51 | N | 229.7 | 104.51 | 229.7
JCI-VG1841BG910HGC | 166561 | 1 | 134012 | 3/4" 3-way assembly 4.6 cv w/end switch | JOHNSON CONTROLS NORTH AMERICAN PRODUCTS (JCI) | VG1841BG+910HGC | 276.75 | 260.89 | N | 276.75 | 260.89 | 276.75
JCI-VG1841BL | 166560 | 1 | 134012 | VG1000 SERIES 3/4 " 3-WAY BALL VALVE | JOHNSON CONTROLS NORTH AMERICAN PRODUCTS (JCI) | VG1841BL | 72.24 | 37.02 | N | 72.24 | 64.6 | 72.24
JCI-VG1841BL | 175883 | 1 | 134012 | VG1000 SERIES 3/4 " 3-WAY BALL VALVE | JOHNSON CONTROLS NORTH AMERICAN PRODUCTS (JCI) | VG1841BL | 72.24 | 64.6 | N | 72.24 | 64.6 | 72.24
JCI-VG1841BL923GGA | 175883 | 1 | 134012 | VG1841BL 923GGAJCI | JOHNSON CONTROLS NORTH AMERICAN PRODUCTS (JCI) | VG1841BL+923GGA | 248.6 | 175.65 | N | 248.6 | 175.65 | 248.6
JCI-VG1841CN | 175883 | 6 | 134012 | 1" 3-WAY BV, 11.7cv | JOHNSON CONTROLS NORTH AMERICAN PRODUCTS (JCI) | VG1841CN | 117.45 | 105.02 | N | 117.45 | 105.02 | 117.45
JCI-VG1841DP | 175883 | 5 | 134012 | 1 1/4" 3-WAY BV, 18.7cv | JOHNSON CONTROLS NORTH AMERICAN PRODUCTS (JCI) | VG1841DP | 156.35 | 139.8 | N | 156.35 | 139.8 | 156.35
JCI-VG1841ER | 175883 | 4 | 134012 | 1 1/2" 3-WAY BV, 29.2cv | JOHNSON CONTROLS NORTH AMERICAN PRODUCTS (JCI) | VG1841ER | 203.77 | 182.21 | N | 203.77 | 182.21 | 203.77
JCI-VG1841ES | 175883 | 2 | 134012 | 1-1/2in 3W BALL VAL 46.8CV | JOHNSON CONTROLS NORTH AMERICAN PRODUCTS (JCI) | VG1841ES | 237.11 | 224.52 | N | 237.11 | 224.52 | 237.11
JCI-VG1841FS | 166561 | 1 | 134012 | 2" 3-WAY BV, 46.8cv | JOHNSON CONTROLS NORTH AMERICAN PRODUCTS (JCI) | VG1841FS | 263.42 | 161.9 | N | 263.42 | 161.9 | 263.42
JCI-VG1841FT910HGA | 166560 | 1 | 134012 | 3?WAY MIXING 2 CV=72.8; | JOHNSON CONTROLS NORTH AMERICAN PRODUCTS (JCI) | VG1841FT+910HGA | 311.96 | 299.96 | N | 311.96 | 299.96 | 311.96
JCI-VG1845AG | 166560 | 1 | 134012 | 1/2" Ball Valve, 3w, SS, 4.7cv | JOHNSON CONTROLS NORTH AMERICAN PRODUCTS (JCI) | VG1845AG | 68.91 | 61.17 | N | 68.91 | 61.17 | 68.91
JCI-VG1845CN | 166560 | 2 | 134012 | 1" Ball Valve, 3w, SS, 11.7cv | JOHNSON CONTROLS NORTH AMERICAN PRODUCTS (JCI) | VG1845CN | 150.79 | 133.86 | N | 150.79 | 133.86 | 150.79
JCI-VG1845DP | 166560 | 1 | 134012 | 1-1/4" Ball Valve, 3w, SS, 18.7cv | JOHNSON CONTROLS NORTH AMERICAN PRODUCTS (JCI) | VG1845DP | 193.03 | 101.735 | N | 193.03 | 101.735 | 193.03
JCI-VG2231VM | 175891 | 0 | 134012 | 4" 2w NO Flanged Globe Valve 150Cv | JOHNSON CONTROLS NORTH AMERICAN PRODUCTS (JCI) | VG2231VM | 1337.6801 | 1534.6 | N | 1337.6801 | 1534.6 | 1534.6
JCI-VG2831UM845E01 | 175891 | 0 | 134012 | VG2831UM 845E01JCI | JOHNSON CONTROLS NORTH AMERICAN PRODUCTS (JCI) | VG2831UM+845E01 | 1995.4301 | 1918.68 | N | 1995.4301 | 1918.68 | 1995.4301
JCI-VG70001001 | 166559 | 6 | 134012 | Spring Kit 3-6 psi 1/2" - 3/4" | JOHNSON CONTROLS NORTH AMERICAN PRODUCTS (JCI) | VG7000-1001 | 30.23 | 26.6295 | Y | 30.23 | 28.3828 | 30.23
JCI-VG70001001 | 166560 | 5 | 134012 | Spring Kit 3-6 psi 1/2" - 3/4" | JOHNSON CONTROLS NORTH AMERICAN PRODUCTS (JCI) | VG7000-1001 | 30.23 | 26.1461 | Y | 30.23 | 28.3828 | 30.23
JCI-VG70001001 | 166561 | 5 | 134012 | Spring Kit 3-6 psi 1/2" - 3/4" | JOHNSON CONTROLS NORTH AMERICAN PRODUCTS (JCI) | VG7000-1001 | 30.23 | 28.3828 | Y | 30.23 | 28.3828 | 30.23
JCI-VG70001001 | 175890 | 2 | 134012 | Spring Kit 3-6 psi 1/2" - 3/4" | JOHNSON CONTROLS NORTH AMERICAN PRODUCTS (JCI) | VG7000-1001 | 30.23 | 24.78 | N | 30.23 | 28.3828 | 30.23
JCI-VG70001001 | 175891 | 7 | 134012 | Spring Kit 3-6 psi 1/2" - 3/4" | JOHNSON CONTROLS NORTH AMERICAN PRODUCTS (JCI) | VG7000-1001 | 30.23 | 22.0368 | Y | 30.23 | 28.3828 | 30.23
JCI-VG70001002 | 10510 | 1 | 134012 | Spring Kit 4-8 psi 1/2" - 3/4" | JOHNSON CONTROLS NORTH AMERICAN PRODUCTS (JCI) | VG7000-1002 | 30.23 | 24.78 | N | 30.23 | 30.23 | 30.23
JCI-VG70001002 | 166553 | 6 | 134012 | Spring Kit 4-8 psi 1/2" - 3/4" | JOHNSON CONTROLS NORTH AMERICAN PRODUCTS (JCI) | VG7000-1002 | 30.23 | 24.78 | Y | 30.23 | 30.23 | 30.23
JCI-VG70001002 | 166559 | 10 | 134012 | Spring Kit 4-8 psi 1/2" - 3/4" | JOHNSON CONTROLS NORTH AMERICAN PRODUCTS (JCI) | VG7000-1002 | 30.23 | 24.78 | Y | 30.23 | 30.23 | 30.23
JCI-VG70001002 | 166560 | 4 | 134012 | Spring Kit 4-8 psi 1/2" - 3/4" | JOHNSON CONTROLS NORTH AMERICAN PRODUCTS (JCI) | VG7000-1002 | 30.23 | 24.3987 | Y | 30.23 | 30.23 | 30.23
JCI-VG70001002 | 166561 | 5 | 134012 | Spring Kit 4-8 psi 1/2" - 3/4" | JOHNSON CONTROLS NORTH AMERICAN PRODUCTS (JCI) | VG7000-1002 | 30.23 | 30.23 | Y | 30.23 | 30.23 | 30.23
JCI-VG70001002 | 175890 | 2 | 134012 | Spring Kit 4-8 psi 1/2" - 3/4" | JOHNSON CONTROLS NORTH AMERICAN PRODUCTS (JCI) | VG7000-1002 | 30.23 | 24.78 | N | 30.23 | 30.23 | 30.23
JCI-VG70001002 | 175891 | 2 | 134012 | Spring Kit 4-8 psi 1/2" - 3/4" | JOHNSON CONTROLS NORTH AMERICAN PRODUCTS (JCI) | VG7000-1002 | 30.23 | 27.1913 | Y | 30.23 | 30.23 | 30.23
JCI-VG70001003 | 166553 | 4 | 134012 | Spring Kit 9-13psi for 1/2" - 3/4" | JOHNSON CONTROLS NORTH AMERICAN PRODUCTS (JCI) | VG7000-1003 | 30.23 | 24.6164 | Y | 30.23 | 29.734 | 30.23
JCI-VG70001003 | 166559 | 12 | 134012 | Spring Kit 9-13psi for 1/2" - 3/4" | JOHNSON CONTROLS NORTH AMERICAN PRODUCTS (JCI) | VG7000-1003 | 30.23 | 28.6644 | Y | 30.23 | 29.734 | 30.23
JCI-VG70001003 | 166560 | 5 | 134012 | Spring Kit 9-13psi for 1/2" - 3/4" | JOHNSON CONTROLS NORTH AMERICAN PRODUCTS (JCI) | VG7000-1003 | 30.23 | 29.3237 | Y | 30.23 | 29.734 | 30.23
JCI-VG70001003 | 166561 | 5 | 134012 | Spring Kit 9-13psi for 1/2" - 3/4" | JOHNSON CONTROLS NORTH AMERICAN PRODUCTS (JCI) | VG7000-1003 | 30.23 | 29.734 | Y | 30.23 | 29.734 | 30.23
JCI-VG70001003 | 175890 | 2 | 134012 | Spring Kit 9-13psi for 1/2" - 3/4" | JOHNSON CONTROLS NORTH AMERICAN PRODUCTS (JCI) | VG7000-1003 | 30.23 | 24.78 | N | 30.23 | 29.734 | 30.23
JCI-VG70001003 | 175891 | 6 | 134012 | Spring Kit 9-13psi for 1/2" - 3/4" | JOHNSON CONTROLS NORTH AMERICAN PRODUCTS (JCI) | VG7000-1003 | 30.23 | 27.04 | Y | 30.23 | 29.734 | 30.23
JCI-VG70001004 | 10510 | 2 | 134012 | Spring Kit 3-6 psi 1" - 1-1/4" | JOHNSON CONTROLS NORTH AMERICAN PRODUCTS (JCI) | VG7000-1004 | 32.78 | 27.365 | N | 32.78 | 27.365 | 32.78
JCI-VG70001004 | 166553 | 3 | 134012 | Spring Kit 3-6 psi 1" - 1-1/4" | JOHNSON CONTROLS NORTH AMERICAN PRODUCTS (JCI) | VG7000-1004 | 32.78 | 14.9146 | N | 32.78 | 27.365 | 32.78
JCI-VG70001004 | 166559 | 3 | 134012 | Spring Kit 3-6 psi 1" - 1-1/4" | JOHNSON CONTROLS NORTH AMERICAN PRODUCTS (JCI) | VG7000-1004 | 32.78 | 13.8095 | Y | 32.78 | 27.365 | 32.78
JCI-VG70001004 | 166560 | 5 | 134012 | Spring Kit 3-6 psi 1" - 1-1/4" | JOHNSON CONTROLS NORTH AMERICAN PRODUCTS (JCI) | VG7000-1004 | 32.78 | 21.8895 | Y | 32.78 | 27.365 | 32.78
JCI-VG70001004 | 166561 | 4 | 134012 | Spring Kit 3-6 psi 1" - 1-1/4" | JOHNSON CONTROLS NORTH AMERICAN PRODUCTS (JCI) | VG7000-1004 | 32.78 | 13.6065 | Y | 32.78 | 27.365 | 32.78
JCI-VG70001004 | 175891 | 4 | 134012 | Spring Kit 3-6 psi 1" - 1-1/4" | JOHNSON CONTROLS NORTH AMERICAN PRODUCTS (JCI) | VG7000-1004 | 32.78 | 14.28 | N | 32.78 | 27.365 | 32.78
JCI-VG70001005 | 166553 | 4 | 134012 | Spring Kit 4-8 psi 1" - 1-1/4" | JOHNSON CONTROLS NORTH AMERICAN PRODUCTS (JCI) | VG7000-1005 | 30.23 | 22.1291 | N | 30.23 | 23.0589 | 30.23
JCI-VG70001005 | 166557 | 2 | 134012 | Spring Kit 4-8 psi 1" - 1-1/4" | JOHNSON CONTROLS NORTH AMERICAN PRODUCTS (JCI) | VG7000-1005 | 30.23 | 15.75 | N | 30.23 | 23.0589 | 30.23
JCI-VG70001005 | 166559 | 5 | 134012 | Spring Kit 4-8 psi 1" - 1-1/4" | JOHNSON CONTROLS NORTH AMERICAN PRODUCTS (JCI) | VG7000-1005 | 30.23 | 20.666 | Y | 30.23 | 23.0589 | 30.23
JCI-VG70001005 | 166560 | 5 | 134012 | Spring Kit 4-8 psi 1" - 1-1/4" | JOHNSON CONTROLS NORTH AMERICAN PRODUCTS (JCI) | VG7000-1005 | 30.23 | 23.0589 | Y | 30.23 | 23.0589 | 30.23
JCI-VG70001005 | 166561 | 3 | 134012 | Spring Kit 4-8 psi 1" - 1-1/4" | JOHNSON CONTROLS NORTH AMERICAN PRODUCTS (JCI) | VG7000-1005 | 30.23 | 18.1913 | Y | 30.23 | 23.0589 | 30.23
JCI-VG70001005 | 173042 | 1 | 134012 | Spring Kit 4-8 psi 1" - 1-1/4" | JOHNSON CONTROLS NORTH AMERICAN PRODUCTS (JCI) | VG7000-1005 | 30.23 | 9.36 | N | 30.23 | 23.0589 | 30.23
JCI-VG70001005 | 175891 | 1 | 134012 | Spring Kit 4-8 psi 1" - 1-1/4" | JOHNSON CONTROLS NORTH AMERICAN PRODUCTS (JCI) | VG7000-1005 | 30.23 | 14.28 | N | 30.23 | 23.0589 | 30.23
JCI-VG70001006 | 10510 | 1 | 134012 | Spring Kit 9-13 psi 1" - 1-1/4" | JOHNSON CONTROLS NORTH AMERICAN PRODUCTS (JCI) | VG7000-1006 | 32.78 | 14.28 | N | 32.78 | 29.9267 | 32.78
JCI-VG70001006 | 166553 | 2 | 134012 | Spring Kit 9-13 psi 1" - 1-1/4" | JOHNSON CONTROLS NORTH AMERICAN PRODUCTS (JCI) | VG7000-1006 | 32.78 | 21.8267 | N | 32.78 | 29.9267 | 32.78
JCI-VG70001006 | 166557 | 1 | 134012 | Spring Kit 9-13 psi 1" - 1-1/4" | JOHNSON CONTROLS NORTH AMERICAN PRODUCTS (JCI) | VG7000-1006 | 32.78 | 15.75 | N | 32.78 | 29.9267 | 32.78
JCI-VG70001006 | 166559 | 3 | 134012 | Spring Kit 9-13 psi 1" - 1-1/4" | JOHNSON CONTROLS NORTH AMERICAN PRODUCTS (JCI) | VG7000-1006 | 32.78 | 26.7273 | Y | 32.78 | 29.9267 | 32.78
JCI-VG70001006 | 166560 | 3 | 134012 | Spring Kit 9-13 psi 1" - 1-1/4" | JOHNSON CONTROLS NORTH AMERICAN PRODUCTS (JCI) | VG7000-1006 | 32.78 | 26.87 | Y | 32.78 | 29.9267 | 32.78
JCI-VG70001006 | 166561 | 4 | 134012 | Spring Kit 9-13 psi 1" - 1-1/4" | JOHNSON CONTROLS NORTH AMERICAN PRODUCTS (JCI) | VG7000-1006 | 32.78 | 29.9267 | Y | 32.78 | 29.9267 | 32.78
JCI-VG70001007 | 166553 | 2 | 134012 | Spring Kit 3-6 psi 1-1/2 & 2 | JOHNSON CONTROLS NORTH AMERICAN PRODUCTS (JCI) | VG7000-1007 | 35.33 | 10.6167 | N | 35.33 | 28.97 | 35.33
JCI-VG70001007 | 166557 | 2 | 134012 | Spring Kit 3-6 psi 1-1/2 & 2 | JOHNSON CONTROLS NORTH AMERICAN PRODUCTS (JCI) | VG7000-1007 | 35.33 | 15.75 | Y | 35.33 | 28.97 | 35.33
JCI-VG70001007 | 166559 | 1 | 134012 | Spring Kit 3-6 psi 1-1/2 & 2 | JOHNSON CONTROLS NORTH AMERICAN PRODUCTS (JCI) | VG7000-1007 | 35.33 | 28.97 | Y | 35.33 | 28.97 | 35.33
JCI-VG70001007 | 166560 | 2 | 134012 | Spring Kit 3-6 psi 1-1/2 & 2 | JOHNSON CONTROLS NORTH AMERICAN PRODUCTS (JCI) | VG7000-1007 | 35.33 | 21.9754 | Y | 35.33 | 28.97 | 35.33
JCI-VG70001007 | 166561 | 4 | 134012 | Spring Kit 3-6 psi 1-1/2 & 2 | JOHNSON CONTROLS NORTH AMERICAN PRODUCTS (JCI) | VG7000-1007 | 35.33 | 24.0317 | Y | 35.33 | 28.97 | 35.33
JCI-VG70001008 | 166553 | 6 | 134012 | Spring Kit 4-8 psi 1-1/2"-2" | JOHNSON CONTROLS NORTH AMERICAN PRODUCTS (JCI) | VG7000-1008 | 37.89 | 25.0608 | Y | 37.89 | 26.8285 | 37.89
JCI-VG70001008 | 166559 | 3 | 134012 | Spring Kit 4-8 psi 1-1/2"-2" | JOHNSON CONTROLS NORTH AMERICAN PRODUCTS (JCI) | VG7000-1008 | 37.89 | 26.81 | Y | 37.89 | 26.8285 | 37.89
JCI-VG70001008 | 166560 | 5 | 134012 | Spring Kit 4-8 psi 1-1/2"-2" | JOHNSON CONTROLS NORTH AMERICAN PRODUCTS (JCI) | VG7000-1008 | 37.89 | 26.8285 | Y | 37.89 | 26.8285 | 37.89
JCI-VG70001008 | 166561 | 3 | 134012 | Spring Kit 4-8 psi 1-1/2"-2" | JOHNSON CONTROLS NORTH AMERICAN PRODUCTS (JCI) | VG7000-1008 | 37.89 | 16.3964 | Y | 37.89 | 26.8285 | 37.89
JCI-VG70001009 | 166553 | 5 | 134012 | Spring Kit 9-13 psi 1-1/2" - 2" | JOHNSON CONTROLS NORTH AMERICAN PRODUCTS (JCI) | VG7000-1009 | 30.23 | 23.9609 | Y | 30.23 | 26.76 | 30.23
JCI-VG70001009 | 166557 | 1 | 134012 | Spring Kit 9-13 psi 1-1/2" - 2" | JOHNSON CONTROLS NORTH AMERICAN PRODUCTS (JCI) | VG7000-1009 | 30.23 | 15.75 | Y | 30.23 | 26.76 | 30.23
JCI-VG70001009 | 166559 | 2 | 134012 | Spring Kit 9-13 psi 1-1/2" - 2" | JOHNSON CONTROLS NORTH AMERICAN PRODUCTS (JCI) | VG7000-1009 | 30.23 | 24.78 | Y | 30.23 | 26.76 | 30.23
JCI-VG70001009 | 166560 | 5 | 134012 | Spring Kit 9-13 psi 1-1/2" - 2" | JOHNSON CONTROLS NORTH AMERICAN PRODUCTS (JCI) | VG7000-1009 | 30.23 | 25.416 | Y | 30.23 | 26.76 | 30.23
JCI-VG70001009 | 166561 | 4 | 134012 | Spring Kit 9-13 psi 1-1/2" - 2" | JOHNSON CONTROLS NORTH AMERICAN PRODUCTS (JCI) | VG7000-1009 | 30.23 | 26.76 | Y | 30.23 | 26.76 | 30.23
JCI-VG70001013 | 173042 | 4 | 134012 | LINKAGE KIT | JOHNSON CONTROLS NORTH AMERICAN PRODUCTS (JCI) | VG7000-1013 | 1.95 | 1.95 | N | 1.95 | 1.95 | 1.95
JCI-VG70001014 | 173042 | 1 | 134012 | LINKAGE KIT | JOHNSON CONTROLS NORTH AMERICAN PRODUCTS (JCI) | VG70001014 | 6.36 | 6.36 | N | 6.36 | 6.36 | 6.36
JCI-VG70001015 | 10510 | 2 | 134012 | SPRING KIT | JOHNSON CONTROLS NORTH AMERICAN PRODUCTS (JCI) | VG7000-1015 | 37.46 | 35.32 | Y | 37.46 | 35.32 | 37.46
JCI-VG70001015 | 166561 | 3 | 134012 | SPRING KIT | JOHNSON CONTROLS NORTH AMERICAN PRODUCTS (JCI) | VG7000-1015 | 37.46 | 35.32 | Y | 37.46 | 35.32 | 37.46
JCI-VG70001015 | 175891 | 3 | 134012 | SPRING KIT | JOHNSON CONTROLS NORTH AMERICAN PRODUCTS (JCI) | VG7000-1015 | 37.46 | 12.47 | N | 37.46 | 35.32 | 37.46
JCI-VG70001016 | 10008 | 2 | 134012 | JCI Bonnet adapter for 1-2" valves | JOHNSON CONTROLS NORTH AMERICAN PRODUCTS (JCI) | VG7000-1016 | 9.75 | 4.78 | N | 9.75 | 4.78 | 9.75
JCI-VG70006001 | 166553 | 2 | 134012 | PACKING KIT; 1/4" STEM REPACK 1 VLV | JOHNSON CONTROLS NORTH AMERICAN PRODUCTS (JCI) | VG7000-6001 | 22.57 | 12.3979 | N | 22.57 | 18.5 | 22.57
JCI-VG70006001 | 166559 | 6 | 134012 | PACKING KIT; 1/4" STEM REPACK 1 VLV | JOHNSON CONTROLS NORTH AMERICAN PRODUCTS (JCI) | VG7000-6001 | 22.57 | 18.5 | Y | 22.57 | 18.5 | 22.57
JCI-VG70006001 | 166561 | 2 | 134012 | PACKING KIT; 1/4" STEM REPACK 1 VLV | JOHNSON CONTROLS NORTH AMERICAN PRODUCTS (JCI) | VG7000-6001 | 22.57 | 11.735 | Y | 22.57 | 18.5 | 22.57
JCI-VG70006001 | 173042 | 1 | 134012 | PACKING KIT; 1/4" STEM REPACK 1 VLV | JOHNSON CONTROLS NORTH AMERICAN PRODUCTS (JCI) | VG7000-6001 | 22.57 | 6.21 | N | 22.57 | 18.5 | 22.57
JCI-VG70006001 | 175891 | 2 | 134012 | PACKING KIT; 1/4" STEM REPACK 1 VLV | JOHNSON CONTROLS NORTH AMERICAN PRODUCTS (JCI) | VG7000-6001 | 22.57 | 17.44 | Y | 22.57 | 18.5 | 22.57
JCI-VG70006002 | 10510 | 1 | 134012 | Stem Pkg for 3/8" stem, 1-2" VG7xxx | JOHNSON CONTROLS NORTH AMERICAN PRODUCTS (JCI) | VG7000-6002 | 40.44 | 33.15 | N | 40.44 | 40.44 | 40.44
JCI-VG70006002 | 166553 | 2 | 134012 | Stem Pkg for 3/8" stem, 1-2" VG7xxx | JOHNSON CONTROLS NORTH AMERICAN PRODUCTS (JCI) | VG7000-6002 | 40.44 | 38.12 | Y | 40.44 | 40.44 | 40.44
JCI-VG70006002 | 166559 | 1 | 134012 | Stem Pkg for 3/8" stem, 1-2" VG7xxx | JOHNSON CONTROLS NORTH AMERICAN PRODUCTS (JCI) | VG7000-6002 | 40.44 | 40.44 | Y | 40.44 | 40.44 | 40.44
JCI-VG70006002 | 166561 | 3 | 134012 | Stem Pkg for 3/8" stem, 1-2" VG7xxx | JOHNSON CONTROLS NORTH AMERICAN PRODUCTS (JCI) | VG7000-6002 | 40.44 | 38.12 | Y | 40.44 | 40.44 | 40.44
JCI-VG70006002 | 175891 | 1 | 134012 | Stem Pkg for 3/8" stem, 1-2" VG7xxx | JOHNSON CONTROLS NORTH AMERICAN PRODUCTS (JCI) | VG7000-6002 | 40.44 | 38.1425 | Y | 40.44 | 40.44 | 40.44
JCI-VG70006003 | 166553 | 2 | 134012 | 1/4 Packing Kit 10 Pack | JOHNSON CONTROLS NORTH AMERICAN PRODUCTS (JCI) | VG7000-6003 | 24.69 | 4.82 | N | 24.69 | 4.82 | 24.69
JCI-VG70006003 | 166561 | 2 | 134012 | 1/4 Packing Kit 10 Pack | JOHNSON CONTROLS NORTH AMERICAN PRODUCTS (JCI) | VG7000-6003 | 24.69 | 4.82 | N | 24.69 | 4.82 | 24.69
JCI-VG70006003 | 173042 | 3 | 134012 | 1/4 Packing Kit 10 Pack | JOHNSON CONTROLS NORTH AMERICAN PRODUCTS (JCI) | VG7000-6003 | 24.69 | 4.82 | N | 24.69 | 4.82 | 24.69
JCI-VG70006011 | 175891 | 2 | 134012 | REPACKING KIT FOR 1/4 IN STEM | JOHNSON CONTROLS NORTH AMERICAN PRODUCTS (JCI) | VG7000-6011 | 144.31 | 55.31 | N | 144.31 | 55.31 | 144.31
JCI-VG7000M140 | 173042 | 2 | 134012 | LINKAGE KIT | JOHNSON CONTROLS NORTH AMERICAN PRODUCTS (JCI) | VG7000-M140 | 47.83 | 47.83 | N | 47.83 | 47.83 | 47.83
JCI-VG7241CT | 10008 | 3 | 134012 | 1/2" Globe,N/O, 0.73CV,Equal | JOHNSON CONTROLS NORTH AMERICAN PRODUCTS (JCI) | VG7241CT | 86.55 | 79.21 | Y | 86.55 | 79.21 | 86.55
JCI-VG7241CT | 175891 | 1 | 134012 | 1/2" Globe,N/O, 0.73CV,Equal | JOHNSON CONTROLS NORTH AMERICAN PRODUCTS (JCI) | VG7241CT | 86.55 | 48.97 | N | 86.55 | 79.21 | 86.55
JCI-VG7241ES3801B | 10510 | 3 | 134012 | 2W,N/O,1.8CV,3-6 PSI | JOHNSON CONTROLS NORTH AMERICAN PRODUCTS (JCI) | VG7241ES+3801B | 175 | 171.6567 | Y | 175 | 171.6567 | 175
JCI-VG7241ET | 10510 | 1 | 134012 | VG7000 SERIES GLOBE VALVE 1/2" 1.8cv | JOHNSON CONTROLS NORTH AMERICAN PRODUCTS (JCI) | VG7241ET | 86.55 | 80.665 | N | 86.55 | 86.55 | 86.55
JCI-VG7241ET | 166553 | 1 | 134012 | VG7000 SERIES GLOBE VALVE 1/2" 1.8cv | JOHNSON CONTROLS NORTH AMERICAN PRODUCTS (JCI) | VG7241ET | 86.55 | 74.66 | N | 86.55 | 86.55 | 86.55
JCI-VG7241ET | 166559 | 1 | 134012 | VG7000 SERIES GLOBE VALVE 1/2" 1.8cv | JOHNSON CONTROLS NORTH AMERICAN PRODUCTS (JCI) | VG7241ET | 86.55 | 86.55 | Y | 86.55 | 86.55 | 86.55
JCI-VG7241ET | 166560 | 2 | 134012 | VG7000 SERIES GLOBE VALVE 1/2" 1.8cv | JOHNSON CONTROLS NORTH AMERICAN PRODUCTS (JCI) | VG7241ET | 86.55 | 79.21 | Y | 86.55 | 86.55 | 86.55
JCI-VG7241ET3008E | 166553 | 2 | 134012 | VALVE 1/2" NPT.,N/O,1.8 CV,WITH | JOHNSON CONTROLS NORTH AMERICAN PRODUCTS (JCI) | VG7241ET+3008E | 194.83 | 66.43 | N | 194.83 | 66.43 | 194.83
JCI-VG7241GT | 10510 | 1 | 134012 | VG7241GT NO 1/2 NPT 4.6CV VALVE | JOHNSON CONTROLS NORTH AMERICAN PRODUCTS (JCI) | VG7241GT | 86.93 | 79.56 | N | 86.93 | 85.1958 | 86.93
JCI-VG7241GT | 166553 | 1 | 134012 | VG7241GT NO 1/2 NPT 4.6CV VALVE | JOHNSON CONTROLS NORTH AMERICAN PRODUCTS (JCI) | VG7241GT | 86.93 | 74.98 | N | 86.93 | 85.1958 | 86.93
JCI-VG7241GT | 166559 | 5 | 134012 | VG7241GT NO 1/2 NPT 4.6CV VALVE | JOHNSON CONTROLS NORTH AMERICAN PRODUCTS (JCI) | VG7241GT | 86.93 | 85.1958 | Y | 86.93 | 85.1958 | 86.93
JCI-VG7241GT | 166560 | 2 | 134012 | VG7241GT NO 1/2 NPT 4.6CV VALVE | JOHNSON CONTROLS NORTH AMERICAN PRODUCTS (JCI) | VG7241GT | 86.93 | 84.44 | Y | 86.93 | 85.1958 | 86.93
JCI-VG7241GT | 166561 | 4 | 134012 | VG7241GT NO 1/2 NPT 4.6CV VALVE | JOHNSON CONTROLS NORTH AMERICAN PRODUCTS (JCI) | VG7241GT | 86.93 | 83.9429 | Y | 86.93 | 85.1958 | 86.93
JCI-VG7241GT | 175890 | 2 | 134012 | VG7241GT NO 1/2 NPT 4.6CV VALVE | JOHNSON CONTROLS NORTH AMERICAN PRODUCTS (JCI) | VG7241GT | 86.93 | 79.56 | N | 86.93 | 85.1958 | 86.93
JCI-VG7241GT | 175891 | 3 | 134012 | VG7241GT NO 1/2 NPT 4.6CV VALVE | JOHNSON CONTROLS NORTH AMERICAN PRODUCTS (JCI) | VG7241GT | 86.93 | 80.21 | Y | 86.93 | 85.1958 | 86.93
JCI-VG7241GT3008B | 10510 | 1 | 134012 | 1/2IN 4.6CV 3-6PSI 2WAY NO VALVE | JOHNSON CONTROLS NORTH AMERICAN PRODUCTS (JCI) | VG7241GT+3008B | 195.21 | 178.66 | N | 195.21 | 193.0242 | 195.21
JCI-VG7241GT3008B | 175888 | 5 | 134012 | 1/2IN 4.6CV 3-6PSI 2WAY NO VALVE | JOHNSON CONTROLS NORTH AMERICAN PRODUCTS (JCI) | VG7241GT+3008B | 195.21 | 154.5191 | N | 195.21 | 193.0242 | 195.21
JCI-VG7241GT3008B | 175890 | 1 | 134012 | 1/2IN 4.6CV 3-6PSI 2WAY NO VALVE | JOHNSON CONTROLS NORTH AMERICAN PRODUCTS (JCI) | VG7241GT+3008B | 195.21 | 160.9521 | N | 195.21 | 193.0242 | 195.21
JCI-VG7241GT3008B | 175891 | 7 | 134012 | 1/2IN 4.6CV 3-6PSI 2WAY NO VALVE | JOHNSON CONTROLS NORTH AMERICAN PRODUCTS (JCI) | VG7241GT+3008B | 195.21 | 193.0242 | Y | 195.21 | 193.0242 | 195.21
JCI-VG7241GT7152G | 175888 | 4 | 134012 | 1/2",, 0-10Vdc, 24Vac, 2 Way 4.6 Cv/Act | JOHNSON CONTROLS NORTH AMERICAN PRODUCTS (JCI) | VG7241GT+7152G | 310.73 | 268.04 | N | 310.73 | 268.04 | 310.73
JCI-VG7241LS3801B | 10510 | 1 | 134012 | 3/4IN 7.3CV 3.6PSI NPT 2WAY N.O. VALVE | JOHNSON CONTROLS NORTH AMERICAN PRODUCTS (JCI) | VG7241LS+3801B | 211.61 | 200.79 | Y | 211.61 | 200.79 | 211.61
JCI-VG7241LS3801B | 175891 | 3 | 134012 | 3/4IN 7.3CV 3.6PSI NPT 2WAY N.O. VALVE | JOHNSON CONTROLS NORTH AMERICAN PRODUCTS (JCI) | VG7241LS+3801B | 211.61 | 195.15 | Y | 211.61 | 200.79 | 211.61
JCI-VG7241LT | 10008 | 1 | 134012 | 3/4" NPT, NO, 2w, 7.3v Valve | JOHNSON CONTROLS NORTH AMERICAN PRODUCTS (JCI) | VG7241LT | 122.01 | 82.8 | N | 122.01 | 111.67 | 122.01
JCI-VG7241LT | 10510 | 1 | 134012 | 3/4" NPT, NO, 2w, 7.3v Valve | JOHNSON CONTROLS NORTH AMERICAN PRODUCTS (JCI) | VG7241LT | 122.01 | 98.483 | Y | 122.01 | 111.67 | 122.01
JCI-VG7241LT | 166557 | 1 | 134012 | 3/4" NPT, NO, 2w, 7.3v Valve | JOHNSON CONTROLS NORTH AMERICAN PRODUCTS (JCI) | VG7241LT | 122.01 | 71.17 | Y | 122.01 | 111.67 | 122.01
JCI-VG7241LT | 166559 | 4 | 134012 | 3/4" NPT, NO, 2w, 7.3v Valve | JOHNSON CONTROLS NORTH AMERICAN PRODUCTS (JCI) | VG7241LT | 122.01 | 111.67 | Y | 122.01 | 111.67 | 122.01
JCI-VG7241LT | 166560 | 2 | 134012 | 3/4" NPT, NO, 2w, 7.3v Valve | JOHNSON CONTROLS NORTH AMERICAN PRODUCTS (JCI) | VG7241LT | 122.01 | 111.67 | Y | 122.01 | 111.67 | 122.01
JCI-VG7241LT | 166561 | 3 | 134012 | 3/4" NPT, NO, 2w, 7.3v Valve | JOHNSON CONTROLS NORTH AMERICAN PRODUCTS (JCI) | VG7241LT | 122.01 | 97.6298 | Y | 122.01 | 111.67 | 122.01
JCI-VG7241LT3008B | 175890 | 1 | 134012 | 3/4"2way No 7.3cv w/3-6psi pneumatic | JOHNSON CONTROLS NORTH AMERICAN PRODUCTS (JCI) | VG7241LT+3008B | 233.33 | 224.36 | Y | 233.33 | 233.33 | 233.33
JCI-VG7241LT3008B | 175891 | 1 | 134012 | 3/4"2way No 7.3cv w/3-6psi pneumatic | JOHNSON CONTROLS NORTH AMERICAN PRODUCTS (JCI) | VG7241LT+3008B | 233.33 | 233.33 | Y | 233.33 | 233.33 | 233.33
JCI-VG7241LT3008D | 175888 | 1 | 134012 | 3/4", NPT, 2way, NO, 7.3cv 4-8# | JOHNSON CONTROLS NORTH AMERICAN PRODUCTS (JCI) | VG7241LT+3008D | 233.33 | 132.8261 | N | 233.33 | 255.75 | 255.75
JCI-VG7241LT3008D | 175891 | 1 | 134012 | 3/4", NPT, 2way, NO, 7.3cv 4-8# | JOHNSON CONTROLS NORTH AMERICAN PRODUCTS (JCI) | VG7241LT+3008D | 233.33 | 255.75 | N | 233.33 | 255.75 | 255.75
JCI-VG7241LT3008E | 10510 | 1 | 134012 | 3/4"2-WAY N.O W/3-6 PSI | JOHNSON CONTROLS NORTH AMERICAN PRODUCTS (JCI) | VG7241LT+3008E | 233.33 | 279.5 | N | 233.33 | 279.5 | 279.5
JCI-VG7241NT | 166553 | 1 | 134012 | 1" NPT, NO, 2w, 11.6cv Valve | JOHNSON CONTROLS NORTH AMERICAN PRODUCTS (JCI) | VG7241NT | 157.85 | 89.4821 | N | 157.85 | 157.85 | 157.85
JCI-VG7241NT | 166559 | 1 | 134012 | 1" NPT, NO, 2w, 11.6cv Valve | JOHNSON CONTROLS NORTH AMERICAN PRODUCTS (JCI) | VG7241NT | 157.85 | 157.85 | Y | 157.85 | 157.85 | 157.85
JCI-VG7241NT | 166560 | 2 | 134012 | 1" NPT, NO, 2w, 11.6cv Valve | JOHNSON CONTROLS NORTH AMERICAN PRODUCTS (JCI) | VG7241NT | 157.85 | 153.325 | Y | 157.85 | 157.85 | 157.85
JCI-VG7241NT | 166561 | 3 | 134012 | 1" NPT, NO, 2w, 11.6cv Valve | JOHNSON CONTROLS NORTH AMERICAN PRODUCTS (JCI) | VG7241NT | 157.85 | 143.4444 | Y | 157.85 | 157.85 | 157.85
JCI-VG7241NT | 175890 | 1 | 134012 | 1" NPT, NO, 2w, 11.6cv Valve | JOHNSON CONTROLS NORTH AMERICAN PRODUCTS (JCI) | VG7241NT | 157.85 | 119.98 | N | 157.85 | 157.85 | 157.85
JCI-VG7241NT3008B | 175888 | 4 | 134012 | NO1IN NPT11.6 W/3000 3-6# | JOHNSON CONTROLS NORTH AMERICAN PRODUCTS (JCI) | VG7241NT+3008B | 272.61 | 235.16 | N | 272.61 | 257.68 | 272.61
JCI-VG7241NT3008B | 175891 | 2 | 134012 | NO1IN NPT11.6 W/3000 3-6# | JOHNSON CONTROLS NORTH AMERICAN PRODUCTS (JCI) | VG7241NT+3008B | 272.61 | 257.68 | Y | 272.61 | 257.68 | 272.61
JCI-VG7241NT3008E | 166560 | 1 | 134012 | 1" NPT, 2w, 11.6cv, NO, 9-13# w/V30 | JOHNSON CONTROLS NORTH AMERICAN PRODUCTS (JCI) | VG7241NT+3008E | 272.61 | 173.16 | N | 272.61 | 173.16 | 272.61
JCI-VG7241PT | 166559 | 0 | 134012 | 1-1/4" NPT, NO, 2w, 18.5cv Valve | JOHNSON CONTROLS NORTH AMERICAN PRODUCTS (JCI) | VG7241PT | 218.47 | 202.945 | Y | 218.47 | 202.945 | 218.47
JCI-VG7241RT | 166559 | 1 | 134012 | VG7241RT 2-Way 1-1/2 Valve | JOHNSON CONTROLS NORTH AMERICAN PRODUCTS (JCI) | VG7241RT | 288.62 | 288.62 | Y | 288.62 | 288.62 | 288.62
JCI-VG7241RT | 166561 | 2 | 134012 | VG7241RT 2-Way 1-1/2 Valve | JOHNSON CONTROLS NORTH AMERICAN PRODUCTS (JCI) | VG7241RT | 288.62 | 288.62 | Y | 288.62 | 288.62 | 288.62
JCI-VG7241RT3008B | 10770 | 2 | 134012 | Valve,Assembly, 2 Way NO,1 1/2", NPT, 28 | JOHNSON CONTROLS NORTH AMERICAN PRODUCTS (JCI) | VG7241RT+3008B | 431.98 | 407.22 | N | 431.98 | 407.22 | 431.98
JCI-VG7241ST | 166553 | 1 | 134012 | VG7241ST 2" NPT, N.O. 2w, 46.2cv Valve | JOHNSON CONTROLS NORTH AMERICAN PRODUCTS (JCI) | VG7241ST | 348.48 | 300.6 | Y | 348.48 | 333.71 | 348.48
JCI-VG7241ST | 166559 | 1 | 134012 | VG7241ST 2" NPT, N.O. 2w, 46.2cv Valve | JOHNSON CONTROLS NORTH AMERICAN PRODUCTS (JCI) | VG7241ST | 348.48 | 306.2912 | Y | 348.48 | 333.71 | 348.48
JCI-VG7241ST | 166560 | 0 | 134012 | VG7241ST 2" NPT, N.O. 2w, 46.2cv Valve | JOHNSON CONTROLS NORTH AMERICAN PRODUCTS (JCI) | VG7241ST | 348.48 | 333.71 | N | 348.48 | 333.71 | 348.48
JCI-VG7241ST | 166561 | 1 | 134012 | VG7241ST 2" NPT, N.O. 2w, 46.2cv Valve | JOHNSON CONTROLS NORTH AMERICAN PRODUCTS (JCI) | VG7241ST | 348.48 | 333.71 | Y | 348.48 | 333.71 | 348.48
JCI-VG7243GT | 166560 | 1 | 134012 | NO1/2 NPT 4.6 L/ACT | JOHNSON CONTROLS NORTH AMERICAN PRODUCTS (JCI) | VG7243GT | 226.47 | 253.33 | N | 226.47 | 253.33 | 253.33
JCI-VG7243PT822C00 | 166560 | 1 | 134012 | 1-1/4" NPT, 2w, 18.5cv, 3-7# w/MP8000 | JOHNSON CONTROLS NORTH AMERICAN PRODUCTS (JCI) | VG7243PT+822C00 | 917.7 | 601.75 | N | 917.7 | 601.75 | 917.7
JCI-VG7251ET | 175891 | 3 | 134012 | NO 1/2 UNION GLOBE 1.8 CV | JOHNSON CONTROLS NORTH AMERICAN PRODUCTS (JCI) | VG7251ET | 108.28 | 72.5165 | N | 108.28 | 72.5165 | 108.28
JCI-VG7251ET3008B | 175891 | 4 | 134012 | 1/2IN 1.8CV BRASS 2WAY NO UNION GLOBE | JOHNSON CONTROLS NORTH AMERICAN PRODUCTS (JCI) | VG7251ET+3008B | 218.47 | 202.945 | Y | 218.47 | 202.945 | 218.47
JCI-VG7251GS3801B | 10510 | 2 | 134012 | 1/2IN 4.6CV 3-6PSI 2WAY NO VALVE W/UNION | JOHNSON CONTROLS NORTH AMERICAN PRODUCTS (JCI) | VG7251GS+3801B | 197.12 | 197.12 | Y | 197.12 | 197.12 | 197.12
JCI-VG7251GS3801D | 175883 | 1 | 134012 | 1/2 IN 2W UG 4-8 PSI | JOHNSON CONTROLS NORTH AMERICAN PRODUCTS (JCI) | VG7251GS+3801D | 189.87 | 182.57 | N | 189.87 | 182.57 | 189.87
JCI-VG7251GT3008B | 10510 | 1 | 134012 | 1/2IN 4.6CV 2WAY NO UNION VALVE | JOHNSON CONTROLS NORTH AMERICAN PRODUCTS (JCI) | VG7251GT+3008B | 218.84 | 120.19 | Y | 218.84 | 191.02 | 218.84
JCI-VG7251GT3008B | 175891 | 6 | 134012 | 1/2IN 4.6CV 2WAY NO UNION VALVE | JOHNSON CONTROLS NORTH AMERICAN PRODUCTS (JCI) | VG7251GT+3008B | 218.84 | 191.02 | Y | 218.84 | 191.02 | 218.84
JCI-VG7251GT3008D | 175891 | 2 | 134012 | NO1/2UG4.6 W/3008 4-8# | JOHNSON CONTROLS NORTH AMERICAN PRODUCTS (JCI) | VG7251GT+3008D | 218.84 | 158.5626 | Y | 218.84 | 158.5626 | 218.84
JCI-VG7251LS3801B | 10510 | 1 | 134012 | 3/4IN 7.3CV 2WAY NO GLOBE VALVE | JOHNSON CONTROLS NORTH AMERICAN PRODUCTS (JCI) | VG7251LS+3801B | 240.95 | 240.95 | Y | 240.95 | 240.95 | 240.95
JCI-VG7251LS3801B | 175891 | 2 | 134012 | 3/4IN 7.3CV 2WAY NO GLOBE VALVE | JOHNSON CONTROLS NORTH AMERICAN PRODUCTS (JCI) | VG7251LS+3801B | 240.95 | 240.95 | Y | 240.95 | 240.95 | 240.95
JCI-VG7251LT | 175890 | 1 | 134012 | UG 3/4" 7.3CV LESS ACT; UNION GLOBE | JOHNSON CONTROLS NORTH AMERICAN PRODUCTS (JCI) | VG7251LT | 148.7 | 145.9967 | N | 148.7 | 145.9967 | 148.7
JCI-VG7251LT3008B | 10510 | 5 | 134012 | VG7251LT 3008B JCI | JOHNSON CONTROLS NORTH AMERICAN PRODUCTS (JCI) | VG7251LT+3008B | 263.08 | 148.9396 | Y | 263.08 | 153.9155 | 263.08
JCI-VG7251LT3008B | 175891 | 15 | 134012 | VG7251LT 3008B JCI | JOHNSON CONTROLS NORTH AMERICAN PRODUCTS (JCI) | VG7251LT+3008B | 263.08 | 153.9155 | Y | 263.08 | 153.9155 | 263.08
JCI-VG7251NT3008B | 175891 | 1 | 134012 | 1IN 11.6CV 3-6PSI 2WY NO UNION GLOBE VLV | JOHNSON CONTROLS NORTH AMERICAN PRODUCTS (JCI) | VG7251NT+3008B | 308.06 | 290.41 | Y | 308.06 | 290.41 | 308.06
JCI-VG7251NT3008E | 175891 | 10 | 134012 | 1 IN NO 2W UG 9-13 | JOHNSON CONTROLS NORTH AMERICAN PRODUCTS (JCI) | VG7251NT+3008E | 308.06 | 161.8082 | N | 308.06 | 161.8082 | 308.06
JCI-VG72K1PT | 175891 | 0 | 134012 | RECOND KIT | JOHNSON CONTROLS NORTH AMERICAN PRODUCTS (JCI) | VG72K1PT | 194.97 | 194.97 | N | 194.97 | 194.97 | 194.97
JCI-VG7441ET | 166553 | 2 | 134012 | TWO WAY VALVE BODY,1/2" NPT.,N/C,1.8 CV | JOHNSON CONTROLS NORTH AMERICAN PRODUCTS (JCI) | VG7441ET | 97.99 | 89.69 | Y | 97.99 | 89.69 | 97.99
JCI-VG7441ET | 166559 | 3 | 134012 | TWO WAY VALVE BODY,1/2" NPT.,N/C,1.8 CV | JOHNSON CONTROLS NORTH AMERICAN PRODUCTS (JCI) | VG7441ET | 97.99 | 88.9529 | Y | 97.99 | 89.69 | 97.99
JCI-VG7441ET | 175890 | 2 | 134012 | TWO WAY VALVE BODY,1/2" NPT.,N/C,1.8 CV | JOHNSON CONTROLS NORTH AMERICAN PRODUCTS (JCI) | VG7441ET | 97.99 | 89.69 | N | 97.99 | 89.69 | 97.99
JCI-VG7441ET3008E | 175888 | 2 | 134012 | VG7441ET 3008EO JOHNSON CONTROLS VALVE, | JOHNSON CONTROLS NORTH AMERICAN PRODUCTS (JCI) | VG7441ET+3008E | 207.03 | 207.03 | Y | 207.03 | 207.03 | 207.03
JCI-VG7441ET3008E | 175890 | 2 | 134012 | VG7441ET 3008EO JOHNSON CONTROLS VALVE, | JOHNSON CONTROLS NORTH AMERICAN PRODUCTS (JCI) | VG7441ET+3008E | 207.03 | 199.07 | Y | 207.03 | 207.03 | 207.03
JCI-VG7441ET3008E | 175891 | 1 | 134012 | VG7441ET 3008EO JOHNSON CONTROLS VALVE, | JOHNSON CONTROLS NORTH AMERICAN PRODUCTS (JCI) | VG7441ET+3008E | 207.03 | 178.59 | N | 207.03 | 207.03 | 207.03
JCI-VG7441GT | 166553 | 2 | 134012 | VG7441GT NC 1/2 NPT 4.6CV VALVE | JOHNSON CONTROLS NORTH AMERICAN PRODUCTS (JCI) | VG7441GT | 98.36 | 91.38 | Y | 98.36 | 94.195 | 98.36
JCI-VG7441GT | 166559 | 3 | 134012 | VG7441GT NC 1/2 NPT 4.6CV VALVE | JOHNSON CONTROLS NORTH AMERICAN PRODUCTS (JCI) | VG7441GT | 98.36 | 90.0576 | Y | 98.36 | 94.195 | 98.36
JCI-VG7441GT | 166561 | 2 | 134012 | VG7441GT NC 1/2 NPT 4.6CV VALVE | JOHNSON CONTROLS NORTH AMERICAN PRODUCTS (JCI) | VG7441GT | 98.36 | 94.195 | Y | 98.36 | 94.195 | 98.36
JCI-VG7441GT | 175890 | 2 | 134012 | VG7441GT NC 1/2 NPT 4.6CV VALVE | JOHNSON CONTROLS NORTH AMERICAN PRODUCTS (JCI) | VG7441GT | 98.36 | 90.03 | Y | 98.36 | 94.195 | 98.36
JCI-VG7441GT | 175891 | 1 | 134012 | VG7441GT NC 1/2 NPT 4.6CV VALVE | JOHNSON CONTROLS NORTH AMERICAN PRODUCTS (JCI) | VG7441GT | 98.36 | 57.6313 | N | 98.36 | 94.195 | 98.36
JCI-VG7441GT3008DP | 166561 | 1 | 134012 | NC1/2 NPT 4.6 W/P 4-8# | JOHNSON CONTROLS NORTH AMERICAN PRODUCTS (JCI) | VG7441GT+3008DP | 464 | 400.25 | N | 464 | 400.25 | 464
JCI-VG7441LT | 166553 | 2 | 134012 | 3/4" NPT, NC, 2w, 7.3cv Valve | JOHNSON CONTROLS NORTH AMERICAN PRODUCTS (JCI) | VG7441LT | 137.64 | 80.5533 | N | 137.64 | 132.8167 | 137.64
JCI-VG7441LT | 166557 | 2 | 134012 | 3/4" NPT, NC, 2w, 7.3cv Valve | JOHNSON CONTROLS NORTH AMERICAN PRODUCTS (JCI) | VG7441LT | 137.64 | 80.48 | Y | 137.64 | 132.8167 | 137.64
JCI-VG7441LT | 166559 | 2 | 134012 | 3/4" NPT, NC, 2w, 7.3cv Valve | JOHNSON CONTROLS NORTH AMERICAN PRODUCTS (JCI) | VG7441LT | 137.64 | 132.8167 | Y | 137.64 | 132.8167 | 137.64
JCI-VG7441LT | 166560 | 2 | 134012 | 3/4" NPT, NC, 2w, 7.3cv Valve | JOHNSON CONTROLS NORTH AMERICAN PRODUCTS (JCI) | VG7441LT | 137.64 | 118.0333 | Y | 137.64 | 132.8167 | 137.64
JCI-VG7441LT | 166561 | 4 | 134012 | 3/4" NPT, NC, 2w, 7.3cv Valve | JOHNSON CONTROLS NORTH AMERICAN PRODUCTS (JCI) | VG7441LT | 137.64 | 117.5517 | Y | 137.64 | 132.8167 | 137.64
JCI-VG7441NT | 166559 | 1 | 134012 | VALVE BODY,N/C,1" NPT.,11.6 CV | JOHNSON CONTROLS NORTH AMERICAN PRODUCTS (JCI) | VG7441NT | 178.44 | 157.1984 | Y | 178.44 | 160.2068 | 178.44
JCI-VG7441NT | 166560 | 4 | 134012 | VALVE BODY,N/C,1" NPT.,11.6 CV | JOHNSON CONTROLS NORTH AMERICAN PRODUCTS (JCI) | VG7441NT | 178.44 | 160.2068 | Y | 178.44 | 160.2068 | 178.44
JCI-VG7441NT | 166561 | 2 | 134012 | VALVE BODY,N/C,1" NPT.,11.6 CV | JOHNSON CONTROLS NORTH AMERICAN PRODUCTS (JCI) | VG7441NT | 178.44 | 126.1297 | Y | 178.44 | 160.2068 | 178.44
JCI-VG7441NT | 173042 | 1 | 134012 | VALVE BODY,N/C,1" NPT.,11.6 CV | JOHNSON CONTROLS NORTH AMERICAN PRODUCTS (JCI) | VG7441NT | 178.44 | 133.86 | N | 178.44 | 160.2068 | 178.44
JCI-VG7441PT | 166559 | 1 | 134012 | 1-1/4" NPT, NC, 2w, 18.5cv Valve | JOHNSON CONTROLS NORTH AMERICAN PRODUCTS (JCI) | VG7441PT | 246.68 | 225.77 | Y | 246.68 | 225.77 | 246.68
JCI-VG7441PT | 166560 | 2 | 134012 | 1-1/4" NPT, NC, 2w, 18.5cv Valve | JOHNSON CONTROLS NORTH AMERICAN PRODUCTS (JCI) | VG7441PT | 246.68 | 225.77 | Y | 246.68 | 225.77 | 246.68
JCI-VG7441RT | 166553 | 1 | 134012 | 1-1/2" NPT, NC, 2w, 29.9cv Valve | JOHNSON CONTROLS NORTH AMERICAN PRODUCTS (JCI) | VG7441RT | 324.08 | 296.6 | Y | 324.08 | 296.6 | 324.08
JCI-VG7441RT | 166560 | 2 | 134012 | 1-1/2" NPT, NC, 2w, 29.9cv Valve | JOHNSON CONTROLS NORTH AMERICAN PRODUCTS (JCI) | VG7441RT | 324.08 | 269.855 | Y | 324.08 | 296.6 | 324.08
JCI-VG7441RT | 166561 | 1 | 134012 | 1-1/2" NPT, NC, 2w, 29.9cv Valve | JOHNSON CONTROLS NORTH AMERICAN PRODUCTS (JCI) | VG7441RT | 324.08 | 288.075 | Y | 324.08 | 296.6 | 324.08
JCI-VG7441RT | 175891 | 1 | 134012 | 1-1/2" NPT, NC, 2w, 29.9cv Valve | JOHNSON CONTROLS NORTH AMERICAN PRODUCTS (JCI) | VG7441RT | 324.08 | 184.06 | N | 324.08 | 296.6 | 324.08
JCI-VG7441RT823E00 | 166559 | 1 | 134012 | 1/1/2" 2 Way N.C Valve w 8-13PSI Act | JOHNSON CONTROLS NORTH AMERICAN PRODUCTS (JCI) | VG7441RT+823E00 | 696.2 | 608.12 | N | 696.2 | 608.12 | 696.2
JCI-VG7441ST | 166553 | 1 | 134012 | 2" NPT, N.C. 2w, 46.2cv Valve | JOHNSON CONTROLS NORTH AMERICAN PRODUCTS (JCI) | VG7441ST | 393.47 | 360.11 | Y | 393.47 | 374.63 | 393.47
JCI-VG7441ST | 166559 | 1 | 134012 | 2" NPT, N.C. 2w, 46.2cv Valve | JOHNSON CONTROLS NORTH AMERICAN PRODUCTS (JCI) | VG7441ST | 393.47 | 360.11 | Y | 393.47 | 374.63 | 393.47
JCI-VG7441ST | 166560 | 2 | 134012 | 2" NPT, N.C. 2w, 46.2cv Valve | JOHNSON CONTROLS NORTH AMERICAN PRODUCTS (JCI) | VG7441ST | 393.47 | 360.11 | Y | 393.47 | 374.63 | 393.47
JCI-VG7441ST | 166561 | 2 | 134012 | 2" NPT, N.C. 2w, 46.2cv Valve | JOHNSON CONTROLS NORTH AMERICAN PRODUCTS (JCI) | VG7441ST | 393.47 | 374.63 | Y | 393.47 | 374.63 | 393.47
JCI-VG7441ST | 175890 | 1 | 134012 | 2" NPT, N.C. 2w, 46.2cv Valve | JOHNSON CONTROLS NORTH AMERICAN PRODUCTS (JCI) | VG7441ST | 393.47 | 370.92 | N | 393.47 | 374.63 | 393.47
JCI-VG7443ET3008EP | 175891 | 2 | 134012 | 1/2 IN NC,SS TRIM,W POS | JOHNSON CONTROLS NORTH AMERICAN PRODUCTS (JCI) | VG7443ET+3008EP | 565.42 | 431.0107 | Y | 565.42 | 431.0107 | 565.42
JCI-VG7443ET423BGA | 175891 | 2 | 134012 | 2W 1/2in NPT 1.8CV SS TRIM | JOHNSON CONTROLS NORTH AMERICAN PRODUCTS (JCI) | VG7443ET+423BGA | 555.66 | 539.47 | N | 555.66 | 539.47 | 555.66
JCI-VG7443GT3008EP | 175891 | 1 | 134012 | 1/2"NPT 2w, NC, 4.6cv 9-13# w/Positioner | JOHNSON CONTROLS NORTH AMERICAN PRODUCTS (JCI) | VG7443GT+3008EP | 567.32 | 372.4964 | N | 567.32 | 372.4964 | 567.32
JCI-VG7443LT3008EP | 175891 | 2 | 134012 | 3/4 IN NC SS.9-13#POSIT | JOHNSON CONTROLS NORTH AMERICAN PRODUCTS (JCI) | VG7443LT+3008EP | 633.66 | 336.458 | N | 633.66 | 336.458 | 633.66
JCI-VG7481CS3801D | 175891 | 1 | 134012 | * JCI VALVE ASSEMBLY | JOHNSON CONTROLS NORTH AMERICAN PRODUCTS (JCI) | VG7481CS+3801D | 203.98 | 93.22 | N | 203.98 | 93.22 | 203.98
JCI-VG7481GS3801E | 175883 | 2 | 134012 | NC1/2USW4.6W/3801 9-13# | JOHNSON CONTROLS NORTH AMERICAN PRODUCTS (JCI) | VG7481GS+3801E | 203.98 | 196.13 | N | 203.98 | 196.13 | 203.98
JCI-VG7551GT | 175891 | 2 | 134012 | 1/2"UnAng NO =% 4.6CV BRASS | JOHNSON CONTROLS NORTH AMERICAN PRODUCTS (JCI) | VG7551GT | 135.74 | 75.4991 | N | 135.74 | 75.4991 | 135.74
JCI-VG7551NT3008E | 173042 | 1 | 134012 | UA 1" 11.6CV W/3008 9-13#; UNION ANG | JOHNSON CONTROLS NORTH AMERICAN PRODUCTS (JCI) | VG7551NT+3008E | 375.81 | 233.18 | N | 375.81 | 233.18 | 375.81
JCI-VG7842ES3801D | 175891 | 2 | 134012 | 1/2 IN MIX 1.8CV W3801 | JOHNSON CONTROLS NORTH AMERICAN PRODUCTS (JCI) | VG7842ES+3801D | 223.8 | 106.7911 | N | 223.8 | 106.7911 | 223.8
JCI-VG7842ES3801E | 166561 | 1 | 134012 | 3W1/2 NPT 1.9W/3801 9-13# | JOHNSON CONTROLS NORTH AMERICAN PRODUCTS (JCI) | VG7842ES+3801E | 223.8 | 245.31 | N | 223.8 | 245.31 | 245.31
JCI-VG7842ET | 166559 | 1 | 134012 | VG7842ET 1/2 3-Way Valve | JOHNSON CONTROLS NORTH AMERICAN PRODUCTS (JCI) | VG7842ET | 104.47 | 95.61 | Y | 104.47 | 95.61 | 104.47
JCI-VG7842ET | 166561 | 1 | 134012 | VG7842ET 1/2 3-Way Valve | JOHNSON CONTROLS NORTH AMERICAN PRODUCTS (JCI) | VG7842ET | 104.47 | 61.9048 | N | 104.47 | 95.61 | 104.47
JCI-VG7842ET74CHGA | 166553 | 1 | 134012 | Valve, Assembly | JOHNSON CONTROLS NORTH AMERICAN PRODUCTS (JCI) | VG7842ET+74CHGA | 661.88 | 377.25 | N | 661.88 | 377.25 | 661.88
JCI-VG7842GS | 166561 | 1 | 134012 | VALVE 3-W MIX DN15 | JOHNSON CONTROLS NORTH AMERICAN PRODUCTS (JCI) | VG7842GS | 124.68 | 64.09 | N | 124.68 | 64.09 | 124.68
JCI-VG7842GT | 10510 | 1 | 134012 | 1/2" NPT, 3w, 4.6cv Valve | JOHNSON CONTROLS NORTH AMERICAN PRODUCTS (JCI) | VG7842GT | 104.85 | 98.84 | Y | 104.85 | 103.8425 | 104.85
JCI-VG7842GT | 166553 | 2 | 134012 | 1/2" NPT, 3w, 4.6cv Valve | JOHNSON CONTROLS NORTH AMERICAN PRODUCTS (JCI) | VG7842GT | 104.85 | 95.96 | Y | 104.85 | 103.8425 | 104.85
JCI-VG7842GT | 166559 | 5 | 134012 | 1/2" NPT, 3w, 4.6cv Valve | JOHNSON CONTROLS NORTH AMERICAN PRODUCTS (JCI) | VG7842GT | 104.85 | 99.008 | Y | 104.85 | 103.8425 | 104.85
JCI-VG7842GT | 166560 | 2 | 134012 | 1/2" NPT, 3w, 4.6cv Valve | JOHNSON CONTROLS NORTH AMERICAN PRODUCTS (JCI) | VG7842GT | 104.85 | 98.84 | Y | 104.85 | 103.8425 | 104.85
JCI-VG7842GT | 166561 | 4 | 134012 | 1/2" NPT, 3w, 4.6cv Valve | JOHNSON CONTROLS NORTH AMERICAN PRODUCTS (JCI) | VG7842GT | 104.85 | 103.8425 | Y | 104.85 | 103.8425 | 104.85
JCI-VG7842GT | 175890 | 1 | 134012 | 1/2" NPT, 3w, 4.6cv Valve | JOHNSON CONTROLS NORTH AMERICAN PRODUCTS (JCI) | VG7842GT | 104.85 | 95.96 | N | 104.85 | 103.8425 | 104.85
JCI-VG7842GT3008B | 175891 | 2 | 134012 | 1/2IN 4.6CV 3-6PSI 3WAY MIXING NPT VALVE | JOHNSON CONTROLS NORTH AMERICAN PRODUCTS (JCI) | VG7842GT+3008B | 215.03 | 169.7303 | Y | 215.03 | 169.7303 | 215.03
JCI-VG7842GT3008D | 175891 | 2 | 134012 | 3 Way 1/2" NPT 4.6CV With Pneu Actuator | JOHNSON CONTROLS NORTH AMERICAN PRODUCTS (JCI) | VG7842GT+3008D | 215.03 | 193.649 | Y | 215.03 | 193.649 | 215.03
JCI-VG7842LS3801B | 10510 | 1 | 134012 | 3W3/4 NPT 7.3 W/3801 3-6# | JOHNSON CONTROLS NORTH AMERICAN PRODUCTS (JCI) | VG7842LS+3801B | 284.05 | 259.97 | N | 284.05 | 259.97 | 284.05
JCI-VG7842LT | 166559 | 2 | 134012 | 3/4" , NPT, 3w, 7.3cv Valve | JOHNSON CONTROLS NORTH AMERICAN PRODUCTS (JCI) | VG7842LT | 151.37 | 144.4525 | Y | 151.37 | 144.4525 | 151.37
JCI-VG7842LT | 166560 | 3 | 134012 | 3/4" , NPT, 3w, 7.3cv Valve | JOHNSON CONTROLS NORTH AMERICAN PRODUCTS (JCI) | VG7842LT | 151.37 | 141.6307 | Y | 151.37 | 144.4525 | 151.37
JCI-VG7842LT | 166561 | 2 | 134012 | 3/4" , NPT, 3w, 7.3cv Valve | JOHNSON CONTROLS NORTH AMERICAN PRODUCTS (JCI) | VG7842LT | 151.37 | 126.04 | Y | 151.37 | 144.4525 | 151.37
JCI-VG7842LT423GGA | 166559 | 1 | 134012 | 3/4" 3-WAY VALVE W/ACTUATOR | JOHNSON CONTROLS NORTH AMERICAN PRODUCTS (JCI) | VG7842LT+423GGA | 536.06 | 335.96 | N | 536.06 | 335.96 | 536.06
JCI-VG7842NT | 166559 | 2 | 134012 | 1" NPT, 3w, 11.6cv Valve | JOHNSON CONTROLS NORTH AMERICAN PRODUCTS (JCI) | VG7842NT | 194.07 | 181.1667 | Y | 194.07 | 181.1667 | 194.07
JCI-VG7842NT | 166560 | 3 | 134012 | 1" NPT, 3w, 11.6cv Valve | JOHNSON CONTROLS NORTH AMERICAN PRODUCTS (JCI) | VG7842NT | 194.07 | 181.1667 | Y | 194.07 | 181.1667 | 194.07
JCI-VG7842NT | 166561 | 2 | 134012 | 1" NPT, 3w, 11.6cv Valve | JOHNSON CONTROLS NORTH AMERICAN PRODUCTS (JCI) | VG7842NT | 194.07 | 174.0766 | Y | 194.07 | 181.1667 | 194.07
JCI-VG7842NT3008D | 175891 | 0 | 134012 | 1 IN MIX 4-8 PSI | JOHNSON CONTROLS NORTH AMERICAN PRODUCTS (JCI) | VG7842NT+3008D | 311.5 | 268.7 | N | 311.5 | 268.7 | 311.5
JCI-VG7842PT | 166559 | 1 | 134012 | 1-1/4" NPT, 3w, 18.5cv Valve | JOHNSON CONTROLS NORTH AMERICAN PRODUCTS (JCI) | VG7842PT | 308.06 | 296.21 | Y | 308.06 | 296.21 | 308.06
JCI-VG7842PT | 166560 | 1 | 134012 | 1-1/4" NPT, 3w, 18.5cv Valve | JOHNSON CONTROLS NORTH AMERICAN PRODUCTS (JCI) | VG7842PT | 308.06 | 265.74 | Y | 308.06 | 296.21 | 308.06
JCI-VG7842PT | 166561 | 2 | 134012 | 1-1/4" NPT, 3w, 18.5cv Valve | JOHNSON CONTROLS NORTH AMERICAN PRODUCTS (JCI) | VG7842PT | 308.06 | 265.74 | Y | 308.06 | 296.21 | 308.06
JCI-VG7842RT | 166559 | 1 | 134012 | 1-1/2" NPT, 3w, 28.9cv Valve | JOHNSON CONTROLS NORTH AMERICAN PRODUCTS (JCI) | VG7842RT | 362.96 | 332.2 | Y | 362.96 | 340.605 | 362.96
JCI-VG7842RT | 166560 | 1 | 134012 | 1-1/2" NPT, 3w, 28.9cv Valve | JOHNSON CONTROLS NORTH AMERICAN PRODUCTS (JCI) | VG7842RT | 362.96 | 332.2 | Y | 362.96 | 340.605 | 362.96
JCI-VG7842RT | 166561 | 2 | 134012 | 1-1/2" NPT, 3w, 28.9cv Valve | JOHNSON CONTROLS NORTH AMERICAN PRODUCTS (JCI) | VG7842RT | 362.96 | 340.605 | Y | 362.96 | 340.605 | 362.96
JCI-VG7842RT3008D | 175891 | 2 | 134012 | 1 1/2 IN 3W 4-8 V3 TP | JOHNSON CONTROLS NORTH AMERICAN PRODUCTS (JCI) | VG7842RT+3008D | 518.14 | 396.2265 | Y | 518.14 | 396.2265 | 518.14
JCI-VG7842RT823C00 | 166560 | 1 | 134012 | 1-1/2" NPT, 3w, 28.9cv, 3-6# w/MP8000 | JOHNSON CONTROLS NORTH AMERICAN PRODUCTS (JCI) | VG7842RT+823C00 | 862.05 | 565.25 | N | 862.05 | 565.25 | 862.05
JCI-VG7842ST | 166559 | 1 | 134012 | 2" NPT, 3w, 46.2cv Valve | JOHNSON CONTROLS NORTH AMERICAN PRODUCTS (JCI) | VG7842ST | 454.85 | 428.78 | Y | 454.85 | 428.78 | 454.85
JCI-VG7842ST | 166560 | 2 | 134012 | 2" NPT, 3w, 46.2cv Valve | JOHNSON CONTROLS NORTH AMERICAN PRODUCTS (JCI) | VG7842ST | 454.85 | 422.54 | Y | 454.85 | 428.78 | 454.85
JCI-VG7842ST | 166561 | 2 | 134012 | 2" NPT, 3w, 46.2cv Valve | JOHNSON CONTROLS NORTH AMERICAN PRODUCTS (JCI) | VG7842ST | 454.85 | 422.0975 | Y | 454.85 | 428.78 | 454.85
JCI-VOASN048X020 | 10008 | 1 | 134012 | Class I Johnson Controls Damper | JOHNSON CONTROLS NORTH AMERICAN PRODUCTS (JCI) | VOASN-048X020-BCS | 141.31 | 141.31 | N | 141.31 | 141.31 | 141.31
JCI-VS021411B00000 | 175891 | 1 | 134012 | VSDIIBP;15HP/11KW;480V; VSD II W/BYP | JOHNSON CONTROLS NORTH AMERICAN PRODUCTS (JCI) | VS021411B00000 | 1550.3285 | 1550.3285 | N | 1550.3285 | 1550.3285 | 1550.3285
JCI-VS3D7004BM0000 | 175891 | 1 | 134012 | 1HP 120V 1PH NEMA 1 | JOHNSON CONTROLS NORTH AMERICAN PRODUCTS (JCI) | VS3D7004B-M0000 | 399.2 | 0 | N | 399.2 | 0 | 399.2
JCI-W42AA1C | 10510 | 3 | 134012 | W42AA-1C JCI | JOHNSON CONTROLS NORTH AMERICAN PRODUCTS (JCI) | W42AA-1C | 142.25 | 134.09 | Y | 142.25 | 134.09 | 142.25
JCI-W43A14C | 10510 | 1 | 134012 | W43A-14C HUMIDISTAT - INTERMEDIATE; | JOHNSON CONTROLS NORTH AMERICAN PRODUCTS (JCI) | W43A-14C | 142.25 | 142.25 | Y | 142.25 | 142.25 | 142.25
JCI-W43A14C | 166553 | 2 | 134012 | W43A-14C HUMIDISTAT - INTERMEDIATE; | JOHNSON CONTROLS NORTH AMERICAN PRODUCTS (JCI) | W43A-14C | 142.25 | 142.25 | Y | 142.25 | 142.25 | 142.25
JCI-WEL11A601R | 10510 | 3 | 134012 | BULBWELL | JOHNSON CONTROLS NORTH AMERICAN PRODUCTS (JCI) | WEL11A601R | 46.25 | 40.16 | Y | 46.25 | 40.16 | 46.25
JCI-WEL11A601R | 166561 | 1 | 134012 | BULBWELL | JOHNSON CONTROLS NORTH AMERICAN PRODUCTS (JCI) | WEL11A601R | 46.25 | 30.35 | N | 46.25 | 40.16 | 46.25
JCI-WEL11A601R | 175891 | 3 | 134012 | BULBWELL | JOHNSON CONTROLS NORTH AMERICAN PRODUCTS (JCI) | WEL11A601R | 46.25 | 36.5863 | Y | 46.25 | 40.16 | 46.25
JCI-WEL14A602R | 166559 | 1 | 134012 | BULBWELL | JOHNSON CONTROLS NORTH AMERICAN PRODUCTS (JCI) | WEL14A602R | 41.16 | 29.69 | N | 41.16 | 35.41 | 41.16
JCI-WEL14A602R | 166561 | 1 | 134012 | BULBWELL | JOHNSON CONTROLS NORTH AMERICAN PRODUCTS (JCI) | WEL14A602R | 41.16 | 26.76 | N | 41.16 | 35.41 | 41.16
JCI-WEL14A602R | 175891 | 1 | 134012 | BULBWELL | JOHNSON CONTROLS NORTH AMERICAN PRODUCTS (JCI) | WEL14A602R | 41.16 | 35.41 | Y | 41.16 | 35.41 | 41.16
JCI-WEL14A603R | 10510 | 2 | 134012 | BULBWELL | JOHNSON CONTROLS NORTH AMERICAN PRODUCTS (JCI) | WEL14A603R | 41.62 | 25.9 | N | 41.62 | 27.7275 | 41.62
JCI-WEL14A603R | 175891 | 2 | 134012 | BULBWELL | JOHNSON CONTROLS NORTH AMERICAN PRODUCTS (JCI) | WEL14A603R | 41.62 | 27.7275 | Y | 41.62 | 27.7275 | 41.62
JCI-WHA29A603R | 173042 | 2 | 134012 | WHA29A-603R 25 CABLE FOR REMOTE; | JOHNSON CONTROLS NORTH AMERICAN PRODUCTS (JCI) | WHA29A-603R-BCS | 64.61 | 64.61 | N | 64.61 | 64.61 | 64.61
JCI-WHA29A603R | 175891 | 1 | 134012 | WHA29A-603R 25 CABLE FOR REMOTE; | JOHNSON CONTROLS NORTH AMERICAN PRODUCTS (JCI) | WHA29A-603R-BCS | 64.61 | 40.36 | N | 64.61 | 64.61 | 64.61
JCI-WHAPKD3200C | 10510 | 1 | 134012 | WIRE HARNESS | JOHNSON CONTROLS NORTH AMERICAN PRODUCTS (JCI) | WHA-PKD3-200C | 14.82 | 13.2704 | Y | 14.82 | 13.2704 | 14.82
JCI-WHAPKD3200C | 175891 | 1 | 134012 | WIRE HARNESS | JOHNSON CONTROLS NORTH AMERICAN PRODUCTS (JCI) | WHA-PKD3-200C | 14.82 | 13.2302 | Y | 14.82 | 13.2704 | 14.82
JCI-WRSTTS00000 | 175888 | 1 | 134012 | RF SENSOR 80-120F W/OCC OVERRIDE | JOHNSON CONTROLS NORTH AMERICAN PRODUCTS (JCI) | WRS-TTS0000-0 | 187.5 | 74.7208 | N | 187.5 | 74.7208 | 187.5
JCI-WRZTTJ00002 | 175888 | 2 | 134012 | Wireless Temp Sensor, Display, Override | JOHNSON CONTROLS NORTH AMERICAN PRODUCTS (JCI) | WRZ-TTJ0000-2 | 139.15 | 131.18 | Y | 139.15 | 131.18 | 139.15
JCI-WZ10005 | 10510 | 2 | 134012 | Brass Well for TE-6000 Sensor | JOHNSON CONTROLS NORTH AMERICAN PRODUCTS (JCI) | WZ-1000-5 | 31.15 | 27.3764 | Y | 31.15 | 27.6967 | 31.15
JCI-WZ10005 | 166559 | 3 | 134012 | Brass Well for TE-6000 Sensor | JOHNSON CONTROLS NORTH AMERICAN PRODUCTS (JCI) | WZ-1000-5 | 31.15 | 27.6967 | N | 31.15 | 27.6967 | 31.15
JCI-WZ10005 | 166561 | 1 | 134012 | Brass Well for TE-6000 Sensor | JOHNSON CONTROLS NORTH AMERICAN PRODUCTS (JCI) | WZ-1000-5 | 31.15 | 16.1977 | N | 31.15 | 27.6967 | 31.15
JCI-WZ10005 | 173042 | 1 | 134012 | Brass Well for TE-6000 Sensor | JOHNSON CONTROLS NORTH AMERICAN PRODUCTS (JCI) | WZ-1000-5 | 31.15 | 26.4983 | N | 31.15 | 27.6967 | 31.15
JCI-WZ10005 | 175890 | 2 | 134012 | Brass Well for TE-6000 Sensor | JOHNSON CONTROLS NORTH AMERICAN PRODUCTS (JCI) | WZ-1000-5 | 31.15 | 27.15 | N | 31.15 | 27.6967 | 31.15
JCI-WZ10005 | 175891 | 1 | 134012 | Brass Well for TE-6000 Sensor | JOHNSON CONTROLS NORTH AMERICAN PRODUCTS (JCI) | WZ-1000-5 | 31.15 | 15.35 | N | 31.15 | 27.6967 | 31.15
JCI-XP91048304 | 173042 | 1 | 134012 | EXPANSION MODULE; 4 DI;; 4 DO (TRIAC | JOHNSON CONTROLS NORTH AMERICAN PRODUCTS (JCI) | XP-9104-8304 | 134.19 | 134.19 | N | 134.19 | 134.19 | 134.19
JCI-XP91078304 | 173042 | 1 | 134012 | EXPANSION MODULE; 4 DO; RELAY 24 VOL | JOHNSON CONTROLS NORTH AMERICAN PRODUCTS (JCI) | XP-9107-8304 | 0 | 66.71 | N | 0 | 66.71 | 66.71
JCI-Y20EBE2 | 166561 | 2 | 134012 | VALVE LINKAGE, THREADED ADAPTER | JOHNSON CONTROLS NORTH AMERICAN PRODUCTS (JCI) | Y20EBE-2 | 40.13 | 24.11 | N | 40.13 | 24.11 | 40.13
JCI-Y350R1C | 10008 | 1 | 134012 | Y350R-1C POWER MODULE TRANSFORMER; | JOHNSON CONTROLS NORTH AMERICAN PRODUCTS (JCI) | Y350R-1C | 77.11 | 68.57 | Y | 77.11 | 68.57 | 77.11
JCI-Y350R1C | 10510 | 2 | 134012 | Y350R-1C POWER MODULE TRANSFORMER; | JOHNSON CONTROLS NORTH AMERICAN PRODUCTS (JCI) | Y350R-1C | 77.11 | 63.45 | Y | 77.11 | 68.57 | 77.11
JCI-Y350R1C | 175888 | 1 | 134012 | Y350R-1C POWER MODULE TRANSFORMER; | JOHNSON CONTROLS NORTH AMERICAN PRODUCTS (JCI) | Y350R-1C | 77.11 | 49.6192 | N | 77.11 | 68.57 | 77.11
JCI-Y350R1C | 175891 | 3 | 134012 | Y350R-1C POWER MODULE TRANSFORMER; | JOHNSON CONTROLS NORTH AMERICAN PRODUCTS (JCI) | Y350R-1C | 77.11 | 45.098 | N | 77.11 | 68.57 | 77.11
JCI-Y63T310 | 175888 | 2 | 134012 | 120/208/240V FOOT MNT TRANSFORMER | JOHNSON CONTROLS NORTH AMERICAN PRODUCTS (JCI) | Y63T31-0 | 57.6 | 34.48 | N | 57.6 | 34.48 | 57.6
JCI-Y64T150 | 166561 | 4 | 134012 | 120/208/240V FOOT MNT TRANSFORMER | JOHNSON CONTROLS NORTH AMERICAN PRODUCTS (JCI) | Y64T15-0 | 0 | 117.65 | N | 0 | 117.65 | 117.65
JCI-Y64T150 | 175891 | 2 | 134012 | 120/208/240V FOOT MNT TRANSFORMER | JOHNSON CONTROLS NORTH AMERICAN PRODUCTS (JCI) | Y64T15-0 | 0 | 59.4158 | Y | 0 | 117.65 | 117.65
JCI-Y65A130 | 10510 | 1 | 134012 | XFRMR 40VA FOOT MTD | JOHNSON CONTROLS NORTH AMERICAN PRODUCTS (JCI) | Y65A13-0 | 39.72 | 0 | N | 39.72 | 0 | 39.72
JCI-Y65F420 | 175888 | 3 | 134012 | Transformer 40VA, 277/480v-24v | JOHNSON CONTROLS NORTH AMERICAN PRODUCTS (JCI) | Y65F42-0 | 38.19 | 18.03 | N | 38.19 | 18.03 | 38.19
JCI-Y65T310 | 10006 | 25 | 134012 | TRANSFORMER UL CLASS 2120/208/240VAC | JOHNSON CONTROLS NORTH AMERICAN PRODUCTS (JCI) | Y65T31-0 | 40.23 | 27.84 | N | 40.23 | 27.84 | 40.23
JCI-Y65T310 | 10770 | 24 | 134012 | TRANSFORMER UL CLASS 2120/208/240VAC | JOHNSON CONTROLS NORTH AMERICAN PRODUCTS (JCI) | Y65T31-0 | 40.23 | 27.84 | N | 40.23 | 27.84 | 40.23
JCI-Y65T310 | 166553 | 1 | 134012 | TRANSFORMER UL CLASS 2120/208/240VAC | JOHNSON CONTROLS NORTH AMERICAN PRODUCTS (JCI) | Y65T31-0 | 40.23 | 17.99 | N | 40.23 | 27.84 | 40.23
JCI-Y65T310 | 166557 | 156 | 134012 | TRANSFORMER UL CLASS 2120/208/240VAC | JOHNSON CONTROLS NORTH AMERICAN PRODUCTS (JCI) | Y65T31-0 | 40.23 | 12 | N | 40.23 | 27.84 | 40.23
JCI-Y65T310 | 166559 | 99 | 134012 | TRANSFORMER UL CLASS 2120/208/240VAC | JOHNSON CONTROLS NORTH AMERICAN PRODUCTS (JCI) | Y65T31-0 | 40.23 | 12 | N | 40.23 | 27.84 | 40.23
JCI-Y65T420 | 175891 | 1 | 134012 | Y65T42-0 JCI | JOHNSON CONTROLS NORTH AMERICAN PRODUCTS (JCI) | Y65T42-0 | 44.81 | 17.8822 | N | 44.81 | 17.8822 | 44.81
JCI-Y65T540 | 10510 | 4 | 134012 | TRANSFORMER UR CLASS 2 | JOHNSON CONTROLS NORTH AMERICAN PRODUCTS (JCI) | Y65T54-0 | 58.39 | 0 | N | 58.39 | 0 | 58.39
JCI-Y66T130 | 10510 | 1 | 134012 | TRANSFORMER UL CLASS 2 | JOHNSON CONTROLS NORTH AMERICAN PRODUCTS (JCI) | Y66T13-0 | 98.27 | 0 | N | 98.27 | 0 | 98.27
JCI-Y75RJ1C | 10510 | 2 | 134012 | Y75RJ-1C FLAME SENSING PROBE; | JOHNSON CONTROLS NORTH AMERICAN PRODUCTS (JCI) | Y75RJ-1C-BCS | 51.87 | 51.87 | Y | 51.87 | 51.87 | 51.87
JCI-Y75RJ1C | 175891 | 1 | 134012 | Y75RJ-1C FLAME SENSING PROBE; | JOHNSON CONTROLS NORTH AMERICAN PRODUCTS (JCI) | Y75RJ-1C-BCS | 51.87 | 42.9381 | N | 51.87 | 51.87 | 51.87
JCI-ZFRCBLEXT1 | 173042 | 1 | 134012 | 10FT RJ12-RJ12 ROUTER CBL | JOHNSON CONTROLS NORTH AMERICAN PRODUCTS (JCI) | ZFR-CBLEXT-1 | 41.76 | 1 | N | 41.76 | 1 | 41.76
JD2GREYSPRING | 175888 | 3 | 133468 | PRESS SWITCH .1IN-4IN WC (801111302) | CROSSROADS INDUSTRIAL SERVICES | JD2GREYSPRING | 70.7606 | 70.7606 | N | 70.7606 | 70.7606 | 70.7606
JD2GREYSPRING | 175891 | 13 | 133468 | PRESS SWITCH .1IN-4IN WC (801111302) | CROSSROADS INDUSTRIAL SERVICES | JD2GREYSPRING | 70.7606 | 54.9867 | Y | 70.7606 | 70.7606 | 70.7606
JD2REDSPRING | 175891 | 4 | 133468 | PRESS SWITCH .1IN-24IN WC (801111303) | CROSSROADS INDUSTRIAL SERVICES | JD2REDSPRING | 50.12 | 50.12 | Y | 50.12 | 50.12 | 50.12
JENEEG100100U | 166560 | 1 | 168948 | Edge-100 Point Niagara-AX Supervisor | LynxSpring Inc. | JENEEG100100U | 396.0736 | 380.84 | N | 396.0736 | 380.84 | 396.0736
JL3KH6 | 10510 | 1 | 133856 | Charge Air Kit | FIELDPIECE INSTRUMENTS, INC. | JL3KH6 | 493.96 | 493.96 | N | 493.96 | 493.96 | 493.96
JL3KH6 | 175883 | 1 | 133856 | Charge Air Kit | FIELDPIECE INSTRUMENTS, INC. | JL3KH6 | 493.96 | 479.54 | N | 493.96 | 493.96 | 493.96
JL3KM2 | 10770 | 1 | 133856 | Dual Port Manometer | FIELDPIECE INSTRUMENTS, INC. | JL3KM2 | 142.25 | 142.25 | N | 142.25 | 142.25 | 142.25
JL3KM2 | 175883 | 1 | 133856 | Dual Port Manometer | FIELDPIECE INSTRUMENTS, INC. | JL3KM2 | 142.25 | 138.13 | N | 142.25 | 142.25 | 142.25
JL3KR4 | 10510 | 1 | 133856 | Fieldpiece Job Link ChargeTest Kit Probe | FIELDPIECE INSTRUMENTS, INC. | JL3KR4 | 237.5 | 237.5 | N | 237.5 | 237.5 | 237.5
JL3LC | 175891 | 4 | 133856 | PREMIUM JOB LINK LARGE PIPE CLAMP | FIELDPIECE INSTRUMENTS, INC. | JL3LC | 104.43 | 109.285 | Y | 104.43 | 109.285 | 109.285
JL3PC | 10770 | 1 | 133856 | Pipe Clamp Probe | FIELDPIECE INSTRUMENTS, INC. | JL3PC | 88.83 | 88.83 | N | 88.83 | 88.83 | 88.83
JL3PC | 175883 | 1 | 133856 | Pipe Clamp Probe | FIELDPIECE INSTRUMENTS, INC. | JL3PC | 88.83 | 86.26 | N | 88.83 | 88.83 | 88.83
JL3PC | 175891 | 4 | 133856 | Pipe Clamp Probe | FIELDPIECE INSTRUMENTS, INC. | JL3PC | 88.83 | 88.83 | N | 88.83 | 88.83 | 88.83
JNL-HVFD3B3A0100G131B | 175888 | 5 | 183823 | 3G SmartVFD BYPASS, 208/230V, 10HP, 3PH | J&L Manufacturing, Inc. | HVFD3B3A0100G131B | 2155.7536 | 2061.7 | N | 2155.7536 | 2061.7 | 2155.7536
JNL-HVFD3B3A0100G131B | 175891 | 2 | 183823 | 3G SmartVFD BYPASS, 208/230V, 10HP, 3PH | J&L Manufacturing, Inc. | HVFD3B3A0100G131B | 2155.7536 | 2044.99 | N | 2155.7536 | 2061.7 | 2155.7536
JNL-HVFD3B3A0150G121B | 175883 | 1 | 183823 | Honeywell 3G SmartVFD BYPASS, | J&L Manufacturing, Inc. | HVFD3B3A0150G121B | 2572.4192 | 2259.69 | N | 2572.4192 | 2259.69 | 2572.4192
JNL-HVFD3B3A0150G131B | 175891 | 2 | 183823 | 3G SmartVFD BYPASS, 208/230V, 15HP, 3PH | J&L Manufacturing, Inc. | HVFD3B3A0150G131B | 2657.98 | 2367.88 | N | 2657.98 | 2367.88 | 2657.98
JNL-HVFD3B3A0200G131B | 175883 | 1 | 183823 | Honeywell 3G SmartVFD BYPASS, 208/230,3P | J&L Manufacturing, Inc. | HVFD3B3A0200G131B | 3185.8632 | 2875.28 | N | 3185.8632 | 2875.28 | 3185.8632
JNL-HVFD3B3A0200G131B | 175891 | 2 | 183823 | Honeywell 3G SmartVFD BYPASS, 208/230,3P | J&L Manufacturing, Inc. | HVFD3B3A0200G131B | 3185.8632 | 2875.28 | N | 3185.8632 | 2875.28 | 3185.8632
JNL-HVFD3B3A0250G131B | 175883 | 1 | 183823 | Honeywell 3G SmartVFD BYPASS, 208/230,3P | J&L Manufacturing, Inc. | HVFD3B3A0250G131B | 4220.2888 | 3382.685 | N | 4220.2888 | 3382.685 | 4220.2888
JNL-HVFD3B3A0250G131B | 175888 | 1 | 183823 | Honeywell 3G SmartVFD BYPASS, 208/230,3P | J&L Manufacturing, Inc. | HVFD3B3A0250G131B | 4220.2888 | 3382.68 | N | 4220.2888 | 3382.685 | 4220.2888
JNL-HVFD3B3A0250G131B | 175891 | 2 | 183823 | Honeywell 3G SmartVFD BYPASS, 208/230,3P | J&L Manufacturing, Inc. | HVFD3B3A0250G131B | 4220.2888 | 3382.685 | N | 4220.2888 | 3382.685 | 4220.2888
JNL-HVFD3B3C0015G131B | 10008 | 1 | 183823 | Honeywell 3G SmartVFD BYPASS, 460,3PH,1. | J&L Manufacturing, Inc. | HVFD3B3C0015G131B | 1614.7976 | 1552.69 | N | 1614.7976 | 1552.69 | 1614.7976
JNL-HVFD3B3C0030G131B | 10008 | 1 | 183823 | Honeywell 3G SmartVFD BYPASS, 460,3PH,3 | J&L Manufacturing, Inc. | HVFD3B3C0030G131B | 1723.54 | 1657.25 | N | 1723.54 | 1657.25 | 1723.54
JNL-HVFD3B3C0050G110B | 175883 | 1 | 183823 | HW VFD 480 3PH Bypass Nema1 5HP | J&L Manufacturing, Inc. | HVFD3B3C0050G110B | 1396.98 | 968.1069 | N | 1396.98 | 968.1069 | 1396.98
JNL-HVFD3B3C0050G131B | 175891 | 1 | 183823 | 3G SmartVFD BYPASS, 460V, 5HP, 3PH | J&L Manufacturing, Inc. | HVFD3B3C0050G131B | 1843.2336 | 1691.35 | N | 1843.2336 | 1691.35 | 1843.2336
JNL-HVFD3B3C0100G110B | 175883 | 2 | 183823 | Honeywell 3G SmartVFD BYPASS, | J&L Manufacturing, Inc. | HVFD3B3C0100G110B | 1705.9224 | 1225.2116 | N | 1705.9224 | 1225.2116 | 1705.9224
JNL-HVFD3B3C0100G131B | 175883 | 1 | 183823 | 3G SmartVFD BYPASS, 460V, 10HP, 3PH | J&L Manufacturing, Inc. | HVFD3B3C0100G131B | 2170.116 | 2086.65 | N | 2170.116 | 2086.65 | 2170.116
JNL-HVFD3B3C0150G131B | 175883 | 3 | 183823 | 3G SmartVFD BYPASS, 460V, 15HP, 3PH | J&L Manufacturing, Inc. | HVFD3B3C0150G131B | 2446.9744 | 2352.86 | N | 2446.9744 | 2352.86 | 2446.9744
JNL-HVFD3B3C0150G131B | 175891 | 1 | 183823 | 3G SmartVFD BYPASS, 460V, 15HP, 3PH | J&L Manufacturing, Inc. | HVFD3B3C0150G131B | 2446.9744 | 2232.58 | N | 2446.9744 | 2352.86 | 2446.9744
JNL-HVFD3B3C0200G131B | 173042 | 2 | 183823 | 3G SmartVFD BYPASS, 460V, 20HP, 3PH | J&L Manufacturing, Inc. | HVFD3B3C0200G131B | 2753.296 | 1910.5 | N | 2753.296 | 1910.5 | 2753.296
JNL-HVFD3B3C0500G131B | 175883 | 1 | 183823 | Honeywell 3G SmartVFD BYPASS, 460,3PH,50 | J&L Manufacturing, Inc. | HVFD3B3C0500G131B | 5389.0824 | 5181.81 | N | 5389.0824 | 5181.81 | 5389.0824
JP322204 | 166561 | 10 | 134025 | White/Black Ultramatte | JOHNSON SUPPLY | JP322204 | 0.4071 | 0.4071 | N | 0.4071 | 0.4071 | 0.4071
JP322382 | 166561 | 27 | 134025 | China Blue/White Ultramatte | JOHNSON SUPPLY | JP322382 | 0.4071 | 0.4071 | N | 0.4071 | 0.4071 | 0.4071
JP322392 | 166561 | 10 | 134025 | Graphite/White Ultramatte | JOHNSON SUPPLY | JP322392 | 0.4071 | 0.4071 | N | 0.4071 | 0.4071 | 0.4071
JP322402 | 166561 | 43 | 134025 | Black/White Ultramatte | JOHNSON SUPPLY | JP322402 | 0.4071 | 0.4071 | N | 0.4071 | 0.4071 | 0.4071
JP322602 | 166561 | 10 | 134025 | Red/White Ultramatte | JOHNSON SUPPLY | JP322602 | 0.4071 | 0.4071 | N | 0.4071 | 0.4071 | 0.4071
JP322794 | 166561 | 10 | 134025 | Safety Yellow/Black Ultramatte | JOHNSON SUPPLY | JP322794 | 0.4071 | 0.4071 | N | 0.4071 | 0.4071 | 0.4071
JPUG122612 | 166561 | 15 | 134025 | Orange/White Satin | JOHNSON SUPPLY | JPUG122612 | 0.354 | 0.354 | N | 0.354 | 0.354 | 0.354
JPUG922304 | 166561 | 15 | 134025 | Light Gray/Blk Matte | JOHNSON SUPPLY | JPUG922304 | 0.354 | 0.354 | N | 0.354 | 0.354 | 0.354
K11 | 10510 | 14 | 176751 | JBI cylinder adaptor 3/4A-8073 1/4 flare | J/B INDUSTRIES INC | K1-1 | 6.498 | 6.3124 | Y | 6.498 | 6.3124 | 6.498
K11 | 175891 | 2 | 176751 | JBI cylinder adaptor 3/4A-8073 1/4 flare | J/B INDUSTRIES INC | K1-1 | 6.498 | 3.8 | Y | 6.498 | 6.3124 | 6.498
K11095BLK | 166559 | 3 | 168933 | Klein-Kurve® Blackout Wire Stripper | Klein Tools, Inc. | K11095BLK | 16 | 16 | N | 16 | 16 | 16
K14602 | 10510 | 10 | 176747 | Tecumseh - start capacitor kit72-88 MFD | TECUMSEH COMPRESSOR CO | K146-02 | 23.2465 | 22.5329 | Y | 23.2465 | 22.5329 | 23.2465
K14602 | 175891 | 2 | 176747 | Tecumseh - start capacitor kit72-88 MFD | TECUMSEH COMPRESSOR CO | K146-02 | 23.2465 | 18.924 | N | 23.2465 | 22.5329 | 23.2465
K14604 | 10510 | 8 | 176747 | Tecumseh - start capacitor270-324 MFD 1 | TECUMSEH COMPRESSOR CO | K146-04 | 10.064 | 10.064 | Y | 10.064 | 10.064 | 10.064
K14605 | 10510 | 8 | 176747 | Tecumseh - start capacitorkit | TECUMSEH COMPRESSOR CO | K146-05 | 16.58 | 16.4825 | Y | 16.58 | 16.4825 | 16.58
K14605 | 175891 | 1 | 176747 | Tecumseh - start capacitorkit | TECUMSEH COMPRESSOR CO | K146-05 | 16.58 | 15.8 | N | 16.58 | 16.4825 | 16.58
K14609 | 10510 | 2 | 176747 | Tecumseh - 216-259 MFD250VAC Capacitor | TECUMSEH COMPRESSOR CO | K146-09 | 21.684 | 21.684 | Y | 21.684 | 21.684 | 21.684
K14609 | 175891 | 1 | 176747 | Tecumseh - 216-259 MFD250VAC Capacitor | TECUMSEH COMPRESSOR CO | K146-09 | 21.684 | 21.684 | N | 21.684 | 21.684 | 21.684
K14611 | 10510 | 7 | 176747 | Tecumseh - 21-25MFD330VAC | TECUMSEH COMPRESSOR CO | K146-11 | 9.59 | 9.4857 | Y | 9.59 | 9.4857 | 9.59
K14611 | 175891 | 2 | 176747 | Tecumseh - 21-25MFD330VAC | TECUMSEH COMPRESSOR CO | K146-11 | 9.59 | 8.86 | N | 9.59 | 9.4857 | 9.59
K14612 | 10510 | 3 | 176747 | Tecumseh - start capacitorreplaces 85PS | TECUMSEH COMPRESSOR CO | K146-12 | 18.41 | 18.302 | N | 18.41 | 18.41 | 18.41
K14612 | 175891 | 2 | 176747 | Tecumseh - start capacitorreplaces 85PS | TECUMSEH COMPRESSOR CO | K146-12 | 18.41 | 18.41 | N | 18.41 | 18.41 | 18.41
K14615 | 10510 | 7 | 176747 | Tecumseh 77-88MFD 250VACcapacitor | TECUMSEH COMPRESSOR CO | K146-15 | 15.928 | 15.2757 | Y | 15.928 | 15.2757 | 15.928
K14615 | 175891 | 3 | 176747 | Tecumseh 77-88MFD 250VACcapacitor | TECUMSEH COMPRESSOR CO | K146-15 | 15.928 | 11.289 | N | 15.928 | 15.2757 | 15.928
K14617 | 10510 | 8 | 176747 | Tecumseh - startcapacitor | TECUMSEH COMPRESSOR CO | K146-17 | 12.4 | 12.1875 | Y | 12.4 | 12.1875 | 12.4
K14618 | 10510 | 3 | 176747 | Tecumseh 378-440MFD 165VACcapacitor | TECUMSEH COMPRESSOR CO | K146-18 | 21.807 | 21.807 | Y | 21.807 | 21.807 | 21.807
K14618 | 175891 | 1 | 176747 | Tecumseh 378-440MFD 165VACcapacitor | TECUMSEH COMPRESSOR CO | K146-18 | 21.807 | 20.81 | N | 21.807 | 21.807 | 21.807
K14621 | 10510 | 1 | 176747 | Tecumseh - 145-175MFD110VAC | TECUMSEH COMPRESSOR CO | K146-21 | 6.645 | 6.043 | Y | 6.645 | 6.645 | 6.645
K14621 | 175891 | 1 | 176747 | Tecumseh - 145-175MFD110VAC | TECUMSEH COMPRESSOR CO | K146-21 | 6.645 | 6.645 | N | 6.645 | 6.645 | 6.645
K14622 | 10510 | 3 | 176747 | Tecumseh startcapacitor | TECUMSEH COMPRESSOR CO | K146-22 | 10.028 | 10.028 | Y | 10.028 | 10.028 | 10.028
K14622 | 175891 | 2 | 176747 | Tecumseh startcapacitor | TECUMSEH COMPRESSOR CO | K146-22 | 10.028 | 10.028 | N | 10.028 | 10.028 | 10.028
K14623 | 10510 | 4 | 176747 | Tecumseh start capacitor kitreplaces 85P | TECUMSEH COMPRESSOR CO | K146-23 | 9.294 | 9.2242 | Y | 9.294 | 9.2242 | 9.294
K14623 | 175891 | 2 | 176747 | Tecumseh start capacitor kitreplaces 85P | TECUMSEH COMPRESSOR CO | K146-23 | 9.294 | 8.88 | N | 9.294 | 9.2242 | 9.294
K14625 | 10510 | 6 | 176747 | Tecumseh - 161-193MFD165VAC | TECUMSEH COMPRESSOR CO | K146-25 | 14.424 | 14.2602 | Y | 14.424 | 14.2602 | 14.424
K14625 | 175891 | 2 | 176747 | Tecumseh - 161-193MFD165VAC | TECUMSEH COMPRESSOR CO | K146-25 | 14.424 | 9.977 | N | 14.424 | 14.2602 | 14.424
K14627 | 10510 | 2 | 176747 | Tecumseh - start capacitorreplaces 85PS | TECUMSEH COMPRESSOR CO | K146-27 | 9.133 | 8.9315 | N | 9.133 | 8.946 | 9.133
K14627 | 175891 | 1 | 176747 | Tecumseh - start capacitorreplaces 85PS | TECUMSEH COMPRESSOR CO | K146-27 | 9.133 | 8.946 | N | 9.133 | 8.946 | 9.133
K14628 | 10510 | 12 | 176747 | Tecumseh - start capacitorkit | TECUMSEH COMPRESSOR CO | K146-28 | 18.209 | 18.209 | Y | 18.209 | 18.209 | 18.209
K14628 | 175891 | 1 | 176747 | Tecumseh - start capacitorkit | TECUMSEH COMPRESSOR CO | K146-28 | 18.209 | 13.802 | N | 18.209 | 18.209 | 18.209
K14633 | 10510 | 4 | 176747 | Tecumseh - 53-64 MFD 250 VACcapacitor | TECUMSEH COMPRESSOR CO | K146-33 | 6.66 | 6.66 | Y | 6.66 | 6.66 | 6.66
K14633 | 175891 | 1 | 176747 | Tecumseh - 53-64 MFD 250 VACcapacitor | TECUMSEH COMPRESSOR CO | K146-33 | 6.66 | 6.66 | N | 6.66 | 6.66 | 6.66
K14636 | 10510 | 3 | 176747 | Tecumseh - start capacitorreplaces 85PS | TECUMSEH COMPRESSOR CO | K146-36 | 17.595 | 15.7954 | Y | 17.595 | 15.7954 | 17.595
K14636 | 175891 | 1 | 176747 | Tecumseh - start capacitorreplaces 85PS | TECUMSEH COMPRESSOR CO | K146-36 | 17.595 | 13.096 | N | 17.595 | 15.7954 | 17.595
K14639 | 10510 | 8 | 176747 | Tecumseh - start capacitorreplaces 85PS3 | TECUMSEH COMPRESSOR CO | K146-39 | 15.248 | 15.1907 | N | 15.248 | 15.1907 | 15.248
K14639 | 175891 | 1 | 176747 | Tecumseh - start capacitorreplaces 85PS3 | TECUMSEH COMPRESSOR CO | K146-39 | 15.248 | 14.448 | N | 15.248 | 15.1907 | 15.248
K14643 | 10510 | 3 | 176747 | Tecumseh - 130-156MFD330VAC | TECUMSEH COMPRESSOR CO | K146-43 | 31.9 | 31.9 | Y | 31.9 | 31.9 | 31.9
K14643 | 175891 | 1 | 176747 | Tecumseh - 130-156MFD330VAC | TECUMSEH COMPRESSOR CO | K146-43 | 31.9 | 28.318 | N | 31.9 | 31.9 | 31.9
K14644 | 10510 | 5 | 176747 | Tecumseh 145-175MFD 330VACcapacitor | TECUMSEH COMPRESSOR CO | K146-44 | 24.84 | 24.8367 | Y | 24.84 | 24.8367 | 24.84
K14644 | 175891 | 2 | 176747 | Tecumseh 145-175MFD 330VACcapacitor | TECUMSEH COMPRESSOR CO | K146-44 | 24.84 | 24.342 | N | 24.84 | 24.8367 | 24.84
K14645 | 10510 | 4 | 176747 | Tecumseh - start capacitorkit | TECUMSEH COMPRESSOR CO | K146-45 | 23.317 | 22.4485 | Y | 23.317 | 22.4485 | 23.317
K14645 | 175891 | 2 | 176747 | Tecumseh - start capacitorkit | TECUMSEH COMPRESSOR CO | K146-45 | 23.317 | 19.45 | N | 23.317 | 22.4485 | 23.317
K14646 | 10510 | 4 | 176747 | Tecumseh - 124-149MFD250VAC | TECUMSEH COMPRESSOR CO | K146-46 | 18.044 | 17.1612 | Y | 18.044 | 17.1612 | 18.044
K14646 | 175891 | 1 | 176747 | Tecumseh - 124-149MFD250VAC | TECUMSEH COMPRESSOR CO | K146-46 | 18.044 | 14.19 | N | 18.044 | 17.1612 | 18.044
K14652 | 10510 | 4 | 176747 | Tecumseh - 378-455 MFD125VAC Capacitor | TECUMSEH COMPRESSOR CO | K146-52 | 13.653 | 13.6446 | Y | 13.653 | 13.6446 | 13.653
K14655 | 10510 | 11 | 176747 | Tecumseh - Start Capacitorfor AE4440A-AA | TECUMSEH COMPRESSOR CO | K146-55 | 15.5515 | 16.5714 | Y | 15.5515 | 16.5714 | 16.5714
K14656 | 10510 | 11 | 176747 | Tecumseh - 21-25MFD250VAC | TECUMSEH COMPRESSOR CO | K146-56 | 7.22 | 7.161 | Y | 7.22 | 7.161 | 7.22
K14656 | 175891 | 1 | 176747 | Tecumseh - 21-25MFD250VAC | TECUMSEH COMPRESSOR CO | K146-56 | 7.22 | 6.85 | N | 7.22 | 7.161 | 7.22
K15003 | 10510 | 8 | 176747 | Tecumseh 15MFD 370VACround cap.was 85PR3 | TECUMSEH COMPRESSOR CO | K150-03 | 8.545 | 8.5303 | Y | 8.545 | 8.545 | 8.545
K15003 | 175891 | 1 | 176747 | Tecumseh 15MFD 370VACround cap.was 85PR3 | TECUMSEH COMPRESSOR CO | K150-03 | 8.545 | 8.545 | N | 8.545 | 8.545 | 8.545
K15007 | 10510 | 6 | 176747 | Tecumseh run capacitor25 MFD 370 VAC | TECUMSEH COMPRESSOR CO | K150-07 | 14.158 | 15.1658 | Y | 14.158 | 15.1658 | 15.1658
K15015 | 10510 | 6 | 176747 | Tecumseh run capacitor35 MFD | TECUMSEH COMPRESSOR CO | K150-15 | 17.308 | 14.729 | Y | 17.308 | 14.729 | 17.308
K15015 | 175891 | 1 | 176747 | Tecumseh run capacitor35 MFD | TECUMSEH COMPRESSOR CO | K150-15 | 17.308 | 12.15 | N | 17.308 | 14.729 | 17.308
K15018 | 10510 | 4 | 176747 | Tecumseh run capacitor45 MFD 370 VAC | TECUMSEH COMPRESSOR CO | K150-18 | 12.366 | 12.2655 | Y | 12.366 | 12.2655 | 12.366
K15018 | 175891 | 1 | 176747 | Tecumseh run capacitor45 MFD 370 VAC | TECUMSEH COMPRESSOR CO | K150-18 | 12.366 | 11.305 | N | 12.366 | 12.2655 | 12.366
K15019 | 10510 | 7 | 176747 | Tecumseh run capacitor45 MFD 440 VAC | TECUMSEH COMPRESSOR CO | K150-19 | 14.21 | 14.21 | Y | 14.21 | 14.21 | 14.21
K15022 | 10510 | 4 | 176747 | Tecumseh run capacitor55 MFD 440 VAC | TECUMSEH COMPRESSOR CO | K150-22 | 21.06 | 19.555 | Y | 21.06 | 19.555 | 21.06
K15DA18H | 10510 | 8 | 133596 | 18 IN THERMOCOUPLE | BASO GAS PRODUCTS LLC | K15DA18H | 10.89 | 10.3845 | Y | 10.89 | 10.3845 | 10.89
K15DA18H | 175891 | 2 | 133596 | 18 IN THERMOCOUPLE | BASO GAS PRODUCTS LLC | K15DA18H | 10.89 | 7.2808 | N | 10.89 | 10.3845 | 10.89
K15DA24H | 10510 | 12 | 133596 | Baso 24" Thermocouple | BASO GAS PRODUCTS LLC | K15DA-24H | 8.693 | 10.4371 | Y | 8.693 | 10.4371 | 10.4371
K15DA24H | 175891 | 3 | 133596 | Baso 24" Thermocouple | BASO GAS PRODUCTS LLC | K15DA-24H | 8.693 | 8.3483 | N | 8.693 | 10.4371 | 10.4371
K15DA30H | 10510 | 4 | 133596 | Baso 30 thermocouplestandard Baso 20-28m | BASO GAS PRODUCTS LLC | K15DA-30H | 7.384 | 12.9 | Y | 7.384 | 12.9 | 12.9
K15DA36H | 10510 | 10 | 134581 | 36" Thermocouple, replaces K15DS-36H | MICONTROLS, INC. | K15DA-36H | 14.1523 | 10.1253 | Y | 14.1523 | 14.1523 | 14.1523
K15DA36H | 175891 | 2 | 134581 | 36" Thermocouple, replaces K15DS-36H | MICONTROLS, INC. | K15DA-36H | 14.1523 | 14.1523 | Y | 14.1523 | 14.1523 | 14.1523
K15FA24H | 10510 | 58 | 133596 | Baso 24 thermocouplesnap-in Baso 20-28mV | BASO GAS PRODUCTS LLC | K15FA-24H | 11.318 | 12.11 | Y | 11.318 | 12.11 | 12.11
K15FA24H | 175891 | 2 | 133596 | Baso 24 thermocouplesnap-in Baso 20-28mV | BASO GAS PRODUCTS LLC | K15FA-24H | 11.318 | 7.94 | Y | 11.318 | 12.11 | 12.11
K15FA36H | 10510 | 25 | 133596 | Baso 36 thermocouplesnap-in Baso 20-28mV | BASO GAS PRODUCTS LLC | K15FA-36H | 13.2 | 13.8871 | Y | 13.2 | 13.8871 | 13.8871
K15FA36H | 175891 | 8 | 133596 | Baso 36 thermocouplesnap-in Baso 20-28mV | BASO GAS PRODUCTS LLC | K15FA-36H | 13.2 | 11.9363 | Y | 13.2 | 13.8871 | 13.8871
K16BA36H | 10510 | 28 | 133596 | Baso 36 thermocoupleHuskey screw-in | BASO GAS PRODUCTS LLC | K16BA-36H | 11.912 | 12.7018 | Y | 11.912 | 12.7018 | 12.7018
K16BA48H | 10510 | 4 | 134179 | Baso 48 thermocouplestandard Baso 30-35m | NEUCO INC. | K15WS-48H | 15.04 | 15.04 | Y | 15.04 | 15.04 | 15.04
K16BA60H | 10510 | 1 | 134179 | Baso 60 thermocoupleHuskey screw-in | NEUCO INC. | K16BA-60H | 13.367 | 13.367 | Y | 13.367 | 13.367 | 13.367
K16BT-30H | 10510 | 17 | 133596 | Baso 30 thermocouplehigh performance 25- | BASO GAS PRODUCTS LLC | K16BT-30H | 12.22 | 12.0044 | Y | 12.22 | 12.0044 | 12.22
K16BT18H | 10510 | 8 | 133596 | THERMOCOUPLE 18 IN | BASO GAS PRODUCTS LLC | K16BT-18H | 15.06 | 15.06 | Y | 15.06 | 15.06 | 15.06
K16BT18H | 175891 | 3 | 133596 | THERMOCOUPLE 18 IN | BASO GAS PRODUCTS LLC | K16BT-18H | 15.06 | 8.84 | N | 15.06 | 15.06 | 15.06
K16BT24H | 10510 | 14 | 134179 | Baso 24 thermocouplehigh performance 25- | NEUCO INC. | K16BT-24H | 14.61 | 13.4139 | Y | 14.61 | 14.61 | 14.61
K16BT24H | 175891 | 2 | 134179 | Baso 24 thermocouplehigh performance 25- | NEUCO INC. | K16BT-24H | 14.61 | 14.61 | Y | 14.61 | 14.61 | 14.61
K16BT36H | 10510 | 7 | 133596 | Thermocouple Husky | BASO GAS PRODUCTS LLC | K16BT-36H | 18.69 | 18.1008 | Y | 18.69 | 18.1008 | 18.69
K16BT36H | 175891 | 12 | 133596 | Thermocouple Husky | BASO GAS PRODUCTS LLC | K16BT-36H | 18.69 | 17.0771 | Y | 18.69 | 18.1008 | 18.69
K16RA-36H | 10510 | 6 | 134179 | Baso 36 thermocoupleHP 25-35mV nickel pl | NEUCO INC. | K16RA-36H | 23.9915 | 27.1125 | Y | 23.9915 | 27.1125 | 27.1125
K16RA-36H | 175891 | 2 | 134179 | Baso 36 thermocoupleHP 25-35mV nickel pl | NEUCO INC. | K16RA-36H | 23.9915 | 14.961 | Y | 23.9915 | 27.1125 | 27.1125
K16RA48H | 10510 | 3 | 134179 | Baso 48 thermocoupleHP 25-35mV nickel pl | NEUCO INC. | K16RA-48H | 19.272 | 19.272 | Y | 19.272 | 19.272 | 19.272
K16RA48H | 175891 | 1 | 134179 | Baso 48 thermocoupleHP 25-35mV nickel pl | NEUCO INC. | K16RA-48H | 19.272 | 14.79 | Y | 19.272 | 19.272 | 19.272
K16RA60H | 10510 | 1 | 134179 | Baso 60 thermocoupleHP 25-35mV nickel pl | NEUCO INC. | K16RA-60C | 21.967 | 21.967 | Y | 21.967 | 21.967 | 21.967
K16RA60H | 175891 | 2 | 134179 | Baso 60 thermocoupleHP 25-35mV nickel pl | NEUCO INC. | K16RA-60C | 21.967 | 21.967 | Y | 21.967 | 21.967 | 21.967
K16RA72H | 175888 | 14 | 133596 | JOHNSON THERMOCOUPLE | BASO GAS PRODUCTS LLC | K16RA72H | 36.68 | 36.68 | N | 36.68 | 36.68 | 36.68
K16WT60H | 10510 | 4 | 133596 | 60IN HIGH PERFORMANCE THERMOCOUPLE 5PK | BASO GAS PRODUCTS LLC | K16WT60H | 27.644 | 27.64 | Y | 27.644 | 27.64 | 27.644
K16WT60H | 175891 | 7 | 133596 | 60IN HIGH PERFORMANCE THERMOCOUPLE 5PK | BASO GAS PRODUCTS LLC | K16WT60H | 27.644 | 27.1043 | Y | 27.644 | 27.64 | 27.644
K16WT72H | 10008 | 1 | 133596 | THERMOCOUPLE; 72" HEAVY DUTY WITH F | BASO GAS PRODUCTS LLC | K16WT-72H | 39.71 | 39.71 | N | 39.71 | 41.4141 | 41.4141
K16WT72H | 10510 | 9 | 133596 | THERMOCOUPLE; 72" HEAVY DUTY WITH F | BASO GAS PRODUCTS LLC | K16WT-72H | 39.71 | 41.4141 | Y | 39.71 | 41.4141 | 41.4141
K18 | 10510 | 10 | 176751 | JBI cylinder adaptor 1/2CO2A-8166 1/4 fl | J/B INDUSTRIES INC | K1-8 | 9.1802 | 9.0462 | Y | 9.1802 | 9.0462 | 9.1802
K19AT60H | 10510 | 3 | 133596 | 60IN SLIM JIM REPL THERMOCOUPLE 5PK | BASO GAS PRODUCTS LLC | K19AT60H | 13.47 | 13.47 | Y | 13.47 | 13.47 | 13.47
K19AT60H | 173042 | 1 | 133596 | 60IN SLIM JIM REPL THERMOCOUPLE 5PK | BASO GAS PRODUCTS LLC | K19AT60H | 13.47 | 10.94 | N | 13.47 | 13.47 | 13.47
K19AT60H | 175891 | 1 | 133596 | 60IN SLIM JIM REPL THERMOCOUPLE 5PK | BASO GAS PRODUCTS LLC | K19AT60H | 13.47 | 5.6003 | Y | 13.47 | 13.47 | 13.47
K1D | 10510 | 18 | 176751 | JBI gasket, cylinder adaptorA-8167 1/2 | J/B INDUSTRIES INC | K1-D | 0.24 | 0.23822 | Y | 0.24 | 0.23822 | 0.24
K1E | 10510 | 13 | 176751 | JBI gasket, cylinder adaptorA-8074 3/4 | J/B INDUSTRIES INC | K1-E | 0.304 | 0.30138 | Y | 0.304 | 0.30138 | 0.304
K1E | 175891 | 5 | 176751 | JBI gasket, cylinder adaptorA-8074 3/4 | J/B INDUSTRIES INC | K1-E | 0.304 | 0.251 | N | 0.304 | 0.30138 | 0.304
K205502 | 175891 | 75 | 134283 | TYPE K TC EXTENSION WIRE | PYROMATION, INC. | K20-5-502 | 0.37 | 0.37 | N | 0.37 | 0.37 | 0.37
K301 | 10510 | 7 | 176747 | $Tecumseh sell 30234 +30233 &3/8 40790 + | TECUMSEH COMPRESSOR CO | K30-1 | 9.889 | 9.889 | N | 9.889 | 9.889 | 9.889
K306 | 10510 | 6 | 176747 | Tecumseh roto lock adaptorfor 1/2 ID & 7 | TECUMSEH COMPRESSOR CO | K30-6 | 31.651 | 30.325 | Y | 31.651 | 31.651 | 31.651
K306 | 175891 | 1 | 176747 | Tecumseh roto lock adaptorfor 1/2 ID & 7 | TECUMSEH COMPRESSOR CO | K30-6 | 31.651 | 31.651 | N | 31.651 | 31.651 | 31.651
K312 | 10510 | 5 | 177052 | Conbraco pop safety valve 30#1/4 MPT 20- | AALBERTS IPS AMERICAS,INC | K-312 | 37.98 | 37.8375 | Y | 37.98 | 37.8375 | 37.98
K312 | 175891 | 2 | 177052 | Conbraco pop safety valve 30#1/4 MPT 20- | AALBERTS IPS AMERICAS,INC | K-312 | 37.98 | 30.01 | Y | 37.98 | 37.8375 | 37.98
K319 | 10510 | 5 | 176747 | Tecumseh crankcse heater K31-9kit 600M/4 | TECUMSEH COMPRESSOR CO | K31-9 | 63.6 | 58.326 | Y | 63.6 | 63.6 | 63.6
K319 | 175891 | 1 | 176747 | Tecumseh crankcse heater K31-9kit 600M/4 | TECUMSEH COMPRESSOR CO | K31-9 | 63.6 | 63.6 | N | 63.6 | 63.6 | 63.6
K321 | 10510 | 1 | 176747 | Tecumseh valve 3/4 rotolock1/2 SAE | TECUMSEH COMPRESSOR CO | K32-1 | 17.955 | 17.955 | Y | 17.955 | 17.955 | 17.955
K322 | 10510 | 1 | 176747 | Tecumseh valve 3/4 mount nut1/4 SAE flar | TECUMSEH COMPRESSOR CO | K32-2 | 29.69 | 29.69 | Y | 29.69 | 29.69 | 29.69
K324 | 10510 | 2 | 176747 | Tecumseh - 7/8 rotolockvalve kit | TECUMSEH COMPRESSOR CO | K32-4 | 29.313 | 29.313 | Y | 29.313 | 29.313 | 29.313
K325 | 10510 | 1 | 176747 | Tecumseh - 3/8 roto-lockvalve kit | TECUMSEH COMPRESSOR CO | K32-5 | 33.16 | 33.16 | Y | 33.16 | 33.16 | 33.16
K327 | 10510 | 1 | 176747 | Tecumseh valve 3/4 mountnut 3/8 SAE flar | TECUMSEH COMPRESSOR CO | K32-7 | 19.99 | 19.99 | Y | 19.99 | 19.99 | 19.99
K329 | 10510 | 1 | 176747 | Tecumseh 5/8 rotolock valveAH2445 | TECUMSEH COMPRESSOR CO | K32-9 | 57.04 | 57.04 | Y | 57.04 | 57.04 | 57.04
K352 | 10510 | 2 | 176747 | $$$Tecumseh adaptor plateAE to replace A | TECUMSEH COMPRESSOR CO | K35-2 | 6.74 | 6.74 | N | 6.74 | 6.74 | 6.74
K3A441V | 10510 | 5 | 133472 | Asco 1/2 solenoid valve24V 1/2 PSI gas a | ASCO L.P. | K3A441V | 156.52 | 97.2068 | N | 156.52 | 99.684 | 156.52
K3A441V | 175891 | 5 | 133472 | Asco 1/2 solenoid valve24V 1/2 PSI gas a | ASCO L.P. | K3A441V | 156.52 | 99.684 | N | 156.52 | 99.684 | 156.52
K3A451V | 10510 | 7 | 133472 | ASCO 3/4 IN GAS VALVE | ASCO L.P. | K3A451V | 162.11 | 100.4951 | N | 162.11 | 100.4951 | 162.11
K3A532U | 175891 | 1 | 133472 | ITT 3/8 IN GAS VALVE 120V | ASCO L.P. | K3A532U | 92.61 | 92.61 | N | 92.61 | 92.61 | 92.61
K3A532V | 175891 | 5 | 133472 | Asco 3/8 solenoid valve120V 10 PSI gas a | ASCO L.P. | K3A532V | 148.83 | 134.94 | Y | 148.83 | 134.94 | 148.83
K3A652V | 10510 | 8 | 133472 | 3/4 IN 2W N/C GAS VLV 120V | ASCO L.P. | K3A652V | 306.75 | 285.35 | Y | 306.75 | 285.35 | 306.75
K3A662U | 175891 | 1 | 133472 | K3A662UASC | ASCO L.P. | K3A662U | 206.8109 | 206.8109 | N | 206.8109 | 206.8109 | 206.8109
K43G01200100112INZZZ353Z566 | 175891 | 2 | 134283 | 12IN TYPE K Z353=COPPER SLEEVES ON END | PYROMATION, INC. | K43G01200100112INZZZ353Z566 | 38.63 | 38.63 | Y | 38.63 | 38.63 | 38.63
K7101 | 10510 | 11 | 176747 | Tecumseh start relayelectrical service p | TECUMSEH COMPRESSOR CO | K71-01 | 14.302 | 13.864 | Y | 14.302 | 13.864 | 14.302
K7101 | 175891 | 1 | 176747 | Tecumseh start relayelectrical service p | TECUMSEH COMPRESSOR CO | K71-01 | 14.302 | 9.62 | N | 14.302 | 13.864 | 14.302
K7102 | 10510 | 7 | 176747 | Tecumseh start relayelectrical service p | TECUMSEH COMPRESSOR CO | K71-02 | 15.53 | 15.5021 | Y | 15.53 | 15.5021 | 15.53
K7102 | 175891 | 1 | 176747 | Tecumseh start relayelectrical service p | TECUMSEH COMPRESSOR CO | K71-02 | 15.53 | 10.062 | N | 15.53 | 15.5021 | 15.53
K7104 | 10510 | 14 | 176747 | Tecumseh start relayelectrical service p | TECUMSEH COMPRESSOR CO | K71-04 | 9.664 | 9.6244 | Y | 9.664 | 9.6244 | 9.664
K7104 | 175891 | 2 | 176747 | Tecumseh start relayelectrical service p | TECUMSEH COMPRESSOR CO | K71-04 | 9.664 | 7.86 | N | 9.664 | 9.6244 | 9.664
K7105 | 10510 | 5 | 176747 | Tecumseh start relayelectrical service p | TECUMSEH COMPRESSOR CO | K71-05 | 9.817 | 9.6504 | Y | 9.817 | 9.6504 | 9.817
K7105 | 175891 | 1 | 176747 | Tecumseh start relayelectrical service p | TECUMSEH COMPRESSOR CO | K71-05 | 9.817 | 8.33 | N | 9.817 | 9.6504 | 9.817
K7106 | 10510 | 6 | 176747 | Tecumseh start relayelectrical service p | TECUMSEH COMPRESSOR CO | K71-06 | 13.899 | 13.0642 | Y | 13.899 | 13.0642 | 13.899
K7106 | 175891 | 1 | 176747 | Tecumseh start relayelectrical service p | TECUMSEH COMPRESSOR CO | K71-06 | 13.899 | 10.56 | N | 13.899 | 13.0642 | 13.899
K7108 | 10510 | 7 | 176747 | Tecumseh start relayreplaces 82790 | TECUMSEH COMPRESSOR CO | K71-08 | 15.53 | 15.53 | Y | 15.53 | 15.53 | 15.53
K7108 | 175891 | 1 | 176747 | Tecumseh start relayreplaces 82790 | TECUMSEH COMPRESSOR CO | K71-08 | 15.53 | 8.648 | N | 15.53 | 15.53 | 15.53
K7109 | 10510 | 10 | 176747 | Tecumseh start relayelectrical service p | TECUMSEH COMPRESSOR CO | K71-09 | 14.4821 | 14.1387 | Y | 14.4821 | 14.1387 | 14.4821
K7109 | 175891 | 1 | 176747 | Tecumseh start relayelectrical service p | TECUMSEH COMPRESSOR CO | K71-09 | 14.4821 | 9.803 | N | 14.4821 | 14.1387 | 14.4821
K7110 | 10510 | 12 | 176747 | Tecumseh start relayelectrical service p | TECUMSEH COMPRESSOR CO | K71-10 | 14.2159 | 13.7693 | Y | 14.2159 | 13.7693 | 14.2159
K7111 | 10510 | 13 | 176747 | Tecumseh start relayelectrical service p | TECUMSEH COMPRESSOR CO | K71-11 | 14.01 | 15.0095 | Y | 14.01 | 15.0095 | 15.0095
K7111 | 175891 | 1 | 176747 | Tecumseh start relayelectrical service p | TECUMSEH COMPRESSOR CO | K71-11 | 14.01 | 10.47 | N | 14.01 | 15.0095 | 15.0095
K7112 | 10510 | 4 | 176747 | Tecumseh start relayreplaces 820RR12B77 | TECUMSEH COMPRESSOR CO | K71-12 | 14.413 | 13.2287 | Y | 14.413 | 13.2287 | 14.413
K7112 | 175891 | 1 | 176747 | Tecumseh start relayreplaces 820RR12B77 | TECUMSEH COMPRESSOR CO | K71-12 | 14.413 | 7.86 | N | 14.413 | 13.2287 | 14.413
K7113 | 10510 | 8 | 176747 | Tecumseh start relayelectrical service p | TECUMSEH COMPRESSOR CO | K71-13 | 29.55 | 27.0905 | Y | 29.55 | 27.0905 | 29.55
K7113 | 175891 | 1 | 176747 | Tecumseh start relayelectrical service p | TECUMSEH COMPRESSOR CO | K71-13 | 29.55 | 20.149 | N | 29.55 | 27.0905 | 29.55
K7114 | 10510 | 9 | 176747 | Tecumseh start relayelectrical service p | TECUMSEH COMPRESSOR CO | K71-14 | 26.131 | 26.131 | Y | 26.131 | 26.131 | 26.131
K7114 | 175891 | 1 | 176747 | Tecumseh start relayelectrical service p | TECUMSEH COMPRESSOR CO | K71-14 | 26.131 | 18.958 | N | 26.131 | 26.131 | 26.131
K7115 | 10510 | 6 | 176747 | Tecumseh start relayreplaces 820ARR3B87 | TECUMSEH COMPRESSOR CO | K71-15 | 21.613 | 21.3442 | Y | 21.613 | 21.3442 | 21.613
K7115 | 175891 | 1 | 176747 | Tecumseh start relayreplaces 820ARR3B87 | TECUMSEH COMPRESSOR CO | K71-15 | 21.613 | 17.35 | N | 21.613 | 21.3442 | 21.613
K7116 | 10510 | 13 | 176747 | Tecumseh start relayreplaces 820ARR3C71 | TECUMSEH COMPRESSOR CO | K71-16 | 31.1021 | 29.8183 | Y | 31.1021 | 29.8183 | 31.1021
K7117 | 10510 | 5 | 176747 | Tecumseh start relayelectrical service p | TECUMSEH COMPRESSOR CO | K71-17 | 30.685 | 28.5768 | Y | 30.685 | 30.685 | 30.685
K7117 | 175891 | 1 | 176747 | Tecumseh start relayelectrical service p | TECUMSEH COMPRESSOR CO | K71-17 | 30.685 | 30.685 | N | 30.685 | 30.685 | 30.685
K7118 | 10510 | 6 | 176747 | Tecumseh start relayelectrical service p | TECUMSEH COMPRESSOR CO | K71-18 | 21.676 | 21.2447 | Y | 21.676 | 21.676 | 21.676
K7118 | 175891 | 1 | 176747 | Tecumseh start relayelectrical service p | TECUMSEH COMPRESSOR CO | K71-18 | 21.676 | 21.676 | N | 21.676 | 21.676 | 21.676
K7119 | 10510 | 7 | 176747 | Tecumseh start relayreplaces 820ARR3C32 | TECUMSEH COMPRESSOR CO | K71-19 | 29.027 | 28.1374 | Y | 29.027 | 28.1374 | 29.027
K7119 | 175891 | 1 | 176747 | Tecumseh start relayreplaces 820ARR3C32 | TECUMSEH COMPRESSOR CO | K71-19 | 29.027 | 24.361 | N | 29.027 | 28.1374 | 29.027
K7120 | 10510 | 7 | 176747 | Tecumseh start relayelectrical service p | TECUMSEH COMPRESSOR CO | K71-20 | 34.16 | 34.16 | Y | 34.16 | 34.16 | 34.16
K7121 | 10510 | 3 | 176747 | Tecumseh start relayreplaces 82209 | TECUMSEH COMPRESSOR CO | K71-21 | 30.9773 | 26.8645 | Y | 30.9773 | 26.8645 | 30.9773
K7122 | 10510 | 3 | 176747 | Tecumseh start relayreplaces 820ARR2H18 | TECUMSEH COMPRESSOR CO | K71-22 | 27.51 | 26.622 | Y | 27.51 | 26.622 | 27.51
K7122 | 175891 | 1 | 176747 | Tecumseh start relayreplaces 820ARR2H18 | TECUMSEH COMPRESSOR CO | K71-22 | 27.51 | 22.18 | N | 27.51 | 26.622 | 27.51
K7125 | 10510 | 6 | 176747 | Tecumseh - startrelay | TECUMSEH COMPRESSOR CO | K71-25 | 21.277 | 20.7547 | Y | 21.277 | 20.7547 | 21.277
K7125 | 175891 | 1 | 176747 | Tecumseh - startrelay | TECUMSEH COMPRESSOR CO | K71-25 | 21.277 | 19.71 | N | 21.277 | 20.7547 | 21.277
K7131 | 10510 | 6 | 176747 | Tecumseh relaykit | TECUMSEH COMPRESSOR CO | K71-31 | 13.024 | 12.75 | Y | 13.024 | 12.75 | 13.024
K7134 | 10510 | 9 | 176747 | Tecumseh - relay kit forAE3425Y-AA1A | TECUMSEH COMPRESSOR CO | K71-34 | 16.881 | 15.2346 | Y | 16.881 | 15.2346 | 16.881
K7134 | 175891 | 1 | 176747 | Tecumseh - relay kit forAE3425Y-AA1A | TECUMSEH COMPRESSOR CO | K71-34 | 16.881 | 10.84 | N | 16.881 | 15.2346 | 16.881
K7136 | 10510 | 1 | 176747 | Tecumseh - relay kit forAE4440Y-AA1A | TECUMSEH COMPRESSOR CO | K71-36 | 16.59 | 18.25 | Y | 16.59 | 18.25 | 18.25
K7137 | 10510 | 6 | 176747 | Tecumseh - relay kit forAE2410Y-AA1A | TECUMSEH COMPRESSOR CO | K71-37 | 13.718 | 13.1933 | Y | 13.718 | 13.1933 | 13.718
K7137 | 175891 | 1 | 176747 | Tecumseh - relay kit forAE2410Y-AA1A | TECUMSEH COMPRESSOR CO | K71-37 | 13.718 | 9.21 | N | 13.718 | 13.1933 | 13.718
K7138 | 10510 | 5 | 176747 | Tecumseh - relay kit forAE2410Y-AA1A | TECUMSEH COMPRESSOR CO | K71-38 | 9.53 | 9.53 | Y | 9.53 | 9.53 | 9.53
K7138 | 175891 | 1 | 176747 | Tecumseh - relay kit forAE2410Y-AA1A | TECUMSEH COMPRESSOR CO | K71-38 | 9.53 | 9.53 | N | 9.53 | 9.53 | 9.53
K7139 | 10510 | 4 | 176747 | Tecumseh - relay kit forAE2415Z-AA1A | TECUMSEH COMPRESSOR CO | K71-39 | 12.68 | 12.3358 | Y | 12.68 | 12.3358 | 12.68
K7139 | 175891 | 1 | 176747 | Tecumseh - relay kit forAE2415Z-AA1A | TECUMSEH COMPRESSOR CO | K71-39 | 12.68 | 9.21 | N | 12.68 | 12.3358 | 12.68
K7141 | 10510 | 3 | 176747 | Tecumseh - relay kit forAE4450Y-AA1A | TECUMSEH COMPRESSOR CO | K71-41 | 16.27 | 16.27 | Y | 16.27 | 16.27 | 16.27
K7142 | 10510 | 3 | 176747 | Tecumseh - relay kit forAE3430Y-AA1A | TECUMSEH COMPRESSOR CO | K71-42 | 10.547 | 10.5388 | Y | 10.547 | 10.5388 | 10.547
K7142 | 175891 | 1 | 176747 | Tecumseh - relay kit forAE3430Y-AA1A | TECUMSEH COMPRESSOR CO | K71-42 | 10.547 | 10.15 | N | 10.547 | 10.5388 | 10.547
K7157 | 10510 | 4 | 176747 | Tecumseh startrelay | TECUMSEH COMPRESSOR CO | K71-57 | 13.8555 | 13.8555 | Y | 13.8555 | 13.8555 | 13.8555
K90-94 | 10510 | 1 | 176747 | overload kit | TECUMSEH COMPRESSOR CO | K90-94 | 19.39 | 26.37 | N | 19.39 | 26.37 | 26.37
K9004 | 10510 | 6 | 176747 | Tecumseh overloadreplaces 8300MRPJ03 | TECUMSEH COMPRESSOR CO | K90-04 | 8.173 | 8.0642 | Y | 8.173 | 8.0642 | 8.173
K9004 | 175891 | 1 | 176747 | Tecumseh overloadreplaces 8300MRPJ03 | TECUMSEH COMPRESSOR CO | K90-04 | 8.173 | 6.54 | N | 8.173 | 8.0642 | 8.173
K9006 | 10510 | 10 | 176747 | Tecumseh overloadreplaces 8300MRPL90 | TECUMSEH COMPRESSOR CO | K90-06 | 11.812 | 11.4911 | Y | 11.812 | 11.4911 | 11.812
K9006 | 175891 | 2 | 176747 | Tecumseh overloadreplaces 8300MRPL90 | TECUMSEH COMPRESSOR CO | K90-06 | 11.812 | 7.376 | N | 11.812 | 11.4911 | 11.812
K9008 | 10510 | 10 | 176747 | Tecumseh overloadreplaces 83715 | TECUMSEH COMPRESSOR CO | K90-08 | 8.91 | 8.7884 | Y | 8.91 | 8.7884 | 8.91
K9009 | 10510 | 3 | 176747 | Tecumseh overloadreplaces 8300MRTH11 | TECUMSEH COMPRESSOR CO | K90-09 | 8.44 | 8.0267 | Y | 8.44 | 8.0267 | 8.44
K9009 | 175891 | 1 | 176747 | Tecumseh overloadreplaces 8300MRTH11 | TECUMSEH COMPRESSOR CO | K90-09 | 8.44 | 7.2 | N | 8.44 | 8.0267 | 8.44
K9010 | 10510 | 9 | 176747 | Tecumseh overloadelectrical service part | TECUMSEH COMPRESSOR CO | K90-10 | 12.3794 | 11.9617 | Y | 12.3794 | 11.9617 | 12.3794
K9010 | 175891 | 2 | 176747 | Tecumseh overloadelectrical service part | TECUMSEH COMPRESSOR CO | K90-10 | 12.3794 | 7.37 | N | 12.3794 | 11.9617 | 12.3794
K9011 | 10510 | 9 | 176747 | Tecumseh overloadelectrical service part | TECUMSEH COMPRESSOR CO | K90-11 | 12.152 | 11.771 | Y | 12.152 | 11.771 | 12.152
K9011 | 175891 | 1 | 176747 | Tecumseh overloadelectrical service part | TECUMSEH COMPRESSOR CO | K90-11 | 12.152 | 8.723 | N | 12.152 | 11.771 | 12.152
K9012 | 10510 | 6 | 176747 | Tecumseh overloadelectrical service part | TECUMSEH COMPRESSOR CO | K90-12 | 11.7548 | 11.3298 | Y | 11.7548 | 11.3298 | 11.7548
K9012 | 175891 | 2 | 176747 | Tecumseh overloadelectrical service part | TECUMSEH COMPRESSOR CO | K90-12 | 11.7548 | 7.325 | N | 11.7548 | 11.3298 | 11.7548
K9013 | 10510 | 9 | 176747 | Tecumseh overloadelectrical service part | TECUMSEH COMPRESSOR CO | K90-13 | 12.165 | 11.8441 | Y | 12.165 | 11.8441 | 12.165
K9013 | 175891 | 1 | 176747 | Tecumseh overloadelectrical service part | TECUMSEH COMPRESSOR CO | K90-13 | 12.165 | 7.612 | N | 12.165 | 11.8441 | 12.165
K9014 | 10510 | 6 | 176747 | Tecumseh overloadreplaces 8300MRTC11 | TECUMSEH COMPRESSOR CO | K90-14 | 11.277 | 10.816 | Y | 11.277 | 10.816 | 11.277
K9014 | 175891 | 1 | 176747 | Tecumseh overloadreplaces 8300MRTC11 | TECUMSEH COMPRESSOR CO | K90-14 | 11.277 | 6.54 | N | 11.277 | 10.816 | 11.277
K9015 | 10510 | 10 | 176747 | Tecumseh overloadelectrical service part | TECUMSEH COMPRESSOR CO | K90-15 | 8.227 | 8.2044 | Y | 8.227 | 8.2044 | 8.227
K9015 | 175891 | 1 | 176747 | Tecumseh overloadelectrical service part | TECUMSEH COMPRESSOR CO | K90-15 | 8.227 | 7.71 | N | 8.227 | 8.2044 | 8.227
K9016 | 10510 | 8 | 176747 | Tecumseh overloadelectrical service part | TECUMSEH COMPRESSOR CO | K90-16 | 11.665 | 10.9123 | Y | 11.665 | 10.9123 | 11.665
K9017 | 10510 | 7 | 176747 | Tecumseh overloadelectrical service part | TECUMSEH COMPRESSOR CO | K90-17 | 11.364 | 10.9824 | Y | 11.364 | 10.9824 | 11.364
K9017 | 175891 | 1 | 176747 | Tecumseh overloadelectrical service part | TECUMSEH COMPRESSOR CO | K90-17 | 11.364 | 7.935 | N | 11.364 | 10.9824 | 11.364
K9018 | 10510 | 6 | 176747 | Tecumseh overloadreplaces 8300MRAN56 | TECUMSEH COMPRESSOR CO | K90-18 | 14.19 | 14.19 | Y | 14.19 | 14.19 | 14.19
K9019 | 10510 | 13 | 176747 | Tecumseh overloadreplaces 8300CRAN21 | TECUMSEH COMPRESSOR CO | K90-19 | 13.27 | 13.27 | Y | 13.27 | 13.27 | 13.27
K9020 | 10510 | 8 | 176747 | Tecumseh overloadelectrical service part | TECUMSEH COMPRESSOR CO | K90-20 | 12.153 | 12.0576 | Y | 12.153 | 12.0576 | 12.153
K9020 | 175891 | 1 | 176747 | Tecumseh overloadelectrical service part | TECUMSEH COMPRESSOR CO | K90-20 | 12.153 | 7.63 | N | 12.153 | 12.0576 | 12.153
K9021 | 10510 | 6 | 176747 | Tecumseh overloadreplaces 8300MRAM19 | TECUMSEH COMPRESSOR CO | K90-21 | 10.676 | 10.676 | Y | 10.676 | 10.676 | 10.676
K9021 | 175891 | 1 | 176747 | Tecumseh overloadreplaces 8300MRAM19 | TECUMSEH COMPRESSOR CO | K90-21 | 10.676 | 8.38 | N | 10.676 | 10.676 | 10.676
K9022 | 10510 | 11 | 176747 | Tecumseh overloadreplaces 8300MRAA71 | TECUMSEH COMPRESSOR CO | K90-22 | 10.313 | 10.1809 | Y | 10.313 | 10.1809 | 10.313
K9022 | 175891 | 2 | 176747 | Tecumseh overloadreplaces 8300MRAA71 | TECUMSEH COMPRESSOR CO | K90-22 | 10.313 | 7.2 | N | 10.313 | 10.1809 | 10.313
K9023 | 10510 | 4 | 176747 | Tecumseh overloadreplaces 8300MRAG17 | TECUMSEH COMPRESSOR CO | K90-23 | 8.194 | 8.1475 | Y | 8.194 | 8.1475 | 8.194
K9023 | 175891 | 1 | 176747 | Tecumseh overloadreplaces 8300MRAG17 | TECUMSEH COMPRESSOR CO | K90-23 | 8.194 | 7.55 | N | 8.194 | 8.1475 | 8.194
K9024 | 10510 | 11 | 176747 | Tecumseh overloadreplaces 8300MRAH28 | TECUMSEH COMPRESSOR CO | K90-24 | 9.134 | 8.9345 | Y | 9.134 | 8.9345 | 9.134
K9024 | 175891 | 1 | 176747 | Tecumseh overloadreplaces 8300MRAH28 | TECUMSEH COMPRESSOR CO | K90-24 | 9.134 | 7.87 | N | 9.134 | 8.9345 | 9.134
K9025 | 10510 | 7 | 176747 | Tecumseh overloadreplaces 8300MRAA72 | TECUMSEH COMPRESSOR CO | K90-25 | 8.461 | 8.2809 | Y | 8.461 | 8.2809 | 8.461
K9025 | 175891 | 1 | 176747 | Tecumseh overloadreplaces 8300MRAA72 | TECUMSEH COMPRESSOR CO | K90-25 | 8.461 | 7.2 | N | 8.461 | 8.2809 | 8.461
K9026 | 10510 | 3 | 176747 | Tecumseh overloadreplaces 8300MRAA85 | TECUMSEH COMPRESSOR CO | K90-26 | 7.623 | 7.599 | Y | 7.623 | 7.599 | 7.623
K9026 | 175891 | 1 | 176747 | Tecumseh overloadreplaces 8300MRAA85 | TECUMSEH COMPRESSOR CO | K90-26 | 7.623 | 6.54 | N | 7.623 | 7.599 | 7.623
K9027 | 10510 | 11 | 176747 | Tecumseh overloadelectrical service part | TECUMSEH COMPRESSOR CO | K90-27 | 11.9752 | 11.2893 | Y | 11.9752 | 11.2893 | 11.9752
K9027 | 175891 | 1 | 176747 | Tecumseh overloadelectrical service part | TECUMSEH COMPRESSOR CO | K90-27 | 11.9752 | 8.203 | N | 11.9752 | 11.2893 | 11.9752
K9030 | 10510 | 7 | 176747 | Tecumseh overloadelectrical service part | TECUMSEH COMPRESSOR CO | K90-30 | 17.747 | 17.307 | Y | 17.747 | 17.307 | 17.747
K9030 | 175891 | 1 | 176747 | Tecumseh overloadelectrical service part | TECUMSEH COMPRESSOR CO | K90-30 | 17.747 | 14.864 | N | 17.747 | 17.307 | 17.747
K9032 | 10510 | 5 | 176747 | Tecumseh overloadreplaces 8300CSTH10 | TECUMSEH COMPRESSOR CO | K90-32 | 16.956 | 16.8988 | Y | 16.956 | 16.8988 | 16.956
K9032 | 175891 | 1 | 176747 | Tecumseh overloadreplaces 8300CSTH10 | TECUMSEH COMPRESSOR CO | K90-32 | 16.956 | 14.47 | N | 16.956 | 16.8988 | 16.956
K9033 | 10510 | 6 | 176747 | Tecumseh overloadelectrical service part | TECUMSEH COMPRESSOR CO | K90-33 | 22.276 | 21.1475 | Y | 22.276 | 21.1475 | 22.276
K9034 | 10510 | 4 | 176747 | Tecumseh overloadreplaces 8300CRAH15 | TECUMSEH COMPRESSOR CO | K90-34 | 17.227 | 17.2126 | Y | 17.227 | 17.2126 | 17.227
K9034 | 175891 | 1 | 176747 | Tecumseh overloadreplaces 8300CRAH15 | TECUMSEH COMPRESSOR CO | K90-34 | 17.227 | 16.865 | N | 17.227 | 17.2126 | 17.227
K9035 | 10510 | 5 | 176747 | Tecumseh overloadelectrical service part | TECUMSEH COMPRESSOR CO | K90-35 | 26.3415 | 24.6743 | Y | 26.3415 | 24.6743 | 26.3415
K9037 | 10510 | 4 | 176747 | Tecumseh overloadreplaces 8300CRTL14 | TECUMSEH COMPRESSOR CO | K90-37 | 25.04 | 22.9995 | Y | 25.04 | 22.9995 | 25.04
K9037 | 175891 | 1 | 176747 | Tecumseh overloadreplaces 8300CRTL14 | TECUMSEH COMPRESSOR CO | K90-37 | 25.04 | 16.878 | N | 25.04 | 22.9995 | 25.04
K9038 | 10510 | 8 | 176747 | Tecumseh overloadreplaces 8300CSTH33 | TECUMSEH COMPRESSOR CO | K90-38 | 18.613 | 18.2665 | Y | 18.613 | 18.2665 | 18.613
K9038 | 175891 | 1 | 176747 | Tecumseh overloadreplaces 8300CSTH33 | TECUMSEH COMPRESSOR CO | K90-38 | 18.613 | 16.512 | N | 18.613 | 18.2665 | 18.613
K9039 | 10510 | 14 | 176747 | Tecumseh overloadreplaces 8300CRAB45 | TECUMSEH COMPRESSOR CO | K90-39 | 22.94 | 22.3504 | Y | 22.94 | 22.3504 | 22.94
K9039 | 175891 | 1 | 176747 | Tecumseh overloadreplaces 8300CRAB45 | TECUMSEH COMPRESSOR CO | K90-39 | 22.94 | 14.685 | N | 22.94 | 22.3504 | 22.94
K9040 | 10510 | 4 | 176747 | Tecumseh overloadreplaces 8300CRTK51 | TECUMSEH COMPRESSOR CO | K90-40 | 17.342 | 17.174 | Y | 17.342 | 17.342 | 17.342
K9040 | 175891 | 1 | 176747 | Tecumseh overloadreplaces 8300CRTK51 | TECUMSEH COMPRESSOR CO | K90-40 | 17.342 | 17.342 | N | 17.342 | 17.342 | 17.342
K9054 | 10510 | 12 | 176747 | Tecumseh - overload kit forAE3425Y-AA1A | TECUMSEH COMPRESSOR CO | K90-54 | 14.113 | 11.994 | Y | 14.113 | 11.994 | 14.113
K9054 | 175891 | 1 | 176747 | Tecumseh - overload kit forAE3425Y-AA1A | TECUMSEH COMPRESSOR CO | K90-54 | 14.113 | 8.31 | N | 14.113 | 11.994 | 14.113
K9055 | 10510 | 3 | 176747 | Tecumseh - overload kit forAE4430Y-AA1A | TECUMSEH COMPRESSOR CO | K90-55 | 15.13 | 15.13 | Y | 15.13 | 15.13 | 15.13
K9056 | 10510 | 7 | 176747 | Tecumseh - overload kit forAE4440Y-AA1A | TECUMSEH COMPRESSOR CO | K90-56 | 14.5348 | 13.9962 | Y | 14.5348 | 13.9962 | 14.5348
K9057 | 10510 | 4 | 176747 | Tecumseh - overload kit forAE2410Z-AA1A | TECUMSEH COMPRESSOR CO | K90-57 | 7.802 | 7.7615 | Y | 7.802 | 7.7615 | 7.802
K9057 | 175891 | 1 | 176747 | Tecumseh - overload kit forAE2410Z-AA1A | TECUMSEH COMPRESSOR CO | K90-57 | 7.802 | 7.64 | N | 7.802 | 7.7615 | 7.802
K9058 | 10510 | 5 | 176747 | Tecumseh - overload kit forAE2415ZAA1A | TECUMSEH COMPRESSOR CO | K90-58 | 7.64 | 7.64 | Y | 7.64 | 7.64 | 7.64
K9058 | 175891 | 1 | 176747 | Tecumseh - overload kit forAE2415ZAA1A | TECUMSEH COMPRESSOR CO | K90-58 | 7.64 | 7.64 | N | 7.64 | 7.64 | 7.64
K9059 | 10510 | 4 | 176747 | Tecumseh - overload kit forAE2415Z-AA1A | TECUMSEH COMPRESSOR CO | K90-59 | 10.736 | 10.464 | Y | 10.736 | 10.464 | 10.736
K9059 | 175891 | 1 | 176747 | Tecumseh - overload kit forAE2415Z-AA1A | TECUMSEH COMPRESSOR CO | K90-59 | 10.736 | 8.52 | N | 10.736 | 10.464 | 10.736
K9060 | 10510 | 5 | 176747 | Tecumseh - overload kit forAE3430Y-AA1A | TECUMSEH COMPRESSOR CO | K90-60 | 8.355 | 8.3508 | Y | 8.355 | 8.3508 | 8.355
K9060 | 175891 | 1 | 176747 | Tecumseh - overload kit forAE3430Y-AA1A | TECUMSEH COMPRESSOR CO | K90-60 | 8.355 | 8.05 | N | 8.355 | 8.3508 | 8.355
K9061 | 10510 | 6 | 176747 | Tecumseh - overload kit forAE4450Y-AA1A | TECUMSEH COMPRESSOR CO | K90-61 | 13.033 | 12.3426 | Y | 13.033 | 12.3426 | 13.033
K9061 | 175891 | 1 | 176747 | Tecumseh - overload kit forAE4450Y-AA1A | TECUMSEH COMPRESSOR CO | K90-61 | 13.033 | 8.2 | N | 13.033 | 12.3426 | 13.033
K9069 | 10510 | 6 | 176747 | Tecumseh overloadelectrical service part | TECUMSEH COMPRESSOR CO | K90-69 | 12.8167 | 12.8167 | Y | 12.8167 | 12.8167 | 12.8167
K9080 | 10510 | 2 | 176747 | Tecumsehoverlload | TECUMSEH COMPRESSOR CO | K90-80 | 12.37 | 12.37 | Y | 12.37 | 12.37 | 12.37
KEL-B136 | 10510 | 11 | 134039 | 3/16 Barb x 1/4 Compression | KELE & ASSOCIATES | B136 | 1.72 | 1.72 | Y | 1.72 | 1.72 | 1.72
KEL-B136 | 166559 | 77 | 134039 | 3/16 Barb x 1/4 Compression | KELE & ASSOCIATES | B136 | 1.72 | 0.42 | N | 1.72 | 1.72 | 1.72
KEL-B136 | 173042 | 40 | 134039 | 3/16 Barb x 1/4 Compression | KELE & ASSOCIATES | B136 | 1.72 | 0.41 | N | 1.72 | 1.72 | 1.72
KEL-B3731 | 175891 | 40 | 134342 | 1/4X1/4X1/8 FPT MTG EARS PKG10 | SCHNEIDER ELECTRIC BUILDINGS AMERICAS, INC | KEL-B-373-1 | 8.0784 | 8.0784 | N | 8.0784 | 8.0784 | 8.0784
KEL-C375 | 166560 | 7 | 134078 | 1/4 Comp x 1/4 Comp Bulkhead | MARS MOTORS & ARMATURES INC | C375 | 1.53 | 1.53 | N | 1.53 | 1.53 | 1.53
KEL-KELFILN05B | 166559 | 26 | 134342 | Pneumatic In-Line Filter (repl K335) | SCHNEIDER ELECTRIC BUILDINGS AMERICAS, INC | KEL-FILN05-S | 22.1233 | 28.8 | Y | 22.1233 | 28.8 | 28.8
KEL-STW3E | 166553 | 10 | 134342 | 10K OHM WTR SENSOR ELEMENT-THERMIS | SCHNEIDER ELECTRIC BUILDINGS AMERICAS, INC | KEL-ST-W3E | 28.82 | 27.896 | Y | 28.82 | 28.435 | 28.82
KEL-STW3E | 166561 | 3 | 134342 | 10K OHM WTR SENSOR ELEMENT-THERMIS | SCHNEIDER ELECTRIC BUILDINGS AMERICAS, INC | KEL-ST-W3E | 28.82 | 28.435 | Y | 28.82 | 28.435 | 28.82
KEL-T141 | 166559 | 1 | 134039 | 1/4" Blue Poly Tube Per 250ft Roll | KELE & ASSOCIATES | T141 | 138.825 | 137.14 | Y | 138.825 | 139.34 | 139.34
KEL-T141 | 166561 | 2 | 134342 | 1/4" Blue Poly Tube Per 250ft Roll | SCHNEIDER ELECTRIC BUILDINGS AMERICAS, INC | T141 | 138.825 | 139.34 | Y | 138.825 | 139.34 | 139.34
KEL-TA15510 | 166561 | 1 | 134342 | Tstat Manual Heat/off/cool; 3 spd fa | SCHNEIDER ELECTRIC BUILDINGS AMERICAS, INC | TA-155-10 | 61.908 | 61.908 | N | 61.908 | 61.908 | 61.908
KEL-TA168100 | 166559 | 1 | 134039 | STAND ALONE CONTROLLER/THERMOSTAT, 0-10V | KELE & ASSOCIATES | TA168100 | 108.9 | 108.9 | N | 108.9 | 108.9 | 108.9
KEL-TA1682 | 166561 | 1 | 134342 | ZONE CNTRL,HTG&CLG,(2)0-10VDC or(2)4-20m | SCHNEIDER ELECTRIC BUILDINGS AMERICAS, INC | TA-168-2 | 105.9522 | 105.9522 | N | 105.9522 | 105.9522 | 105.9522
KEL-UCP422 | 175891 | 1 | 134039 | Electronic to pneumatic transducer | KELE & ASSOCIATES | UCP422 | 193.96 | 193.96 | Y | 193.96 | 193.96 | 193.96
KEL-WD1B | 175890 | 3 | 134012 | WATER DETECTOR WITH NEMA 4 ENCLOSURE | JOHNSON CONTROLS NORTH AMERICAN PRODUCTS (JCI) | WD-1B-BCS | 124.28 | 115.225 | Y | 124.28 | 115.225 | 124.28
KEL-WD2 | 173042 | 1 | 134039 | Base Water Detector without Tape | KELE & ASSOCIATES | WD-2 | 149.24 | 149.24 | N | 149.24 | 156.52 | 156.52
KEL-WD2 | 175890 | 4 | 134039 | Base Water Detector without Tape | KELE & ASSOCIATES | WD-2 | 149.24 | 156.52 | Y | 149.24 | 156.52 | 156.52
KEL6191 | 166559 | 1 | 134039 | Peltec 24/7 Timer, 100-130V, SPDT | KELE & ASSOCIATES | KEL-6191 | 57.47 | 57.47 | N | 57.47 | 57.47 | 57.47
KELDCPA12 | 10008 | 1 | 134039 | 1.2 AMP DC & AC POWER SUPPLY | KELE & ASSOCIATES | KEL-DCPA12 | 47.65 | 47.65 | N | 47.65 | 47.65 | 47.65
KELQL5 | 10008 | 5 | 134039 | CIRCUIT BREAKER, 5 AMP, 1 POLE | KELE & ASSOCIATES | KEL-QL5 | 22.006 | 22.006 | N | 22.006 | 22.006 | 22.006
KELRBTS315 | 175891 | 2 | 134342 | DPDT ON-ON TOGGLE SWITCH | SCHNEIDER ELECTRIC BUILDINGS AMERICAS, INC | KELRBTS315 | 14.8726 | 14.8726 | N | 14.8726 | 14.8726 | 14.8726
KELSSG112 | 175890 | 1 | 134342 | 1/2IN HOLE SS WALL PLATE BOX MOUNTED | SCHNEIDER ELECTRIC BUILDINGS AMERICAS, INC | KELS-SG1-1-2 | 16.5525 | 16.5525 | N | 16.5525 | 16.5525 | 16.5525
KELSSG112 | 175891 | 2 | 134342 | 1/2IN HOLE SS WALL PLATE BOX MOUNTED | SCHNEIDER ELECTRIC BUILDINGS AMERICAS, INC | KELS-SG1-1-2 | 16.5525 | 16.5525 | Y | 16.5525 | 16.5525 | 16.5525
KELSTW3EXH | 166553 | 10 | 134342 | IMMERSION 10K 3 OHM THMS NO WELL HANDI B | SCHNEIDER ELECTRIC BUILDINGS AMERICAS, INC | KEL-STW3EXH | 34.49 | 34.59 | Y | 34.49 | 34.59 | 34.59
KELSTW3EXH | 166561 | 3 | 134342 | IMMERSION 10K 3 OHM THMS NO WELL HANDI B | SCHNEIDER ELECTRIC BUILDINGS AMERICAS, INC | KEL-STW3EXH | 34.49 | 30.24 | N | 34.49 | 34.59 | 34.59
KELUCS621E | 166561 | 1 | 134039 | 6 stage sequencer | KELE & ASSOCIATES | KEL-UCS621E | 142.66 | 188.84 | N | 142.66 | 188.84 | 188.84
KG10 | 10510 | 24 | 133602 | Belimo ball joint3/8 | BELIMO AIRCONTROLS (USA), INC | KG10 | 9.08 | 2.1556 | Y | 9.08 | 2.1556 | 9.08
KG10025 | 10510 | 1 | 134565 | Alco solenoid gasket kit for200RB valves | COPELAND COMFORT CONTROL LP | KG-10025 | 5.95 | 5.95 | Y | 5.95 | 5.95 | 5.95
KG10028 | 10510 | 4 | 134565 | Alco solenoid gasket kit for240RA valves | COPELAND COMFORT CONTROL LP | KG-10028 | 20.924 | 20.924 | Y | 20.924 | 20.924 | 20.924
KG10028 | 175891 | 2 | 134565 | Alco solenoid gasket kit for240RA valves | COPELAND COMFORT CONTROL LP | KG-10028 | 20.924 | 19.22 | Y | 20.924 | 20.924 | 20.924
KIT21A-600 | 10510 | 1 | 134012 | Johnson paddle for F61flow switch | JOHNSON CONTROLS NORTH AMERICAN PRODUCTS (JCI) | KIT21A-600 | 2.76 | 2.76 | N | 2.76 | 2.76 | 2.76
KIT71100AR | 10008 | 2 | 133359 | Adapter | ADI | KIT-71100A-R | 17.29 | 17.29 | N | 17.29 | 17.29 | 17.29
KITE10196 | 10008 | 2 | 133359 | STI Normally Open Contact | ADI | KIT-E10196 | 6.19 | 6.19 | N | 6.19 | 6.19 | 6.19
KITE10197H | 10008 | 3 | 133359 | Start stop station contact block assm. | ADI | KIT-E10197H | 20.74 | 20.74 | Y | 20.74 | 20.74 | 20.74
KITE10198 | 10008 | 10 | 133359 | STI Normally Closed Contact | ADI | KIT-E10198 | 6.19 | 6.19 | Y | 6.19 | 6.19 | 6.19
KITFAN120VAC30 | 166553 | 3 | 168924 | Fan | Integra Enclosures Inc. | KIT-FAN-120VAC-30 | 120.4 | 120.4 | Y | 120.4 | 120.4 | 120.4
KL081C | 166553 | 1 | 188731 | Kroil 8oz liquid penetrant | Kano Laboratories, LLC | KL081C | 11.4 | 11.1 | Y | 11.4 | 11.4 | 11.4
KL081C | 166557 | 21 | 188731 | Kroil 8oz liquid penetrant | Kano Laboratories, LLC | KL081C | 11.4 | 11.4 | N | 11.4 | 11.4 | 11.4
KL081C | 166561 | 11 | 188731 | Kroil 8oz liquid penetrant | Kano Laboratories, LLC | KL081C | 11.4 | 11.1 | Y | 11.4 | 11.4 | 11.4
KL5504P | 10510 | 2 | 187643 | Uniweld MC-Mastar WeldBraze Cut Outfit W | UNIWELD PRODUCTS INC. | KL550-4P | 369.48 | 391.65 | Y | 369.48 | 391.65 | 391.65
KLDR001 | 166557 | 4 | 168940 | 600V TD CLASS CC 1 A R oHS | Littelfuse, Inc. | KLDR001 | 7.848 | 7.848 | N | 7.848 | 7.848 | 7.848
KLDR002 | 166557 | 7 | 168940 | 600V TD CLASS CC 2 A R oHS | Littelfuse, Inc. | KLDR002 | 8.024 | 8.024 | N | 8.024 | 8.024 | 8.024
KLDR003 | 166557 | 2 | 134012 | 600V TD CLASS CC 3 A R oHS | JOHNSON CONTROLS NORTH AMERICAN PRODUCTS (JCI) | KLDR003 | 8.024 | 8.024 | N | 8.024 | 8.024 | 8.024
KLDR004 | 166557 | 5 | 134012 | 600V T/D CLASS CC 4A RoHS | JOHNSON CONTROLS NORTH AMERICAN PRODUCTS (JCI) | KLDR004 | 13.558 | 8.447 | N | 13.558 | 8.447 | 13.558
KLDR005 | 166557 | 5 | 134012 | 600V TD CLASS CC 5 A R oHS | JOHNSON CONTROLS NORTH AMERICAN PRODUCTS (JCI) | KLDR005 | 8.024 | 8.024 | Y | 8.024 | 8.024 | 8.024
KLDR007 | 166557 | 6 | 134012 | FUSE 600V T/D CLASS CC 7A | JOHNSON CONTROLS NORTH AMERICAN PRODUCTS (JCI) | KLDR007 | 9.365 | 9.365 | Y | 9.365 | 9.365 | 9.365
KLDR030 | 166557 | 5 | 168940 | 600V TD CLASS CC 30A RoHS | Littelfuse, Inc. | KLDR030 | 8.249 | 8.249 | Y | 8.249 | 8.249 | 8.249
KLKR002 | 166557 | 5 | 168940 | 1.5 Amp Fast acting Fuse 300,600V | Littelfuse, Inc. | KLKR002 | 6.588 | 6.588 | Y | 6.588 | 6.588 | 6.588
KLKR005 | 166561 | 10 | 168940 | FUSE 600V F/A CLASS CC 5A | Littelfuse, Inc. | KLKR005 | 11.529 | 11.529 | N | 11.529 | 11.529 | 11.529
KLKR01.5 | 166561 | 2 | 168940 | Littlefuse, Electrical, Fuse and Fuse | Littelfuse, Inc. | KLKR015 | 8.2395 | 8.2395 | N | 8.2395 | 8.2395 | 8.2395
KLKR020 | 166557 | 3 | 134012 | FUSE 600V F/A CLASS CC 20A | JOHNSON CONTROLS NORTH AMERICAN PRODUCTS (JCI) | KLKR020 | 7.7891 | 6.588 | Y | 7.7891 | 6.588 | 7.7891
KLKR025 | 166557 | 10 | 134012 | FUSE 600V FA CLASS CC 25A | JOHNSON CONTROLS NORTH AMERICAN PRODUCTS (JCI) | KLKR025 | 6.588 | 6.588 | N | 6.588 | 6.588 | 6.588
KLKR030 | 166557 | 10 | 168940 | 30 Amp, 600V,Fast Acting | Littelfuse, Inc. | KLKR030 | 6.588 | 6.588 | N | 6.588 | 6.588 | 6.588
KLN-1005 | 10510 | 7 | 168933 | CRIMPING TOOL | Klein Tools, Inc. | 1005 | 22.63 | 22.63 | Y | 22.63 | 22.63 | 22.63
KLN-1005 | 175891 | 2 | 168933 | CRIMPING TOOL | Klein Tools, Inc. | 1005 | 22.63 | 22.63 | Y | 22.63 | 22.63 | 22.63
KLN-1009 | 10770 | 2 | 168933 | Long-Nose Multi-Purpose Tool | Klein Tools, Inc. | 1009 | 14.29 | 14.29 | N | 14.29 | 14.29 | 14.29
KLN-1009 | 175883 | 1 | 168933 | Long-Nose Multi-Purpose Tool | Klein Tools, Inc. | 1009 | 14.29 | 14.29 | N | 14.29 | 14.29 | 14.29
KLN-1009 | 175888 | 2 | 168933 | Long-Nose Multi-Purpose Tool | Klein Tools, Inc. | 1009 | 14.29 | 14.29 | N | 14.29 | 14.29 | 14.29
KLN-1009 | 175890 | 2 | 168933 | Long-Nose Multi-Purpose Tool | Klein Tools, Inc. | 1009 | 14.29 | 14.29 | N | 14.29 | 14.29 | 14.29
KLN-1010 | 10510 | 9 | 168933 | Long-nose stripper/crimper | Klein Tools, Inc. | 1010 | 16.68 | 16.5999 | Y | 16.68 | 16.68 | 16.68
KLN-1010 | 166553 | 6 | 168933 | Long-nose stripper/crimper | Klein Tools, Inc. | 1010 | 16.68 | 16.68 | Y | 16.68 | 16.68 | 16.68
KLN-1010 | 166559 | 3 | 168933 | Long-nose stripper/crimper | Klein Tools, Inc. | 1010 | 16.68 | 16.68 | Y | 16.68 | 16.68 | 16.68
KLN-1010 | 175891 | 2 | 168933 | Long-nose stripper/crimper | Klein Tools, Inc. | 1010 | 16.68 | 15.9592 | Y | 16.68 | 16.68 | 16.68
KLN-1011 | 10510 | 7 | 168933 | Multi-Purpose Wire Stripper/Cutter | Klein Tools, Inc. | 1011 | 9.96 | 9.939 | Y | 9.96 | 10.2926 | 10.2926
KLN-1011 | 166553 | 2 | 168933 | Multi-Purpose Wire Stripper/Cutter | Klein Tools, Inc. | 1011 | 9.96 | 10.2926 | Y | 9.96 | 10.2926 | 10.2926
KLN-1019 | 166553 | 3 | 168933 | Klein Kurve Wire Stripper & Crimper | Klein Tools, Inc. | 1019 | 15.02 | 15.02 | Y | 15.02 | 15.02 | 15.02
KLN-1019 | 166559 | 3 | 168933 | Klein Kurve Wire Stripper & Crimper | Klein Tools, Inc. | 1019 | 15.02 | 15.02 | Y | 15.02 | 15.02 | 15.02
KLN-11045 | 166561 | 3 | 168933 | Wire cutter/stripper, 10-18 solid AWG | Klein Tools, Inc. | 11045 | 11.4 | 11.4 | N | 11.4 | 11.4 | 11.4
KLN-11046 | 166553 | 2 | 168933 | 11046 WIRE STRIPPER | Klein Tools, Inc. | 11046 | 11.78 | 11.78 | Y | 11.78 | 11.78 | 11.78
KLN-11046 | 166559 | 2 | 168933 | 11046 WIRE STRIPPER | Klein Tools, Inc. | 11046 | 11.78 | 11.78 | Y | 11.78 | 11.78 | 11.78
KLN-11055 | 10510 | 9 | 168933 | Klein-Kurve Wire Stripper/Cutter Soli | Klein Tools, Inc. | 11055 | 14.91 | 15.41 | Y | 14.91 | 15.41 | 15.41
KLN-11055 | 10770 | 6 | 168933 | Klein-Kurve Wire Stripper/Cutter Soli | Klein Tools, Inc. | 11055 | 14.91 | 14.91 | Y | 14.91 | 15.41 | 15.41
KLN-11055 | 175888 | 2 | 168933 | Klein-Kurve Wire Stripper/Cutter Soli | Klein Tools, Inc. | 11055 | 14.91 | 14.91 | N | 14.91 | 15.41 | 15.41
KLN-11055 | 175890 | 2 | 168933 | Klein-Kurve Wire Stripper/Cutter Soli | Klein Tools, Inc. | 11055 | 14.91 | 14.91 | N | 14.91 | 15.41 | 15.41
KLN-11055 | 175891 | 2 | 168933 | Klein-Kurve Wire Stripper/Cutter Soli | Klein Tools, Inc. | 11055 | 14.91 | 14.91 | N | 14.91 | 15.41 | 15.41
KLN-11061 | 166559 | 2 | 168933 | Self adjusting Wire Stripper/Cutter | Klein Tools, Inc. | 11061 | 18.57 | 18.57 | N | 18.57 | 18.57 | 18.57
KLN-11061 | 166561 | 1 | 168933 | Self adjusting Wire Stripper/Cutter | Klein Tools, Inc. | 11061 | 18.57 | 17.72 | N | 18.57 | 18.57 | 18.57
KLN-11073 | 166559 | 1 | 168933 | Katapult rplcmnt blades 8-22 AWG | Klein Tools, Inc. | 11073 | 10.98 | 7.77 | N | 10.98 | 7.77 | 10.98
KLN-1200L | 10510 | 3 | 168933 | Klein snips with wire cutterLeft | Klein Tools, Inc. | 1200L | 13.59 | 12.1523 | N | 13.59 | 12.1523 | 13.59
KLN-1201R | 10510 | 5 | 168933 | Klein snips with wire cutterRight | Klein Tools, Inc. | 1201R | 13.59 | 12.3533 | N | 13.59 | 12.3533 | 13.59
KLN-12065CR | 10510 | 10 | 168933 | Klein Heavy Duty Wire StripperCutter and | Klein Tools, Inc. | K12055 | 30.8984 | 29.71 | Y | 30.8984 | 29.71 | 30.8984
KLN-13391 | 10008 | 5 | 168933 | 4-n-1 Rplc Bit PH0, Ord/SellQty1=(2p | Klein Tools, Inc. | 13391 | 2.39 | 2.39 | Y | 2.39 | 2.39 | 2.39
KLN-13391 | 166553 | 5 | 168933 | 4-n-1 Rplc Bit PH0, Ord/SellQty1=(2p | Klein Tools, Inc. | 13391 | 2.39 | 2.39 | Y | 2.39 | 2.39 | 2.39
KLN-13391 | 166559 | 1 | 168933 | 4-n-1 Rplc Bit PH0, Ord/SellQty1=(2p | Klein Tools, Inc. | 13391 | 2.39 | 2.39 | Y | 2.39 | 2.39 | 2.39
KLN-13392 | 166553 | 7 | 168933 | 4-n-1 Rplc Bit PH00, Ord/SellQty1=(2 | Klein Tools, Inc. | 13392 | 2.39 | 2.1647 | Y | 2.39 | 2.1647 | 2.39
KLN-19353 | 166553 | 4 | 168933 | Reamer blade replacement for #85191 | Klein Tools, Inc. | 19353 | 7.56 | 4.78 | Y | 7.56 | 4.78 | 7.56
KLN-2005N | 10770 | 2 | 168933 | Forged Crimper | Klein Tools, Inc. | 2005N | 26.28 | 26.28 | Y | 26.28 | 26.28 | 26.28
KLN-2005N | 166553 | 3 | 168933 | Forged Crimper | Klein Tools, Inc. | 2005N | 26.28 | 26.28 | Y | 26.28 | 26.28 | 26.28
KLN-2005N | 166559 | 2 | 168933 | Forged Crimper | Klein Tools, Inc. | 2005N | 26.28 | 26.28 | Y | 26.28 | 26.28 | 26.28
KLN-2005N | 175883 | 1 | 168933 | Forged Crimper | Klein Tools, Inc. | 2005N | 26.28 | 26.28 | N | 26.28 | 26.28 | 26.28
KLN-2005N | 175888 | 2 | 168933 | Forged Crimper | Klein Tools, Inc. | 2005N | 26.28 | 26.28 | N | 26.28 | 26.28 | 26.28
KLN-2005N | 175890 | 2 | 168933 | Forged Crimper | Klein Tools, Inc. | 2005N | 26.28 | 26.28 | N | 26.28 | 26.28 | 26.28
KLN-2005N | 175891 | 1 | 168933 | Forged Crimper | Klein Tools, Inc. | 2005N | 26.28 | 26.28 | N | 26.28 | 26.28 | 26.28
KLN-21008 | 166553 | 2 | 168933 | Elects scissors, ext handle | Klein Tools, Inc. | 21008 | 22.71 | 22.71 | Y | 22.71 | 22.71 | 22.71
KLN-25961 | 166559 | 1 | 168933 | 2-Step Drill Bit, Double-Fluted, | Klein Tools, Inc. | 25961 | 26.24 | 26.24 | N | 26.24 | 26.24 | 26.24
KLN-25963 | 166559 | 2 | 168933 | 9-Step Drill Bit, Double-Fluted, 1/4-IN | Klein Tools, Inc. | 25963 | 18.74 | 18.74 | N | 18.74 | 18.74 | 18.74
KLN-29601 | 10510 | 3 | 168933 | PowerBox1 | Klein Tools, Inc. | 29601 | 38.11 | 37.856 | Y | 38.11 | 38.11 | 38.11
KLN-29601 | 166559 | 2 | 168933 | PowerBox1 | Klein Tools, Inc. | 29601 | 38.11 | 38.11 | N | 38.11 | 38.11 | 38.11
KLN-31850 | 166553 | 1 | 168933 | 3/4" Carbide Hole Cutter | Klein Tools, Inc. | 31850 | 22.73 | 20.353 | Y | 22.73 | 22.73 | 22.73
KLN-31850 | 166559 | 1 | 168933 | 3/4" Carbide Hole Cutter | Klein Tools, Inc. | 31850 | 22.73 | 22.73 | N | 22.73 | 22.73 | 22.73
KLN-31852 | 166553 | 2 | 168933 | 7/8" Carbide Hole Cutter | Klein Tools, Inc. | 31852 | 23.79 | 23.79 | Y | 23.79 | 23.79 | 23.79
KLN-31852 | 166559 | 1 | 168933 | 7/8" Carbide Hole Cutter | Klein Tools, Inc. | 31852 | 23.79 | 23.79 | Y | 23.79 | 23.79 | 23.79
KLN-31856 | 166553 | 2 | 168933 | 1-1/8" Carbide Hole Cutter | Klein Tools, Inc. | 31856 | 25.19 | 23.84 | Y | 25.19 | 23.84 | 25.19
KLN-31872 | 166553 | 2 | 168933 | 4pc Carbide kit, 7/8", 1-1/8", 1-3/8 | Klein Tools, Inc. | 31872 | 68.18 | 68.18 | Y | 68.18 | 68.18 | 68.18
KLN-31872 | 166559 | 1 | 168933 | 4pc Carbide kit, 7/8", 1-1/8", 1-3/8 | Klein Tools, Inc. | 31872 | 68.18 | 68.18 | Y | 68.18 | 68.18 | 68.18
KLN-31874 | 166553 | 3 | 168933 | Replacement Hole Cutter Pilot Bit | Klein Tools, Inc. | 31874 | 6.02 | 3.29 | Y | 6.02 | 5.27 | 6.02
KLN-31874 | 166559 | 2 | 168933 | Replacement Hole Cutter Pilot Bit | Klein Tools, Inc. | 31874 | 6.02 | 5.27 | N | 6.02 | 5.27 | 6.02
KLN-31902 | 10510 | 2 | 168933 | Klein Bi-metal hole saw kit8-piece | Klein Tools, Inc. | 31902 | 52.62 | 52.62 | Y | 52.62 | 52.62 | 52.62
KLN-32288 | 166559 | 1 | 168933 | 8-n-1 Elect. Insulated screw-driver | Klein Tools, Inc. | 32288 | 34.99 | 34.99 | Y | 34.99 | 34.99 | 34.99
KLN-32303 | 166553 | 2 | 168933 | 14-n-1 Adj-length driver, impact-rated | Klein Tools, Inc. | 32303 | 15.39 | 15.04 | Y | 15.39 | 15.04 | 15.39
KLN-32304 | 10510 | 3 | 168933 | 14-in-1 HVAC Adjustable-Length Impact S | Klein Tools, Inc. | 32304 | 17.49 | 17.49 | Y | 17.49 | 18.89 | 18.89
KLN-32304 | 10770 | 2 | 168933 | 14-in-1 HVAC Adjustable-Length Impact S | Klein Tools, Inc. | 32304 | 17.49 | 17.49 | Y | 17.49 | 18.89 | 18.89
KLN-32304 | 166553 | 2 | 168933 | 14-in-1 HVAC Adjustable-Length Impact S | Klein Tools, Inc. | 32304 | 17.49 | 18.19 | Y | 17.49 | 18.89 | 18.89
KLN-32304 | 166559 | 1 | 168933 | 14-in-1 HVAC Adjustable-Length Impact S | Klein Tools, Inc. | 32304 | 17.49 | 18.89 | N | 17.49 | 18.89 | 18.89
KLN-32304 | 175888 | 3 | 168933 | 14-in-1 HVAC Adjustable-Length Impact S | Klein Tools, Inc. | 32304 | 17.49 | 17.49 | N | 17.49 | 18.89 | 18.89
KLN-32304 | 175890 | 1 | 168933 | 14-in-1 HVAC Adjustable-Length Impact S | Klein Tools, Inc. | 32304 | 17.49 | 17.49 | N | 17.49 | 18.89 | 18.89
KLN-32304 | 175891 | 2 | 168933 | 14-in-1 HVAC Adjustable-Length Impact S | Klein Tools, Inc. | 32304 | 17.49 | 17.49 | N | 17.49 | 18.89 | 18.89
KLN-32305 | 166559 | 3 | 168933 | 15-in-1 Multi-Bit Ratcheting Screwdriver | Klein Tools, Inc. | 32305 | 15.39 | 15.39 | N | 15.39 | 15.39 | 15.39
KLN-32307 | 10770 | 2 | 168933 | 27-in-1 Tamperproof Screwdriver | Klein Tools, Inc. | 32307 | 18.19 | 18.19 | Y | 18.19 | 18.19 | 18.19
KLN-32307 | 175883 | 2 | 168933 | 27-in-1 Tamperproof Screwdriver | Klein Tools, Inc. | 32307 | 18.19 | 18.19 | N | 18.19 | 18.19 | 18.19
KLN-32307 | 175888 | 3 | 168933 | 27-in-1 Tamperproof Screwdriver | Klein Tools, Inc. | 32307 | 18.19 | 18.19 | N | 18.19 | 18.19 | 18.19
KLN-32307 | 175890 | 2 | 168933 | 27-in-1 Tamperproof Screwdriver | Klein Tools, Inc. | 32307 | 18.19 | 18.19 | N | 18.19 | 18.19 | 18.19
KLN-32307 | 175891 | 2 | 168933 | 27-in-1 Tamperproof Screwdriver | Klein Tools, Inc. | 32307 | 18.19 | 18.19 | N | 18.19 | 18.19 | 18.19
KLN-32308 | 10770 | 2 | 168933 | 8-in-1 Adjustable Length Stubby Driver | Klein Tools, Inc. | 32308 | 11.89 | 11.89 | N | 11.89 | 11.89 | 11.89
KLN-32308 | 175883 | 2 | 168933 | 8-in-1 Adjustable Length Stubby Driver | Klein Tools, Inc. | 32308 | 11.89 | 11.89 | N | 11.89 | 11.89 | 11.89
KLN-32308 | 175888 | 2 | 168933 | 8-in-1 Adjustable Length Stubby Driver | Klein Tools, Inc. | 32308 | 11.89 | 11.89 | N | 11.89 | 11.89 | 11.89
KLN-32308 | 175891 | 2 | 168933 | 8-in-1 Adjustable Length Stubby Driver | Klein Tools, Inc. | 32308 | 11.89 | 11.89 | N | 11.89 | 11.89 | 11.89
KLN-32314 | 166553 | 5 | 168933 | Klein 14-n-1 Precision scrw/nut driver | Klein Tools, Inc. | 32314 | 11.19 | 11.19 | Y | 11.19 | 11.19 | 11.19
KLN-32314 | 166559 | 6 | 168933 | Klein 14-n-1 Precision scrw/nut driver | Klein Tools, Inc. | 32314 | 11.19 | 11.19 | Y | 11.19 | 11.19 | 11.19
KLN-32327 | 166559 | 3 | 168933 | 27-in-1 Multi-Bit Precision | Klein Tools, Inc. | 32327 | 14.49 | 14.49 | Y | 14.49 | 14.49 | 14.49
KLN-32392 | 10008 | 3 | 168933 | 32392 ADJ DELAY-ON-BREAK | Klein Tools, Inc. | 32392 | 3.78 | 10.368 | N | 3.78 | 10.368 | 10.368
KLN-32392 | 166553 | 1 | 168933 | 32392 ADJ DELAY-ON-BREAK | Klein Tools, Inc. | 32392 | 3.78 | 3.35 | N | 3.78 | 10.368 | 10.368
KLN-32392 | 166561 | 2 | 168933 | 32392 ADJ DELAY-ON-BREAK | Klein Tools, Inc. | 32392 | 3.78 | 3.44 | N | 3.78 | 10.368 | 10.368
KLN-32394 | 166553 | 3 | 168933 | Secondary barrel (for 32557, 32558) | Klein Tools, Inc. | 32394 | 5.28 | 4.53 | Y | 5.28 | 4.53 | 5.28
KLN-32394 | 166561 | 5 | 168933 | Secondary barrel (for 32557, 32558) | Klein Tools, Inc. | 32394 | 5.28 | 4.49 | N | 5.28 | 4.53 | 5.28
KLN-32397 | 166559 | 5 | 168933 | Rplcmnt Bit #2 Phillips & #1 Square | Klein Tools, Inc. | 32397 | 3.03 | 2.9725 | N | 3.03 | 2.9725 | 3.03
KLN-32398 | 166553 | 6 | 168933 | Rplcmnt #1 Phil, 1/4" Slotted | Klein Tools, Inc. | 32398 | 3.03 | 3.03 | Y | 3.03 | 3.03 | 3.03
KLN-32398 | 166559 | 4 | 168933 | Rplcmnt #1 Phil, 1/4" Slotted | Klein Tools, Inc. | 32398 | 3.03 | 3.03 | Y | 3.03 | 3.03 | 3.03
KLN-32399 | 166559 | 1 | 168933 | Rplcmnt Bit #2 Square 3/16" Slotted | Klein Tools, Inc. | 32399 | 3.03 | 2.8 | N | 3.03 | 2.8 | 3.03
KLN-32400 | 166553 | 4 | 168933 | Ext Bit - #2 Phlp X #1 Phlp (for 325 | Klein Tools, Inc. | 32400 | 3.77 | 3.7328 | Y | 3.77 | 3.7698 | 3.77
KLN-32400 | 166559 | 4 | 168933 | Ext Bit - #2 Phlp X #1 Phlp (for 325 | Klein Tools, Inc. | 32400 | 3.77 | 3.7698 | Y | 3.77 | 3.7698 | 3.77
KLN-32401 | 166559 | 4 | 168933 | Ext Bit - 3/16 & 1/4 slotd (for 325 | Klein Tools, Inc. | 32401 | 3.77 | 3.77 | N | 3.77 | 3.77 | 3.77
KLN-32410 | 166553 | 5 | 168933 | Rplcmnt Bit #2 Sqr & #2 Philp (stubb | Klein Tools, Inc. | 32410 | 3.77 | 3.6 | Y | 3.77 | 3.77 | 3.77
KLN-32410 | 166559 | 3 | 168933 | Rplcmnt Bit #2 Sqr & #2 Philp (stubb | Klein Tools, Inc. | 32410 | 3.77 | 3.6 | N | 3.77 | 3.77 | 3.77
KLN-32410 | 166561 | 6 | 168933 | Rplcmnt Bit #2 Sqr & #2 Philp (stubb | Klein Tools, Inc. | 32410 | 3.77 | 3.77 | N | 3.77 | 3.77 | 3.77
KLN-32411 | 166553 | 3 | 168933 | Rplcmnt Bit #1 Sqr, 1/4" Slot (stubb | Klein Tools, Inc. | 32411 | 3.77 | 3.6 | Y | 3.77 | 3.77 | 3.77
KLN-32411 | 166559 | 2 | 168933 | Rplcmnt Bit #1 Sqr, 1/4" Slot (stubb | Klein Tools, Inc. | 32411 | 3.77 | 3.6 | N | 3.77 | 3.77 | 3.77
KLN-32411 | 166561 | 6 | 168933 | Rplcmnt Bit #1 Sqr, 1/4" Slot (stubb | Klein Tools, Inc. | 32411 | 3.77 | 3.77 | N | 3.77 | 3.77 | 3.77
KLN-32477 | 166553 | 3 | 168933 | 32477 10-IN-1 SD/ND | Klein Tools, Inc. | 32477 | 12.9 | 12.8682 | Y | 12.9 | 12.8682 | 12.9
KLN-32482 | 166553 | 1 | 168933 | REPLACEMENT BIT, #1 PH X 3/16 SLOTD | Klein Tools, Inc. | 32482 | 3.78 | 3.504 | Y | 3.78 | 3.78 | 3.78
KLN-32482 | 166559 | 3 | 168933 | REPLACEMENT BIT, #1 PH X 3/16 SLOTD | Klein Tools, Inc. | 32482 | 3.78 | 3.78 | N | 3.78 | 3.78 | 3.78
KLN-32482 | 166561 | 6 | 168933 | REPLACEMENT BIT, #1 PH X 3/16 SLOTD | Klein Tools, Inc. | 32482 | 3.78 | 3.78 | N | 3.78 | 3.78 | 3.78
KLN-32483 | 166559 | 3 | 168933 | 32483 REPLACEMENT BIT 10 IN 1 | Klein Tools, Inc. | 32483 | 3.78 | 3.78 | Y | 3.78 | 3.78 | 3.78
KLN-32483 | 166561 | 5 | 168933 | 32483 REPLACEMENT BIT 10 IN 1 | Klein Tools, Inc. | 32483 | 3.78 | 3.78 | N | 3.78 | 3.78 | 3.78
KLN-32484 | 166553 | 6 | 168933 | #1 & #2 SQUARE REPLACEMENT BIT | Klein Tools, Inc. | 32484 | 3.74 | 3.1409 | Y | 3.74 | 3.9417 | 3.9417
KLN-32484 | 166559 | 3 | 168933 | #1 & #2 SQUARE REPLACEMENT BIT | Klein Tools, Inc. | 32484 | 3.74 | 2.864 | N | 3.74 | 3.9417 | 3.9417
KLN-32484 | 166561 | 6 | 168933 | #1 & #2 SQUARE REPLACEMENT BIT | Klein Tools, Inc. | 32484 | 3.74 | 3.9417 | N | 3.74 | 3.9417 | 3.9417
KLN-32485 | 166553 | 3 | 168933 | #10 & #15 TORX BIT FOR 10 IN 1 TOOL | Klein Tools, Inc. | 32485 | 3.74 | 3.0537 | Y | 3.74 | 3.495 | 3.74
KLN-32485 | 166559 | 4 | 168933 | #10 & #15 TORX BIT FOR 10 IN 1 TOOL | Klein Tools, Inc. | 32485 | 3.74 | 3.21 | Y | 3.74 | 3.495 | 3.74
KLN-32485 | 166561 | 10 | 168933 | #10 & #15 TORX BIT FOR 10 IN 1 TOOL | Klein Tools, Inc. | 32485 | 3.74 | 3.495 | N | 3.74 | 3.495 | 3.74
KLN-32500 | 166553 | 5 | 168933 | 11-IN-1 SD/ND | Klein Tools, Inc. | 32500 | 13.78 | 13.78 | Y | 13.78 | 13.78 | 13.78
KLN-32500 | 166561 | 6 | 168933 | 11-IN-1 SD/ND | Klein Tools, Inc. | 32500 | 13.78 | 13.78 | N | 13.78 | 13.78 | 13.78
KLN-32500HD | 166553 | 5 | 168933 | Klein 11 in 1 Impact rated screwdriver | Klein Tools, Inc. | 32500HD | 16.49 | 16.49 | Y | 16.49 | 16.49 | 16.49
KLN-32500HD | 166559 | 3 | 168933 | Klein 11 in 1 Impact rated screwdriver | Klein Tools, Inc. | 32500HD | 16.49 | 16.49 | Y | 16.49 | 16.49 | 16.49
KLN-32500MAG | 166553 | 1 | 168933 | 11-in-1 Magnetic screw/nut driver | Klein Tools, Inc. | 32500MAG | 14.69 | 14.69 | Y | 14.69 | 15.1567 | 15.1567
KLN-32500MAG | 166559 | 2 | 168933 | 11-in-1 Magnetic screw/nut driver | Klein Tools, Inc. | 32500MAG | 14.69 | 15.1567 | Y | 14.69 | 15.1567 | 15.1567
KLN-32527 | 10510 | 6 | 168933 | 11-in-1 Screwdriver/Nut Driver with Sch | Klein Tools, Inc. | 32527 | 13.76 | 13.76 | Y | 13.76 | 13.76 | 13.76
KLN-32527 | 10770 | 4 | 168933 | 11-in-1 Screwdriver/Nut Driver with Sch | Klein Tools, Inc. | 32527 | 13.76 | 13.76 | Y | 13.76 | 13.76 | 13.76
KLN-32527 | 175888 | 2 | 168933 | 11-in-1 Screwdriver/Nut Driver with Sch | Klein Tools, Inc. | 32527 | 13.76 | 13.76 | N | 13.76 | 13.76 | 13.76
KLN-32527 | 175890 | 2 | 168933 | 11-in-1 Screwdriver/Nut Driver with Sch | Klein Tools, Inc. | 32527 | 13.76 | 13.76 | N | 13.76 | 13.76 | 13.76
KLN-32527 | 175891 | 1 | 168933 | 11-in-1 Screwdriver/Nut Driver with Sch | Klein Tools, Inc. | 32527 | 13.76 | 13.76 | Y | 13.76 | 13.76 | 13.76
KLN-32528 | 166559 | 3 | 168933 | Schrader replcmnt bit (for 32528 11- | Klein Tools, Inc. | 32528 | 5.26 | 5.26 | Y | 5.26 | 5.26 | 5.26
KLN-32534 | 10510 | 1 | 168933 | Klein - 10-fold 10-in-1screwdriver/nut d | Klein Tools, Inc. | 32534 | 22.68 | 22.68 | Y | 22.68 | 22.68 | 22.68
KLN-32534 | 175891 | 1 | 168933 | Klein - 10-fold 10-in-1screwdriver/nut d | Klein Tools, Inc. | 32534 | 22.68 | 17.784 | N | 22.68 | 22.68 | 22.68
KLN-32535 | 10510 | 8 | 168933 | Klein 10 in 1 screw/nutdriver10-Fold bla | Klein Tools, Inc. | 32535 | 22.68 | 22.3216 | Y | 22.68 | 22.68 | 22.68
KLN-32535 | 166553 | 3 | 168933 | Klein 10 in 1 screw/nutdriver10-Fold bla | Klein Tools, Inc. | 32535 | 22.68 | 22.68 | N | 22.68 | 22.68 | 22.68
KLN-32535 | 166559 | 2 | 168933 | Klein 10 in 1 screw/nutdriver10-Fold bla | Klein Tools, Inc. | 32535 | 22.68 | 22.68 | Y | 22.68 | 22.68 | 22.68
KLN-32556 | 166553 | 2 | 168933 | INTERCHANGEABLE BIT HOLDER | Klein Tools, Inc. | 32556 | 4.58 | 4.07 | Y | 4.58 | 4.07 | 4.58
KLN-32557 | 166559 | 3 | 168933 | Heavy-duty 10-1 driver | Klein Tools, Inc. | 32557 | 12.35 | 12.0933 | N | 12.35 | 12.0933 | 12.35
KLN-32559 | 10510 | 5 | 168933 | Extended-reach multi-bit screw/nut d | Klein Tools, Inc. | 32559 | 12.06 | 12.06 | Y | 12.06 | 12.06 | 12.06
KLN-32559 | 166553 | 3 | 168933 | Extended-reach multi-bit screw/nut d | Klein Tools, Inc. | 32559 | 12.06 | 12.06 | Y | 12.06 | 12.06 | 12.06
KLN-32559 | 166561 | 4 | 168933 | Extended-reach multi-bit screw/nut d | Klein Tools, Inc. | 32559 | 12.06 | 12.06 | N | 12.06 | 12.06 | 12.06
KLN-32561 | 10510 | 13 | 168933 | Stubby reversable screw/nut driver | Klein Tools, Inc. | 32561 | 8.47 | 8.47 | Y | 8.47 | 8.47 | 8.47
KLN-32581 | 10008 | 19 | 168933 | 4-in-1 Precision screwdriver | Klein Tools, Inc. | 32581 | 8.38 | 8.3561 | Y | 8.38 | 8.38 | 8.38
KLN-32581 | 10510 | 11 | 168933 | 4-in-1 Precision screwdriver | Klein Tools, Inc. | 32581 | 8.38 | 8.38 | Y | 8.38 | 8.38 | 8.38
KLN-32581 | 166553 | 6 | 168933 | 4-in-1 Precision screwdriver | Klein Tools, Inc. | 32581 | 8.38 | 8.38 | Y | 8.38 | 8.38 | 8.38
KLN-32581 | 166559 | 3 | 168933 | 4-in-1 Precision screwdriver | Klein Tools, Inc. | 32581 | 8.38 | 8.38 | Y | 8.38 | 8.38 | 8.38
KLN-32581 | 175891 | 1 | 168933 | 4-in-1 Precision screwdriver | Klein Tools, Inc. | 32581 | 8.38 | 8.38 | Y | 8.38 | 8.38 | 8.38
KLN-32593 | 10510 | 10 | 168933 | 6-in-1 Ratcheting Stubby Screwdriver | Klein Tools, Inc. | 32593 | 11.98 | 11.9772 | Y | 11.98 | 12.0173 | 12.0173
KLN-32593 | 10770 | 6 | 168933 | 6-in-1 Ratcheting Stubby Screwdriver | Klein Tools, Inc. | 32593 | 11.98 | 11.98 | Y | 11.98 | 12.0173 | 12.0173
KLN-32593 | 166561 | 7 | 168933 | 6-in-1 Ratcheting Stubby Screwdriver | Klein Tools, Inc. | 32593 | 11.98 | 12.0173 | Y | 11.98 | 12.0173 | 12.0173
KLN-32593 | 175883 | 2 | 168933 | 6-in-1 Ratcheting Stubby Screwdriver | Klein Tools, Inc. | 32593 | 11.98 | 11.98 | N | 11.98 | 12.0173 | 12.0173
KLN-32593 | 175888 | 3 | 168933 | 6-in-1 Ratcheting Stubby Screwdriver | Klein Tools, Inc. | 32593 | 11.98 | 11.98 | N | 11.98 | 12.0173 | 12.0173
KLN-32593 | 175890 | 1 | 168933 | 6-in-1 Ratcheting Stubby Screwdriver | Klein Tools, Inc. | 32593 | 11.98 | 11.98 | N | 11.98 | 12.0173 | 12.0173
KLN-32593 | 175891 | 3 | 168933 | 6-in-1 Ratcheting Stubby Screwdriver | Klein Tools, Inc. | 32593 | 11.98 | 11.8325 | Y | 11.98 | 12.0173 | 12.0173
KLN-32596 | 10510 | 4 | 168933 | 8-in-1 HVAC Slide Drive Screwdriver/Nut | Klein Tools, Inc. | 32596 | 19.28 | 19.28 | Y | 19.28 | 19.28 | 19.28
KLN-32596 | 10770 | 1 | 168933 | 8-in-1 HVAC Slide Drive Screwdriver/Nut | Klein Tools, Inc. | 32596 | 19.28 | 19.28 | N | 19.28 | 19.28 | 19.28
KLN-32596 | 166553 | 4 | 168933 | 8-in-1 HVAC Slide Drive Screwdriver/Nut | Klein Tools, Inc. | 32596 | 19.28 | 19.28 | Y | 19.28 | 19.28 | 19.28
KLN-32596 | 166559 | 2 | 168933 | 8-in-1 HVAC Slide Drive Screwdriver/Nut | Klein Tools, Inc. | 32596 | 19.28 | 19.28 | Y | 19.28 | 19.28 | 19.28
KLN-32596 | 175883 | 1 | 168933 | 8-in-1 HVAC Slide Drive Screwdriver/Nut | Klein Tools, Inc. | 32596 | 19.28 | 19.28 | N | 19.28 | 19.28 | 19.28
KLN-32596 | 175888 | 2 | 168933 | 8-in-1 HVAC Slide Drive Screwdriver/Nut | Klein Tools, Inc. | 32596 | 19.28 | 19.28 | N | 19.28 | 19.28 | 19.28
KLN-32596 | 175890 | 2 | 168933 | 8-in-1 HVAC Slide Drive Screwdriver/Nut | Klein Tools, Inc. | 32596 | 19.28 | 19.28 | N | 19.28 | 19.28 | 19.28
KLN-32596 | 175891 | 6 | 168933 | 8-in-1 HVAC Slide Drive Screwdriver/Nut | Klein Tools, Inc. | 32596 | 19.28 | 19.28 | Y | 19.28 | 19.28 | 19.28
KLN-32614 | 10770 | 1 | 168933 | 4-in-1 Electronic Screwdriver w/Pocket | Klein Tools, Inc. | 32614 | 11.2 | 11.2 | Y | 11.2 | 11.2 | 11.2
KLN-32614 | 166553 | 10 | 168933 | 4-in-1 Electronic Screwdriver w/Pocket | Klein Tools, Inc. | 32614 | 11.2 | 11.2 | Y | 11.2 | 11.2 | 11.2
KLN-32614 | 166559 | 4 | 168933 | 4-in-1 Electronic Screwdriver w/Pocket | Klein Tools, Inc. | 32614 | 11.2 | 11.2 | Y | 11.2 | 11.2 | 11.2
KLN-32614 | 166561 | 11 | 168933 | 4-in-1 Electronic Screwdriver w/Pocket | Klein Tools, Inc. | 32614 | 11.2 | 11.2 | N | 11.2 | 11.2 | 11.2
KLN-32614 | 175888 | 3 | 168933 | 4-in-1 Electronic Screwdriver w/Pocket | Klein Tools, Inc. | 32614 | 11.2 | 11.2 | N | 11.2 | 11.2 | 11.2
KLN-32614 | 175891 | 1 | 168933 | 4-in-1 Electronic Screwdriver w/Pocket | Klein Tools, Inc. | 32614 | 11.2 | 11.2 | N | 11.2 | 11.2 | 11.2
KLN-32752 | 166553 | 2 | 168933 | Combo Multi-tip #1 & #2 (for 32505) | Klein Tools, Inc. | 32752 | 4.52 | 4.4333 | N | 4.52 | 4.4333 | 4.52
KLN-32752 | 166559 | 1 | 168933 | Combo Multi-tip #1 & #2 (for 32505) | Klein Tools, Inc. | 32752 | 4.52 | 4.4175 | N | 4.52 | 4.4333 | 4.52
KLN-32766 | 10510 | 37 | 168933 | 1/4+5/16 IMPCT FLIP SOCKET, 3 | Klein Tools, Inc. | 32766 | 5.69 | 5.69 | Y | 5.69 | 5.69 | 5.69
KLN-32766 | 175883 | 28 | 168933 | 1/4+5/16 IMPCT FLIP SOCKET, 3 | Klein Tools, Inc. | 32766 | 5.69 | 5.69 | N | 5.69 | 5.69 | 5.69
KLN-32766 | 175888 | 35 | 168933 | 1/4+5/16 IMPCT FLIP SOCKET, 3 | Klein Tools, Inc. | 32766 | 5.69 | 5.6899 | N | 5.69 | 5.69 | 5.69
KLN-32766 | 175890 | 31 | 168933 | 1/4+5/16 IMPCT FLIP SOCKET, 3 | Klein Tools, Inc. | 32766 | 5.69 | 5.69 | N | 5.69 | 5.69 | 5.69
KLN-32766 | 175891 | 46 | 168933 | 1/4+5/16 IMPCT FLIP SOCKET, 3 | Klein Tools, Inc. | 32766 | 5.69 | 5.69 | N | 5.69 | 5.69 | 5.69
KLN-32767 | 10510 | 19 | 168933 | 1/4+5/16 IMPCT FLIP SOCKET, 5 | Klein Tools, Inc. | 32767 | 6.99 | 6.9532 | Y | 6.99 | 6.9532 | 6.99
KLN-32767 | 175883 | 29 | 168933 | 1/4+5/16 IMPCT FLIP SOCKET, 5 | Klein Tools, Inc. | 32767 | 6.99 | 6.29 | N | 6.99 | 6.9532 | 6.99
KLN-32767 | 175888 | 36 | 168933 | 1/4+5/16 IMPCT FLIP SOCKET, 5 | Klein Tools, Inc. | 32767 | 6.99 | 6.2899 | N | 6.99 | 6.9532 | 6.99
KLN-32767 | 175890 | 31 | 168933 | 1/4+5/16 IMPCT FLIP SOCKET, 5 | Klein Tools, Inc. | 32767 | 6.99 | 6.29 | N | 6.99 | 6.9532 | 6.99
KLN-32767 | 175891 | 51 | 168933 | 1/4+5/16 IMPCT FLIP SOCKET, 5 | Klein Tools, Inc. | 32767 | 6.99 | 6.7841 | N | 6.99 | 6.9532 | 6.99
KLN-32775 | 166559 | 2 | 168933 | 32775 | Klein Tools, Inc. | 32775 | 3.5 | 3.15 | N | 3.5 | 3.15 | 3.5
KLN-32787 | 10510 | 12 | 168933 | Precision Ratchet and Driver System, 6 | Klein Tools, Inc. | 32787 | 37.49 | 37.49 | Y | 37.49 | 37.49 | 37.49
KLN-32800 | 10510 | 1 | 168933 | Klein 6-in-1 Multi NutDriver Heavy Duty | Klein Tools, Inc. | 32800 | 21.944 | 21.1 | N | 21.944 | 21.1 | 21.944
KLN-32800 | 175891 | 1 | 168933 | Klein 6-in-1 Multi NutDriver Heavy Duty | Klein Tools, Inc. | 32800 | 21.944 | 21.1 | N | 21.944 | 21.1 | 21.944
KLN-32801 | 10510 | 8 | 168933 | 5-IN-1 MULTI-NUT DRIVER | Klein Tools, Inc. | 32801 | 16.7544 | 15.9635 | Y | 16.7544 | 15.9635 | 16.7544
KLN-32801 | 175891 | 1 | 168933 | 5-IN-1 MULTI-NUT DRIVER | Klein Tools, Inc. | 32801 | 16.7544 | 15.65 | Y | 16.7544 | 15.9635 | 16.7544
KLN-32807MAG | 166553 | 1 | 168933 | 7-in-1 Nut Driver | Klein Tools, Inc. | 32807MAG | 22.25 | 22.8062 | N | 22.25 | 22.8062 | 22.8062
KLN-32807MAG | 166557 | 3 | 168933 | 7-in-1 Nut Driver | Klein Tools, Inc. | 32807MAG | 22.25 | 22.8062 | N | 22.25 | 22.8062 | 22.8062
KLN-32809MAG | 166553 | 1 | 168933 | 7-in-1 Nut Driver | Klein Tools, Inc. | 32809MAG | 22.49 | 22.25 | Y | 22.49 | 22.25 | 22.49
KLN-32900 | 166561 | 5 | 168933 | 7-in-1 Impact Flip Socket with Handle | Klein Tools, Inc. | 32900 | 23.4 | 22.5 | N | 23.4 | 22.5 | 23.4
KLN-32900 | 175888 | 2 | 168933 | 7-in-1 Impact Flip Socket with Handle | Klein Tools, Inc. | 32900 | 23.4 | 22.5 | N | 23.4 | 22.5 | 23.4
KLN-32900 | 175890 | 2 | 168933 | 7-in-1 Impact Flip Socket with Handle | Klein Tools, Inc. | 32900 | 23.4 | 22.5 | N | 23.4 | 22.5 | 23.4
KLN-32907 | 175888 | 2 | 168933 | 7-in-1 Impact Flip Socket Set, No Handl | Klein Tools, Inc. | 32907 | 14.59 | 14.59 | N | 14.59 | 14.59 | 14.59
KLN-32907 | 175891 | 1 | 168933 | 7-in-1 Impact Flip Socket Set, No Handl | Klein Tools, Inc. | 32907 | 14.59 | 14.59 | N | 14.59 | 14.59 | 14.59
KLN-32910 | 10770 | 2 | 168933 | 7-IN-1 FLIP SOCKET WITH HAND SUPERSEDED | Klein Tools, Inc. | 32910 | 22.49 | 22.49 | N | 22.49 | 22.49 | 22.49
KLN-32910 | 166553 | 2 | 168933 | 7-IN-1 FLIP SOCKET WITH HAND SUPERSEDED | Klein Tools, Inc. | 32910 | 22.49 | 22.49 | Y | 22.49 | 22.49 | 22.49
KLN-32910 | 166559 | 3 | 168933 | 7-IN-1 FLIP SOCKET WITH HAND SUPERSEDED | Klein Tools, Inc. | 32910 | 22.49 | 22.49 | N | 22.49 | 22.49 | 22.49
KLN-32910 | 175891 | 3 | 168933 | 7-IN-1 FLIP SOCKET WITH HAND SUPERSEDED | Klein Tools, Inc. | 32910 | 22.49 | 22.49 | Y | 22.49 | 22.49 | 22.49
KLN-32933 | 10510 | 7 | 168933 | 7-IN-1 IMPACT FLIP SOCKET | Klein Tools, Inc. | 32933 | 14.99 | 14.59 | Y | 14.99 | 14.99 | 14.99
KLN-32933 | 10770 | 1 | 168933 | 7-IN-1 IMPACT FLIP SOCKET | Klein Tools, Inc. | 32933 | 14.99 | 14.99 | N | 14.99 | 14.99 | 14.99
KLN-32950 | 10510 | 6 | 168933 | Hollow Magnetic Color-Coded Ratchetin | Klein Tools, Inc. | 32950 | 37.49 | 37.49 | Y | 37.49 | 37.49 | 37.49
KLN-33532INS | 10510 | 2 | 168933 | Screwdriver Set, 1000V Insulated Slotte | Klein Tools, Inc. | 33532INS | 30.29 | 27.6324 | Y | 30.29 | 30.18 | 30.29
KLN-33532INS | 175891 | 1 | 168933 | Screwdriver Set, 1000V Insulated Slotte | Klein Tools, Inc. | 33532INS | 30.29 | 30.18 | Y | 30.29 | 30.18 | 30.29
KLN-33801 | 10510 | 4 | 168933 | ProFlex Impact Driver Bit Set, 40-Piece | Klein Tools, Inc. | 33801 | 18.75 | 18.75 | Y | 18.75 | 18.75 | 18.75
KLN-40233 | 166559 | 1 | 168933 | Jnyman Wire pulling gloves, LG | Klein Tools, Inc. | 40233 | 14 | 14 | N | 14 | 14 | 14
KLN-40234 | 166559 | 1 | 168933 | Jnyman Wire pulling gloves, X-LG | Klein Tools, Inc. | 40234 | 14 | 14 | N | 14 | 14 | 14
KLN-44003 | 166559 | 1 | 168933 | Lightweight Knife 2-3/4-IN Drop Point | Klein Tools, Inc. | 44003 | 26.78 | 28.4 | N | 26.78 | 28.4 | 28.4
KLN-44101 | 10510 | 3 | 168933 | 5 Pk Utility Knife Blades - (order x | Klein Tools, Inc. | 44101 | 3.016 | 2.1753 | N | 3.016 | 2.1753 | 3.016
KLN-44101 | 175891 | 2 | 168933 | 5 Pk Utility Knife Blades - (order x | Klein Tools, Inc. | 44101 | 3.016 | 1.74 | Y | 3.016 | 2.1753 | 3.016
KLN-44131 | 10510 | 4 | 168933 | Folding Utility Knife | Klein Tools, Inc. | KLN-44131 | 14.7992 | 14.23 | Y | 14.7992 | 14.23 | 14.7992
KLN-44142 | 10510 | 3 | 168933 | Klein small pocket knifeBlack aluminum h | Klein Tools, Inc. | 44142 | 16.88 | 16.88 | Y | 16.88 | 16.88 | 16.88
KLN-44142 | 175891 | 1 | 168933 | Klein small pocket knifeBlack aluminum h | Klein Tools, Inc. | 44142 | 16.88 | 16.88 | Y | 16.88 | 16.88 | 16.88
KLN-44201 | 10510 | 4 | 168933 | Klein Pocket knife with wirestripping no | Klein Tools, Inc. | 44201 | 16.74 | 16.01 | Y | 16.74 | 16.01 | 16.74
KLN-44218 | 166561 | 1 | 168933 | Cable Skinning Utility Knife | Klein Tools, Inc. | 44218 | 18.03 | 14.42 | N | 18.03 | 14.42 | 18.03
KLN-44302 | 10510 | 7 | 168933 | Folding utility knife | Klein Tools, Inc. | 44302 | 8.39 | 9.09 | Y | 8.39 | 9.28 | 9.28
KLN-44302 | 166553 | 4 | 168933 | Folding utility knife | Klein Tools, Inc. | 44302 | 8.39 | 8.39 | N | 8.39 | 9.28 | 9.28
KLN-44302 | 175891 | 0 | 168933 | Folding utility knife | Klein Tools, Inc. | 44302 | 8.39 | 9.28 | N | 8.39 | 9.28 | 9.28
KLN-48036 | 166561 | 4 | 168933 | Knife & Scissor Sharpener | Klein Tools, Inc. | 48036 | 12.87 | 10.49 | N | 12.87 | 10.49 | 12.87
KLN-50049 | 166553 | 1 | 168933 | 1/8 TO 5/8 OD TUBE CUTTER, COPPER/AL | Klein Tools, Inc. | 50049 | 10.9096 | 10.84 | Y | 10.9096 | 11.19 | 11.19
KLN-50049 | 166559 | 2 | 168933 | 1/8 TO 5/8 OD TUBE CUTTER, COPPER/AL | Klein Tools, Inc. | 50049 | 10.9096 | 11.19 | N | 10.9096 | 11.19 | 11.19
KLN-50550 | 10770 | 2 | 168933 | Glow Fish Tape, 20-Foot | Klein Tools, Inc. | 50550 | 26.23 | 26.23 | Y | 26.23 | 26.23 | 26.23
KLN-50550 | 166553 | 2 | 168933 | Glow Fish Tape, 20-Foot | Klein Tools, Inc. | 50550 | 26.23 | 26.23 | Y | 26.23 | 26.23 | 26.23
KLN-50550 | 166559 | 2 | 168933 | Glow Fish Tape, 20-Foot | Klein Tools, Inc. | 50550 | 26.23 | 26.23 | N | 26.23 | 26.23 | 26.23
KLN-50550 | 175888 | 2 | 168933 | Glow Fish Tape, 20-Foot | Klein Tools, Inc. | 50550 | 26.23 | 26.23 | N | 26.23 | 26.23 | 26.23
KLN-50550 | 175890 | 1 | 168933 | Glow Fish Tape, 20-Foot | Klein Tools, Inc. | 50550 | 26.23 | 26.23 | N | 26.23 | 26.23 | 26.23
KLN-50550 | 175891 | 1 | 168933 | Glow Fish Tape, 20-Foot | Klein Tools, Inc. | 50550 | 26.23 | 26.23 | N | 26.23 | 26.23 | 26.23
KLN-50660 | 166553 | 2 | 168933 | 40' Glow Fish tape | Klein Tools, Inc. | 50660 | 44.98 | 44.98 | Y | 44.98 | 44.98 | 44.98
KLN-50660 | 166559 | 1 | 168933 | 40' Glow Fish tape | Klein Tools, Inc. | 50660 | 44.98 | 44.98 | N | 44.98 | 44.98 | 44.98
KLN-50900R | 166553 | 6 | 168933 | 3pc Locknut Wrench Set | Klein Tools, Inc. | 50900R | 11.23 | 11.23 | Y | 11.23 | 11.23 | 11.23
KLN-50900R | 166559 | 3 | 168933 | 3pc Locknut Wrench Set | Klein Tools, Inc. | 50900R | 11.23 | 11.23 | Y | 11.23 | 11.23 | 11.23
KLN-5139 | 166553 | 4 | 168933 | 5139 ZIPPER CANVAS BAG | Klein Tools, Inc. | 5139 | 8.56 | 8.56 | Y | 8.56 | 8.56 | 8.56
KLN-5139 | 166559 | 3 | 168933 | 5139 ZIPPER CANVAS BAG | Klein Tools, Inc. | 5139 | 8.56 | 8.56 | Y | 8.56 | 8.56 | 8.56
KLN-5139B | 166553 | 1 | 168933 | ZIPPER BAG, CORDURA Black | Klein Tools, Inc. | 5139B | 8.33 | 8.33 | N | 8.33 | 8.705 | 8.705
KLN-5139B | 166559 | 2 | 168933 | ZIPPER BAG, CORDURA Black | Klein Tools, Inc. | 5139B | 8.33 | 8.705 | N | 8.33 | 8.705 | 8.705
KLN-5139PAD | 166553 | 3 | 168933 | Klein, padded zipper Bag 12.5"x7" | Klein Tools, Inc. | 5139PAD | 10.6 | 10.6 | Y | 10.6 | 10.6 | 10.6
KLN-5140 | 166553 | 2 | 168933 | 5140 ZIPPER CANVAS BAG | Klein Tools, Inc. | 5140 | 33.4 | 33.3945 | Y | 33.4 | 33.3945 | 33.4
KLN-5188 | 166553 | 2 | 168933 | Knife/scissor holder | Klein Tools, Inc. | 5188 | 5.29 | 5.29 | Y | 5.29 | 5.29 | 5.29
KLN-5189 | 166559 | 2 | 168933 | Tradesman Pro Large Hard Case | Klein Tools, Inc. | 5189 | 16.55 | 16.55 | Y | 16.55 | 16.55 | 16.55
KLN-5240 | 166559 | 3 | 168933 | Tradesman Pro™ Tool Pouch, 9 Pockets, 10 | Klein Tools, Inc. | 5240 | 15.14 | 15.14 | Y | 15.14 | 15.14 | 15.14
KLN-5241 | 166559 | 1 | 168933 | Tradesman Pro Tool Pouch, 6 Pockets, 10 | Klein Tools, Inc. | 5241 | 18.93 | 17.79 | N | 18.93 | 17.79 | 18.93
KLN-554161014 | 10510 | 6 | 168933 | Tradesman Pro 10-Inch Tote | Klein Tools, Inc. | 554161014 | 73.77 | 73.0672 | Y | 73.77 | 73.77 | 73.77
KLN-554161014 | 10770 | 2 | 168933 | Tradesman Pro 10-Inch Tote | Klein Tools, Inc. | 554161014 | 73.77 | 73.77 | N | 73.77 | 73.77 | 73.77
KLN-554161014 | 175883 | 2 | 168933 | Tradesman Pro 10-Inch Tote | Klein Tools, Inc. | 554161014 | 73.77 | 73.77 | N | 73.77 | 73.77 | 73.77
KLN-554161014 | 175888 | 2 | 168933 | Tradesman Pro 10-Inch Tote | Klein Tools, Inc. | 554161014 | 73.77 | 73.77 | N | 73.77 | 73.77 | 73.77
KLN-554161014 | 175890 | 2 | 168933 | Tradesman Pro 10-Inch Tote | Klein Tools, Inc. | 554161014 | 73.77 | 73.77 | N | 73.77 | 73.77 | 73.77
KLN-554161014 | 175891 | 2 | 168933 | Tradesman Pro 10-Inch Tote | Klein Tools, Inc. | 554161014 | 73.77 | 73.77 | N | 73.77 | 73.77 | 73.77
KLN-55421BP14 | 10510 | 3 | 168933 | Tradesman Pro Organizer Backpack | Klein Tools, Inc. | 55421BP14 | 78.99 | 78.99 | Y | 78.99 | 86.39 | 86.39
KLN-55421BP14 | 175888 | 2 | 168933 | Tradesman Pro Organizer Backpack | Klein Tools, Inc. | 55421BP14 | 78.99 | 86.39 | N | 78.99 | 86.39 | 86.39
KLN-55421BP14 | 175890 | 2 | 168933 | Tradesman Pro Organizer Backpack | Klein Tools, Inc. | 55421BP14 | 78.99 | 78.99 | N | 78.99 | 86.39 | 86.39
KLN-55421BP14 | 175891 | 1 | 168933 | Tradesman Pro Organizer Backpack | Klein Tools, Inc. | 55421BP14 | 78.99 | 78.99 | N | 78.99 | 86.39 | 86.39
KLN-55421BP14CAMO | 175891 | 1 | 168933 | 39 Pocket, Camo BkPack PROMO | Klein Tools, Inc. | 55421BP14CAMO | 86.6528 | 83.15 | N | 86.6528 | 83.15 | 86.6528
KLN-55431 | 10510 | 1 | 168933 | 31-pocket, lighted tool bag | Klein Tools, Inc. | 55431 | 83.28 | 83.28 | Y | 83.28 | 83.28 | 83.28
KLN-55431 | 175891 | 1 | 168933 | 31-pocket, lighted tool bag | Klein Tools, Inc. | 55431 | 83.28 | 65.13 | Y | 83.28 | 83.28 | 83.28
KLN-55455M | 10510 | 1 | 168933 | Klein - Tech Bag - LapTop | Klein Tools, Inc. | 55455M | 75.73 | 83.3 | Y | 75.73 | 83.3 | 83.3
KLN-55460 | 166559 | 1 | 168933 | Tradesman Pro Phone Holder, Small | Klein Tools, Inc. | 55460 | 17.41 | 17.41 | N | 17.41 | 17.41 | 17.41
KLN-55468 | 166559 | 1 | 168933 | Tradesman Pro Phone Holder, X-Large | Klein Tools, Inc. | 55468 | 17.53 | 17.53 | N | 17.53 | 17.53 | 17.53
KLN-55470 | 166553 | 3 | 168933 | 2 PK STAND UP BAGS | Klein Tools, Inc. | 55470 | 10.75 | 10.75 | Y | 10.75 | 10.75 | 10.75
KLN-55475 | 166559 | 1 | 168933 | TradesmanPro 35pkt Tool Gear Bkpk | Klein Tools, Inc. | 55475 | 63.14 | 63.14 | N | 63.14 | 63.14 | 63.14
KLN-55485 | 10510 | 1 | 168933 | Klein pro tool masterbackpack | Klein Tools, Inc. | 55485 | 140.32 | 147.35 | Y | 140.32 | 147.35 | 147.35
KLN-55563 | 166559 | 1 | 168933 | Tradesman Pro Camo Phone Holder, Large | Klein Tools, Inc. | 55563 | 18.94 | 18.94 | N | 18.94 | 18.94 | 18.94
KLN-55564 | 166559 | 1 | 168933 | Tradesman Pro Camo Phone Holder, X-Large | Klein Tools, Inc. | 55564 | 19.69 | 19.69 | N | 19.69 | 19.69 | 19.69
KLN-55895 | 10510 | 7 | 168933 | Tradesman Pro™ Magnetic Wristband | Klein Tools, Inc. | 55895 | 14.26 | 15.2714 | Y | 14.26 | 15.2714 | 15.2714
KLN-55912 | 166553 | 3 | 168933 | Klein Click-Lock Piping pouch | Klein Tools, Inc. | 55912 | 21.8192 | 20.98 | N | 21.8192 | 20.98 | 21.8192
KLN-55913 | 166553 | 3 | 168933 | Klein Click-Lock Open Pouch | Klein Tools, Inc. | 55913 | 25.48 | 24.5 | N | 25.48 | 24.5 | 25.48
KLN-55917 | 166553 | 3 | 168933 | Klein Click-Lock Drill Holster | Klein Tools, Inc. | 55917 | 25.48 | 24.5 | N | 25.48 | 24.5 | 25.48
KLN-55919 | 166553 | 3 | 168933 | Klein Click-Lock Tool belt, LG | Klein Tools, Inc. | 55919 | 25.29 | 25.29 | N | 25.29 | 25.29 | 25.29
KLN-55920 | 166553 | 3 | 168933 | Klein Click-Lock Tool belt EX-LG | Klein Tools, Inc. | 55920 | 25.29 | 25.29 | N | 25.29 | 25.29 | 25.29
KLN-55921 | 166553 | 3 | 168933 | Klein Click-Lock Wall rack | Klein Tools, Inc. | 55921 | 18.15 | 18.15 | N | 18.15 | 18.15 | 18.15
KLN-56026R | 10510 | 8 | 168933 | Inspection Penlight with Laser Pointer | Klein Tools, Inc. | 56026R | 16 | 15.8166 | Y | 16 | 16 | 16
KLN-56026R | 166561 | 1 | 168933 | Inspection Penlight with Laser Pointer | Klein Tools, Inc. | 56026R | 16 | 16 | N | 16 | 16 | 16
KLN-56026R | 175891 | 3 | 168933 | Inspection Penlight with Laser Pointer | Klein Tools, Inc. | 56026R | 16 | 16 | Y | 16 | 16 | 16
KLN-56027 | 166559 | 4 | 168933 | Telescoping 22" magnet-light, pkup t | Klein Tools, Inc. | 56027 | 18.92 | 21.02 | Y | 18.92 | 21.02 | 21.02
KLN-56028 | 166561 | 6 | 168933 | Flashlight/worklight235/100 Lum IP67 | Klein Tools, Inc. | 56028 | 20.52 | 20.52 | N | 20.52 | 20.52 | 20.52
KLN-56040 | 166559 | 3 | 168933 | Rechrgable focus flashlight w/laser | Klein Tools, Inc. | 56040 | 28.4 | 28.4 | Y | 28.4 | 28.4 | 28.4
KLN-56048 | 10770 | 2 | 168933 | RECH HEADLAMP FABR STRAP 400L | Klein Tools, Inc. | 56048 | 28 | 28 | N | 28 | 28 | 28
KLN-56048 | 166559 | 3 | 168933 | RECH HEADLAMP FABR STRAP 400L | Klein Tools, Inc. | 56048 | 28 | 28 | Y | 28 | 28 | 28
KLN-56048 | 175883 | 1 | 168933 | RECH HEADLAMP FABR STRAP 400L | Klein Tools, Inc. | 56048 | 28 | 28 | N | 28 | 28 | 28
KLN-56048 | 175888 | 2 | 168933 | RECH HEADLAMP FABR STRAP 400L | Klein Tools, Inc. | 56048 | 28 | 28 | N | 28 | 28 | 28
KLN-56048 | 175890 | 1 | 168933 | RECH HEADLAMP FABR STRAP 400L | Klein Tools, Inc. | 56048 | 28 | 28 | N | 28 | 28 | 28
KLN-56048 | 175891 | 2 | 168933 | RECH HEADLAMP FABR STRAP 400L | Klein Tools, Inc. | 56048 | 28 | 28 | N | 28 | 28 | 28
KLN-56333 | 166553 | 2 | 168933 | 120 steel fish-tape | Klein Tools, Inc. | 56333 | 41.24 | 41.24 | Y | 41.24 | 41.24 | 41.24
KLN-56335 | 166559 | 2 | 168933 | Steel Fish Tape, 25, 1/4" | Klein Tools, Inc. | 56335 | 12.42 | 12.42 | N | 12.42 | 12.42 | 12.42
KLN-56335 | 166561 | 3 | 168933 | Steel Fish Tape, 25, 1/4" | Klein Tools, Inc. | 56335 | 12.42 | 12.42 | N | 12.42 | 12.42 | 12.42
KLN-56382 | 166553 | 2 | 168933 | 50 Fiberglass mult-groove | Klein Tools, Inc. | 56382 | 65.7 | 65.7 | Y | 65.7 | 65.7 | 65.7
KLN-56382 | 166559 | 2 | 168933 | 50 Fiberglass mult-groove | Klein Tools, Inc. | 56382 | 65.7 | 65.7 | N | 65.7 | 65.7 | 65.7
KLN-56402 | 10510 | 6 | 168933 | Klein Cap visor/Hardhat light 2AA | Klein Tools, Inc. | 56402 | 13.61 | 15.315 | Y | 13.61 | 15.315 | 15.315
KLN-56403 | 10770 | 6 | 168933 | Rechargeable Personal Worklight | Klein Tools, Inc. | 56403 | 35.51 | 35.51 | Y | 35.51 | 35.51 | 35.51
KLN-56403 | 166553 | 6 | 168933 | Rechargeable Personal Worklight | Klein Tools, Inc. | 56403 | 35.51 | 35.51 | Y | 35.51 | 35.51 | 35.51
KLN-56403 | 166559 | 3 | 168933 | Rechargeable Personal Worklight | Klein Tools, Inc. | 56403 | 35.51 | 35.51 | Y | 35.51 | 35.51 | 35.51
KLN-56403 | 175888 | 3 | 168933 | Rechargeable Personal Worklight | Klein Tools, Inc. | 56403 | 35.51 | 35.51 | N | 35.51 | 35.51 | 35.51
KLN-56403 | 175890 | 1 | 168933 | Rechargeable Personal Worklight | Klein Tools, Inc. | 56403 | 35.51 | 35.51 | N | 35.51 | 35.51 | 35.51
KLN-56403 | 175891 | 1 | 168933 | Rechargeable Personal Worklight | Klein Tools, Inc. | 56403 | 35.51 | 35.51 | N | 35.51 | 35.51 | 35.51
KLN-56411 | 10770 | 2 | 168933 | Rechargeable Waterproof LED Pocket Ligh | Klein Tools, Inc. | 56411 | 21 | 21 | N | 21 | 21 | 21
KLN-56411 | 166559 | 4 | 168933 | Rechargeable Waterproof LED Pocket Ligh | Klein Tools, Inc. | 56411 | 21 | 21 | N | 21 | 21 | 21
KLN-56411 | 175883 | 1 | 168933 | Rechargeable Waterproof LED Pocket Ligh | Klein Tools, Inc. | 56411 | 21 | 21 | N | 21 | 21 | 21
KLN-56411 | 175888 | 2 | 168933 | Rechargeable Waterproof LED Pocket Ligh | Klein Tools, Inc. | 56411 | 21 | 21 | N | 21 | 21 | 21
KLN-56411 | 175891 | 2 | 168933 | Rechargeable Waterproof LED Pocket Ligh | Klein Tools, Inc. | 56411 | 21 | 21 | N | 21 | 21 | 21
KLN-56412 | 10770 | 2 | 168933 | Rechargeable LED Flashlight with Workli | Klein Tools, Inc. | 56412 | 29.82 | 29.82 | N | 29.82 | 29.82 | 29.82
KLN-56412 | 166559 | 3 | 168933 | Rechargeable LED Flashlight with Workli | Klein Tools, Inc. | 56412 | 29.82 | 29.82 | Y | 29.82 | 29.82 | 29.82
KLN-56412 | 175883 | 2 | 168933 | Rechargeable LED Flashlight with Workli | Klein Tools, Inc. | 56412 | 29.82 | 29.82 | N | 29.82 | 29.82 | 29.82
KLN-56412 | 175888 | 4 | 168933 | Rechargeable LED Flashlight with Workli | Klein Tools, Inc. | 56412 | 29.82 | 29.82 | N | 29.82 | 29.82 | 29.82
KLN-56412 | 175891 | 4 | 168933 | Rechargeable LED Flashlight with Workli | Klein Tools, Inc. | 56412 | 29.82 | 29.82 | Y | 29.82 | 29.82 | 29.82
KLN-56413 | 166559 | 1 | 168933 | Rechargblr Flslight Spt/Fld 1K Lum | Klein Tools, Inc. | 56413 | 36 | 36 | N | 36 | 36 | 36
KLN-56418 | 166559 | 2 | 168933 | 18 5.5 m Hi-Flex Glow Rod Set | Klein Tools, Inc. | 56418 | 33.74 | 33.74 | Y | 33.74 | 33.74 | 33.74
KLN-5705 | 166559 | 2 | 168933 | PowerLine Web Work Belt | Klein Tools, Inc. | 5705 | 13.25 | 13.25 | N | 13.25 | 13.25 | 13.25
KLN-6004 | 10510 | 4 | 168933 | 1/4" (6 mm) Keystone-Tip Screwdriver | Klein Tools, Inc. | 6004 | 7.87 | 7.7695 | Y | 7.87 | 7.7695 | 7.87
KLN-6004 | 10770 | 2 | 168933 | 1/4" (6 mm) Keystone-Tip Screwdriver | Klein Tools, Inc. | 6004 | 7.87 | 7.54 | Y | 7.87 | 7.7695 | 7.87
KLN-6004 | 175883 | 1 | 168933 | 1/4" (6 mm) Keystone-Tip Screwdriver | Klein Tools, Inc. | 6004 | 7.87 | 7.54 | N | 7.87 | 7.7695 | 7.87
KLN-6004 | 175888 | 2 | 168933 | 1/4" (6 mm) Keystone-Tip Screwdriver | Klein Tools, Inc. | 6004 | 7.87 | 7.54 | N | 7.87 | 7.7695 | 7.87
KLN-6004 | 175890 | 2 | 168933 | 1/4" (6 mm) Keystone-Tip Screwdriver | Klein Tools, Inc. | 6004 | 7.87 | 7.54 | N | 7.87 | 7.7695 | 7.87
KLN-6004 | 175891 | 2 | 168933 | 1/4" (6 mm) Keystone-Tip Screwdriver | Klein Tools, Inc. | 6004 | 7.87 | 7.6224 | N | 7.87 | 7.7695 | 7.87
KLN-6006 | 166561 | 3 | 168933 | 6" SQ SCDR | Klein Tools, Inc. | 6006 | 9.25 | 10.425 | N | 9.25 | 10.425 | 10.425
KLN-60090 | 166561 | 5 | 168933 | Klein Cooling towel, BLUE | Klein Tools, Inc. | 60090 | 5.54 | 5.54 | N | 5.54 | 5.54 | 5.54
KLN-60093 | 166561 | 2 | 168933 | Klein Cooling towel, Gray | Klein Tools, Inc. | 60093 | 5.7616 | 4.7 | N | 5.7616 | 4.7 | 5.7616
KLN-60093 | 175891 | 1 | 168933 | Klein Cooling towel, Gray | Klein Tools, Inc. | 60093 | 5.7616 | 4.7 | N | 5.7616 | 4.7 | 5.7616
KLN-60110 | 10510 | 4 | 168933 | 10" RD SHANK SCDR | Klein Tools, Inc. | 60110 | 8.33 | 7.95 | Y | 8.33 | 8.33 | 8.33
KLN-60110 | 166553 | 6 | 134078 | 10" RD SHANK SCDR | MARS MOTORS & ARMATURES INC | 601-10 | 8.33 | 8.33 | Y | 8.33 | 8.33 | 8.33
KLN-60110 | 166561 | 4 | 168933 | 10" RD SHANK SCDR | Klein Tools, Inc. | 60110 | 8.33 | 7.9157 | N | 8.33 | 8.33 | 8.33
KLN-60110 | 175891 | 1 | 168933 | 10" RD SHANK SCDR | Klein Tools, Inc. | 60110 | 8.33 | 4.34 | Y | 8.33 | 8.33 | 8.33
KLN-60123 | 166561 | 5 | 168933 | Klein Cooling Bandana | Klein Tools, Inc. | 60123 | 2.84 | 2.63 | N | 2.84 | 2.63 | 2.84
KLN-60135 | 10770 | 2 | 168933 | Tradesman Pro Standard Kneeling Pad | Klein Tools, Inc. | 60135 | 20.99 | 20.99 | Y | 20.99 | 20.99 | 20.99
KLN-60135 | 175883 | 2 | 168933 | Tradesman Pro Standard Kneeling Pad | Klein Tools, Inc. | 60135 | 20.99 | 20.99 | N | 20.99 | 20.99 | 20.99
KLN-60135 | 175888 | 1 | 168933 | Tradesman Pro Standard Kneeling Pad | Klein Tools, Inc. | 60135 | 20.99 | 20.99 | N | 20.99 | 20.99 | 20.99
KLN-60135 | 175890 | 2 | 168933 | Tradesman Pro Standard Kneeling Pad | Klein Tools, Inc. | 60135 | 20.99 | 20.99 | N | 20.99 | 20.99 | 20.99
KLN-60135 | 175891 | 1 | 168933 | Tradesman Pro Standard Kneeling Pad | Klein Tools, Inc. | 60135 | 20.99 | 20.99 | N | 20.99 | 20.99 | 20.99
KLN-60159 | 166553 | 7 | 168933 | Klein safety glasses, clear | Klein Tools, Inc. | 60159 | 6.3 | 5.6 | Y | 6.3 | 5.6 | 6.3
KLN-6016 | 10510 | 7 | 168933 | 601-6 SCREWDRIVER 6" | Klein Tools, Inc. | 6016 | 5.98 | 5.98 | Y | 5.98 | 6.64 | 6.64
KLN-6016 | 166553 | 1 | 168933 | 601-6 SCREWDRIVER 6" | Klein Tools, Inc. | 6016 | 5.98 | 6.64 | Y | 5.98 | 6.64 | 6.64
KLN-60160 | 10510 | 4 | 168933 | Klein safety glasses, tinted | Klein Tools, Inc. | 60160 | 6.3 | 6.3 | Y | 6.3 | 6.3 | 6.3
KLN-60160 | 166553 | 2 | 168933 | Klein safety glasses, tinted | Klein Tools, Inc. | 60160 | 6.3 | 6.3 | Y | 6.3 | 6.3 | 6.3
KLN-6018 | 166553 | 2 | 168933 | 601-8 SCREWDRIVER 8" | Klein Tools, Inc. | 6018 | 6.86 | 6.4585 | Y | 6.86 | 6.4585 | 6.86
KLN-6024 | 10510 | 3 | 168933 | Klein round screwdrivercushion-grip 1/4 | Klein Tools, Inc. | 6024 | 7.56 | 7.18 | Y | 7.56 | 7.3433 | 7.56
KLN-6024 | 175891 | 3 | 168933 | Klein round screwdrivercushion-grip 1/4 | Klein Tools, Inc. | 6024 | 7.56 | 7.3433 | Y | 7.56 | 7.3433 | 7.56
KLN-6024DD | 10510 | 4 | 168933 | Klein - 4 demolitiondriver keystone | Klein Tools, Inc. | 6024DD | 11.2 | 10.8891 | Y | 11.2 | 10.8891 | 11.2
KLN-6027DD | 10510 | 1 | 168933 | 7" DEMO CUSHION SCREWDRIVER | Klein Tools, Inc. | 6027DD | 15.15 | 15.15 | Y | 15.15 | 15.15 | 15.15
KLN-6027DD | 166559 | 2 | 168933 | 7" DEMO CUSHION SCREWDRIVER | Klein Tools, Inc. | 6027DD | 15.15 | 15.15 | N | 15.15 | 15.15 | 15.15
KLN-6027DD | 175891 | 1 | 168933 | 7" DEMO CUSHION SCREWDRIVER | Klein Tools, Inc. | 6027DD | 15.15 | 15.15 | Y | 15.15 | 15.15 | 15.15
KLN-6031 | 10510 | 7 | 168933 | Klein screwdriver phillips #2cushion-gri | Klein Tools, Inc. | 6031 | 5.67 | 4.8024 | Y | 5.67 | 4.8024 | 5.67
KLN-6031 | 175891 | 2 | 168933 | Klein screwdriver phillips #2cushion-gri | Klein Tools, Inc. | 6031 | 5.67 | 4.393 | Y | 5.67 | 4.8024 | 5.67
KLN-6033 | 10510 | 2 | 168933 | 6033 #1 PHILLIPS SCREW DRIVER | Klein Tools, Inc. | 6033 | 5.68 | 5.51 | N | 5.68 | 6.296 | 6.296
KLN-6033 | 166553 | 4 | 168933 | 6033 #1 PHILLIPS SCREW DRIVER | Klein Tools, Inc. | 6033 | 5.68 | 5.3 | Y | 5.68 | 6.296 | 6.296
KLN-6033 | 166561 | 5 | 168933 | 6033 #1 PHILLIPS SCREW DRIVER | Klein Tools, Inc. | 6033 | 5.68 | 6.296 | N | 5.68 | 6.296 | 6.296
KLN-6034 | 10510 | 9 | 168933 | #2 Phillips Screwdriver 4" (102 mm) R | Klein Tools, Inc. | 6034 | 6.46 | 6.4547 | Y | 6.46 | 6.46 | 6.46
KLN-6034 | 10770 | 2 | 168933 | #2 Phillips Screwdriver 4" (102 mm) R | Klein Tools, Inc. | 6034 | 6.46 | 6.46 | Y | 6.46 | 6.46 | 6.46
KLN-6034 | 166553 | 3 | 168933 | #2 Phillips Screwdriver 4" (102 mm) R | Klein Tools, Inc. | 6034 | 6.46 | 6.4126 | Y | 6.46 | 6.46 | 6.46
KLN-6034 | 166561 | 2 | 168933 | #2 Phillips Screwdriver 4" (102 mm) R | Klein Tools, Inc. | 6034 | 6.46 | 6.06 | N | 6.46 | 6.46 | 6.46
KLN-6034 | 175883 | 2 | 168933 | #2 Phillips Screwdriver 4" (102 mm) R | Klein Tools, Inc. | 6034 | 6.46 | 6.46 | N | 6.46 | 6.46 | 6.46
KLN-6034 | 175888 | 2 | 168933 | #2 Phillips Screwdriver 4" (102 mm) R | Klein Tools, Inc. | 6034 | 6.46 | 6.46 | N | 6.46 | 6.46 | 6.46
KLN-6034 | 175890 | 2 | 168933 | #2 Phillips Screwdriver 4" (102 mm) R | Klein Tools, Inc. | 6034 | 6.46 | 6.46 | N | 6.46 | 6.46 | 6.46
KLN-6034 | 175891 | 1 | 168933 | #2 Phillips Screwdriver 4" (102 mm) R | Klein Tools, Inc. | 6034 | 6.46 | 6.459 | N | 6.46 | 6.46 | 6.46
KLN-60344 | 10770 | 2 | 168933 | Hinged Gel Knee Pads | Klein Tools, Inc. | 60344 | 28.55 | 25.7 | Y | 28.55 | 25.7 | 28.55
KLN-60344 | 175883 | 0 | 168933 | Hinged Gel Knee Pads | Klein Tools, Inc. | 60344 | 28.55 | 25.7 | N | 28.55 | 25.7 | 28.55
KLN-60344 | 175888 | 3 | 168933 | Hinged Gel Knee Pads | Klein Tools, Inc. | 60344 | 28.55 | 25.7 | N | 28.55 | 25.7 | 28.55
KLN-60344 | 175890 | 2 | 168933 | Hinged Gel Knee Pads | Klein Tools, Inc. | 60344 | 28.55 | 25.7 | N | 28.55 | 25.7 | 28.55
KLN-60344 | 175891 | 3 | 168933 | Hinged Gel Knee Pads | Klein Tools, Inc. | 60344 | 28.55 | 25.7 | N | 28.55 | 25.7 | 28.55
KLN-60347 | 166559 | 1 | 168933 | Klein KARBN vented Hard-Hat w/56048 lamp | Klein Tools, Inc. | 60347 | 68.75 | 61.88 | N | 68.75 | 61.88 | 68.75
KLN-6037 | 10510 | 3 | 168933 | 6037 #2 PHILLIPS SCREW DRIVER | Klein Tools, Inc. | 6037 | 7.23 | 7.23 | Y | 7.23 | 7.23 | 7.23
KLN-6037 | 175891 | 1 | 168933 | 6037 #2 PHILLIPS SCREW DRIVER | Klein Tools, Inc. | 6037 | 7.23 | 7.214 | Y | 7.23 | 7.23 | 7.23
KLN-60388 | 166553 | 4 | 168933 | Klein heavy knit cap | Klein Tools, Inc. | 60388 | 13.99 | 13.99 | Y | 13.99 | 13.99 | 13.99
KLN-60407RL | 166559 | 2 | 168933 | Hard-hat Cls C WHT BRIM w/Rechg Lamp | Klein Tools, Inc. | 60407RL | 52.5 | 52.5 | N | 52.5 | 52.5 | 52.5
KLN-60407RL | 166561 | 3 | 168933 | Hard-hat Cls C WHT BRIM w/Rechg Lamp | Klein Tools, Inc. | 60407RL | 52.5 | 52.5 | N | 52.5 | 52.5 | 52.5
KLN-6043 | 166559 | 5 | 168933 | Scrwdrvr Mini-cushion, Phillips #0 x | Klein Tools, Inc. | 6043 | 5.29 | 5.2899 | Y | 5.29 | 5.2899 | 5.29
KLN-60439 | 166553 | 1 | 168933 | Neck and Face Cooling Band | Klein Tools, Inc. | 60439 | 7 | 7.6364 | N | 7 | 7.6364 | 7.6364
KLN-60511 | 10770 | 2 | 168933 | Heavy Duty Knee Pad Sleeves, M/L | Klein Tools, Inc. | 60511 | 27.99 | 27.99 | Y | 27.99 | 27.99 | 27.99
KLN-60511 | 175883 | 2 | 168933 | Heavy Duty Knee Pad Sleeves, M/L | Klein Tools, Inc. | 60511 | 27.99 | 27.99 | N | 27.99 | 27.99 | 27.99
KLN-60511 | 175888 | 2 | 168933 | Heavy Duty Knee Pad Sleeves, M/L | Klein Tools, Inc. | 60511 | 27.99 | 27.99 | N | 27.99 | 27.99 | 27.99
KLN-60511 | 175890 | 2 | 168933 | Heavy Duty Knee Pad Sleeves, M/L | Klein Tools, Inc. | 60511 | 27.99 | 27.99 | N | 27.99 | 27.99 | 27.99
KLN-60511 | 175891 | 2 | 168933 | Heavy Duty Knee Pad Sleeves, M/L | Klein Tools, Inc. | 60511 | 27.99 | 27.99 | N | 27.99 | 27.99 | 27.99
KLN-6054 | 10510 | 3 | 168933 | 605-4 SCREWDRIVER 4" | Klein Tools, Inc. | 6054 | 6.8 | 6.3667 | Y | 6.8 | 6.563 | 6.8
KLN-6054 | 175891 | 2 | 168933 | 605-4 SCREWDRIVER 4" | Klein Tools, Inc. | 6054 | 6.8 | 6.563 | Y | 6.8 | 6.563 | 6.8
KLN-6056 | 10770 | 2 | 168933 | 5/16 Keystone Tip Screwdriver 6 Lengt | Klein Tools, Inc. | 6056 | 7.57 | 7.19 | Y | 7.57 | 7.19 | 7.57
KLN-6056 | 166557 | 1 | 168933 | 5/16 Keystone Tip Screwdriver 6 Lengt | Klein Tools, Inc. | 6056 | 7.57 | 5.12 | N | 7.57 | 7.19 | 7.57
KLN-6056 | 175883 | 2 | 168933 | 5/16 Keystone Tip Screwdriver 6 Lengt | Klein Tools, Inc. | 6056 | 7.57 | 7.19 | N | 7.57 | 7.19 | 7.57
KLN-6056 | 175888 | 2 | 168933 | 5/16 Keystone Tip Screwdriver 6 Lengt | Klein Tools, Inc. | 6056 | 7.57 | 7.19 | N | 7.57 | 7.19 | 7.57
KLN-6056 | 175890 | 2 | 168933 | 5/16 Keystone Tip Screwdriver 6 Lengt | Klein Tools, Inc. | 6056 | 7.57 | 7.19 | N | 7.57 | 7.19 | 7.57
KLN-6056 | 175891 | 1 | 168933 | 5/16 Keystone Tip Screwdriver 6 Lengt | Klein Tools, Inc. | 6056 | 7.57 | 7.19 | N | 7.57 | 7.19 | 7.57
KLN-60586 | 166559 | 1 | 168933 | Knit Dipped Gloves, Cut Level A2, | Klein Tools, Inc. | 60586 | 9.08 | 8.39 | N | 9.08 | 8.39 | 9.08
KLN-60595 | 166559 | 1 | 168933 | General Purpose Gloves, Medium | Klein Tools, Inc. | 60595 | 10.49 | 10.49 | N | 10.49 | 10.49 | 10.49
KLN-60596 | 166559 | 1 | 168933 | General Purpose Gloves, Large | Klein Tools, Inc. | 60596 | 10.49 | 10.49 | N | 10.49 | 10.49 | 10.49
KLN-60597 | 166559 | 1 | 168933 | General Purpose Gloves, X-Large | Klein Tools, Inc. | 60597 | 10.49 | 10.49 | N | 10.49 | 10.49 | 10.49
KLN-60611 | 10770 | 2 | 168933 | Heavy Duty Knee Pad Sleeves, L/XL | Klein Tools, Inc. | 60611 | 27.99 | 27.99 | Y | 27.99 | 27.99 | 27.99
KLN-60611 | 175883 | 1 | 168933 | Heavy Duty Knee Pad Sleeves, L/XL | Klein Tools, Inc. | 60611 | 27.99 | 27.99 | N | 27.99 | 27.99 | 27.99
KLN-60611 | 175888 | 2 | 168933 | Heavy Duty Knee Pad Sleeves, L/XL | Klein Tools, Inc. | 60611 | 27.99 | 27.99 | N | 27.99 | 27.99 | 27.99
KLN-60611 | 175890 | 2 | 168933 | Heavy Duty Knee Pad Sleeves, L/XL | Klein Tools, Inc. | 60611 | 27.99 | 27.99 | N | 27.99 | 27.99 | 27.99
KLN-60611 | 175891 | 2 | 168933 | Heavy Duty Knee Pad Sleeves, L/XL | Klein Tools, Inc. | 60611 | 27.99 | 27.99 | N | 27.99 | 27.99 | 27.99
KLN-6062 | 166559 | 6 | 168933 | 1/16 In. Keystone Mini Screwdriver | Klein Tools, Inc. | 6062 | 5.29 | 5.2895 | Y | 5.29 | 5.2895 | 5.29
KLN-6073 | 166553 | 4 | 168933 | SCREWDRIVER, MINI, 3/32"X3" LONG | Klein Tools, Inc. | 6073 | 5.29 | 5.29 | Y | 5.29 | 5.29 | 5.29
KLN-6073 | 166559 | 3 | 168933 | SCREWDRIVER, MINI, 3/32"X3" LONG | Klein Tools, Inc. | 6073 | 5.29 | 5.29 | Y | 5.29 | 5.29 | 5.29
KLN-6074 | 10510 | 13 | 168933 | Klein cabinet tip screwdrivermini cushio | Klein Tools, Inc. | 6074 | 5.68 | 5.6781 | Y | 5.68 | 5.68 | 5.68
KLN-6074 | 166553 | 5 | 168933 | Klein cabinet tip screwdrivermini cushio | Klein Tools, Inc. | 6074 | 5.68 | 5.68 | Y | 5.68 | 5.68 | 5.68
KLN-6074 | 175891 | 3 | 168933 | Klein cabinet tip screwdrivermini cushio | Klein Tools, Inc. | 6074 | 5.68 | 5.6745 | Y | 5.68 | 5.68 | 5.68
KLN-6083 | 166553 | 6 | 168933 | SCRWDRVR MINI CUSHION-GRIP 1/8" 3" | Klein Tools, Inc. | 6083 | 5.29 | 5.29 | Y | 5.29 | 5.29 | 5.29
KLN-6083 | 166559 | 5 | 168933 | SCRWDRVR MINI CUSHION-GRIP 1/8" 3" | Klein Tools, Inc. | 6083 | 5.29 | 5.29 | Y | 5.29 | 5.29 | 5.29
KLN-6083 | 166561 | 4 | 168933 | SCRWDRVR MINI CUSHION-GRIP 1/8" 3" | Klein Tools, Inc. | 6083 | 5.29 | 5.29 | N | 5.29 | 5.29 | 5.29
KLN-6084 | 166553 | 3 | 168933 | SCREWDRIVER, MINI, 1/8"X4" LONG | Klein Tools, Inc. | 6084 | 5.34 | 5.34 | Y | 5.34 | 5.34 | 5.34
KLN-6084 | 166559 | 3 | 168933 | SCREWDRIVER, MINI, 1/8"X4" LONG | Klein Tools, Inc. | 6084 | 5.34 | 5.34 | Y | 5.34 | 5.34 | 5.34
KLN-6086 | 10510 | 12 | 168933 | Klein cabinet tip screwdrivermini cushio | Klein Tools, Inc. | 6086 | 6.05 | 6.0494 | Y | 6.05 | 6.05 | 6.05
KLN-6086 | 166553 | 4 | 168933 | Klein cabinet tip screwdrivermini cushio | Klein Tools, Inc. | 6086 | 6.05 | 6.05 | Y | 6.05 | 6.05 | 6.05
KLN-6086 | 175891 | 2 | 168933 | Klein cabinet tip screwdrivermini cushio | Klein Tools, Inc. | 6086 | 6.05 | 6.05 | Y | 6.05 | 6.05 | 6.05
KLN-6088 | 166553 | 5 | 168933 | Screwdriver, Mini Cushion-Grip, 1/8" | Klein Tools, Inc. | 6088 | 6.8 | 6.7367 | Y | 6.8 | 6.7367 | 6.8
KLN-610M | 10510 | 5 | 168933 | Klein 2-pc nut driver setmagnetic stubby | Klein Tools, Inc. | 610M | 13.63 | 13.63 | Y | 13.63 | 13.63 | 13.63
KLN-610M | 175891 | 1 | 168933 | Klein 2-pc nut driver setmagnetic stubby | Klein Tools, Inc. | 610M | 13.63 | 13.63 | N | 13.63 | 13.63 | 13.63
KLN-6124 | 166559 | 3 | 168933 | TERMINAL BLK SCDR | Klein Tools, Inc. | 6124 | 6.81 | 6.81 | Y | 6.81 | 6.81 | 6.81
KLN-6124 | 166561 | 1 | 168933 | TERMINAL BLK SCDR | Klein Tools, Inc. | 6124 | 6.81 | 6.6371 | N | 6.81 | 6.81 | 6.81
KLN-6124 | 175891 | 1 | 134078 | TERMINAL BLK SCDR | MARS MOTORS & ARMATURES INC | 612-4 | 6.81 | 5.9 | Y | 6.81 | 6.81 | 6.81
KLN-62800BP | 10770 | 1 | 168933 | KLEIN TRADESMAN BACKPACK | Klein Tools, Inc. | 62800BP | 86.39 | 86.39 | N | 86.39 | 86.39 | 86.39
KLN-62800BP | 175883 | 1 | 168933 | KLEIN TRADESMAN BACKPACK | Klein Tools, Inc. | 62800BP | 86.39 | 86.39 | N | 86.39 | 86.39 | 86.39
KLN-62800BP | 175888 | 1 | 168933 | KLEIN TRADESMAN BACKPACK | Klein Tools, Inc. | 62800BP | 86.39 | 86.39 | N | 86.39 | 86.39 | 86.39
KLN-62800BP | 175890 | 1 | 168933 | KLEIN TRADESMAN BACKPACK | Klein Tools, Inc. | 62800BP | 86.39 | 86.39 | N | 86.39 | 86.39 | 86.39
KLN-62800BP | 175891 | 2 | 168933 | KLEIN TRADESMAN BACKPACK | Klein Tools, Inc. | 62800BP | 86.39 | 86.39 | N | 86.39 | 86.39 | 86.39
KLN-62805BPTECH | 166559 | 2 | 168933 | TradesmanPro™ XL Tech Bkpack 28pkt | Klein Tools, Inc. | 62805BPTECH | 93.59 | 93.59 | N | 93.59 | 93.59 | 93.59
KLN-63014M | 10510 | 6 | 168933 | Klein nut driver 1/4 x 3magnetic hollow | Klein Tools, Inc. | 63014M | 7.55 | 7.4529 | Y | 7.55 | 7.4529 | 7.55
KLN-63014M | 175891 | 1 | 168933 | Klein nut driver 1/4 x 3magnetic hollow | Klein Tools, Inc. | 63014M | 7.55 | 5.89 | N | 7.55 | 7.4529 | 7.55
KLN-63020 | 166553 | 3 | 168933 | Multi-Cable Cutter Klein-Kurve | Klein Tools, Inc. | 63020 | 20.44 | 17.91 | Y | 20.44 | 17.91 | 20.44
KLN-63050 | 166553 | 1 | 168933 | High-Leverage Cable Cutter | Klein Tools, Inc. | 63050 | 25.53 | 25.1286 | Y | 25.53 | 25.1286 | 25.53
KLN-630516M | 10510 | 6 | 168933 | Klein nut driver 5/16 x 3magnetic hollow | Klein Tools, Inc. | 630516M | 7.56 | 7.5426 | Y | 7.56 | 7.5426 | 7.56
KLN-630516M | 175891 | 1 | 168933 | Klein nut driver 5/16 x 3magnetic hollow | Klein Tools, Inc. | 630516M | 7.56 | 6.966 | N | 7.56 | 7.5426 | 7.56
KLN-631M | 10510 | 1 | 168933 | Klein 7pc nut driver setmagnetic cushion | Klein Tools, Inc. | 631M | 56.79 | 55.3012 | Y | 56.79 | 55.3012 | 56.79
KLN-631M | 175891 | 1 | 168933 | Klein 7pc nut driver setmagnetic cushion | Klein Tools, Inc. | 631M | 56.79 | 55.162 | N | 56.79 | 55.3012 | 56.79
KLN-6354 | 10510 | 3 | 168933 | Hollow-shaft NutDrv 1/4,5/16,3/8,7/1 | Klein Tools, Inc. | 635-4 | 43.3264 | 39.8733 | Y | 43.3264 | 39.8733 | 43.3264
KLN-6354 | 175891 | 1 | 168933 | Hollow-shaft NutDrv 1/4,5/16,3/8,7/1 | Klein Tools, Inc. | 635-4 | 43.3264 | 38.5 | N | 43.3264 | 39.8733 | 43.3264
KLN-64614M | 10510 | 4 | 168933 | 1/4" Magnetic Tip Nut Driver 6" Holl | Klein Tools, Inc. | 64614M | 8.33 | 7.9305 | Y | 8.33 | 8.6008 | 8.6008
KLN-64614M | 10770 | 2 | 168933 | 1/4" Magnetic Tip Nut Driver 6" Holl | Klein Tools, Inc. | 64614M | 8.33 | 7.95 | Y | 8.33 | 8.6008 | 8.6008
KLN-64614M | 166561 | 3 | 168933 | 1/4" Magnetic Tip Nut Driver 6" Holl | Klein Tools, Inc. | 64614M | 8.33 | 8.6008 | N | 8.33 | 8.6008 | 8.6008
KLN-64614M | 175883 | 2 | 168933 | 1/4" Magnetic Tip Nut Driver 6" Holl | Klein Tools, Inc. | 64614M | 8.33 | 7.95 | N | 8.33 | 8.6008 | 8.6008
KLN-64614M | 175888 | 2 | 168933 | 1/4" Magnetic Tip Nut Driver 6" Holl | Klein Tools, Inc. | 64614M | 8.33 | 7.95 | N | 8.33 | 8.6008 | 8.6008
KLN-64614M | 175890 | 2 | 168933 | 1/4" Magnetic Tip Nut Driver 6" Holl | Klein Tools, Inc. | 64614M | 8.33 | 7.95 | N | 8.33 | 8.6008 | 8.6008
KLN-64614M | 175891 | 2 | 168933 | 1/4" Magnetic Tip Nut Driver 6" Holl | Klein Tools, Inc. | 64614M | 8.33 | 7.901 | N | 8.33 | 8.6008 | 8.6008
KLN-64638M | 10510 | 10 | 168933 | 3/8 Magnetic Tip Nut Driver 6 Shaft | Klein Tools, Inc. | 64638M | 9.08 | 9.0012 | Y | 9.08 | 10.2664 | 10.2664
KLN-64638M | 10770 | 2 | 168933 | 3/8 Magnetic Tip Nut Driver 6 Shaft | Klein Tools, Inc. | 64638M | 9.08 | 9.08 | Y | 9.08 | 10.2664 | 10.2664
KLN-64638M | 166561 | 3 | 168933 | 3/8 Magnetic Tip Nut Driver 6 Shaft | Klein Tools, Inc. | 64638M | 9.08 | 10.2664 | N | 9.08 | 10.2664 | 10.2664
KLN-64638M | 175883 | 2 | 168933 | 3/8 Magnetic Tip Nut Driver 6 Shaft | Klein Tools, Inc. | 64638M | 9.08 | 9.08 | N | 9.08 | 10.2664 | 10.2664
KLN-64638M | 175888 | 2 | 168933 | 3/8 Magnetic Tip Nut Driver 6 Shaft | Klein Tools, Inc. | 64638M | 9.08 | 9.08 | N | 9.08 | 10.2664 | 10.2664
KLN-64638M | 175890 | 2 | 168933 | 3/8 Magnetic Tip Nut Driver 6 Shaft | Klein Tools, Inc. | 64638M | 9.08 | 9.08 | N | 9.08 | 10.2664 | 10.2664
KLN-64638M | 175891 | 3 | 168933 | 3/8 Magnetic Tip Nut Driver 6 Shaft | Klein Tools, Inc. | 64638M | 9.08 | 8.8367 | N | 9.08 | 10.2664 | 10.2664
KLN-646516M | 10510 | 5 | 168933 | 5/16" Magnetic Tip Nut Driver 6" Hol | Klein Tools, Inc. | 646516M | 9.08 | 8.6934 | Y | 9.08 | 8.7 | 9.08
KLN-646516M | 10770 | 2 | 168933 | 5/16" Magnetic Tip Nut Driver 6" Hol | Klein Tools, Inc. | 646516M | 9.08 | 8.7 | Y | 9.08 | 8.7 | 9.08
KLN-646516M | 166561 | 4 | 168933 | 5/16" Magnetic Tip Nut Driver 6" Hol | Klein Tools, Inc. | 646516M | 9.08 | 8.7 | N | 9.08 | 8.7 | 9.08
KLN-646516M | 175883 | 2 | 168933 | 5/16" Magnetic Tip Nut Driver 6" Hol | Klein Tools, Inc. | 646516M | 9.08 | 8.7 | N | 9.08 | 8.7 | 9.08
KLN-646516M | 175888 | 2 | 168933 | 5/16" Magnetic Tip Nut Driver 6" Hol | Klein Tools, Inc. | 646516M | 9.08 | 8.7 | N | 9.08 | 8.7 | 9.08
KLN-646516M | 175890 | 2 | 168933 | 5/16" Magnetic Tip Nut Driver 6" Hol | Klein Tools, Inc. | 646516M | 9.08 | 8.7 | N | 9.08 | 8.7 | 9.08
KLN-646516M | 175891 | 2 | 168933 | 5/16" Magnetic Tip Nut Driver 6" Hol | Klein Tools, Inc. | 646516M | 9.08 | 8.6917 | N | 9.08 | 8.7 | 9.08
KLN-646M | 10510 | 5 | 168933 | Magnetic Tip Nut Driver Set - 6" Hollo | Klein Tools, Inc. | 646M | 15.87 | 15.87 | Y | 15.87 | 15.87 | 15.87
KLN-646M | 10770 | 2 | 168933 | Magnetic Tip Nut Driver Set - 6" Hollo | Klein Tools, Inc. | 646M | 15.87 | 15.87 | Y | 15.87 | 15.87 | 15.87
KLN-646M | 175883 | 2 | 168933 | Magnetic Tip Nut Driver Set - 6" Hollo | Klein Tools, Inc. | 646M | 15.87 | 15.87 | N | 15.87 | 15.87 | 15.87
KLN-646M | 175888 | 2 | 168933 | Magnetic Tip Nut Driver Set - 6" Hollo | Klein Tools, Inc. | 646M | 15.87 | 15.87 | N | 15.87 | 15.87 | 15.87
KLN-646M | 175890 | 2 | 168933 | Magnetic Tip Nut Driver Set - 6" Hollo | Klein Tools, Inc. | 646M | 15.87 | 15.87 | N | 15.87 | 15.87 | 15.87
KLN-646M | 175891 | 2 | 168933 | Magnetic Tip Nut Driver Set - 6" Hollo | Klein Tools, Inc. | 646M | 15.87 | 15.87 | N | 15.87 | 15.87 | 15.87
KLN-650 | 10510 | 2 | 168933 | Klein scratch awl, cushiongrip | Klein Tools, Inc. | 650 | 9.84 | 8.4626 | N | 9.84 | 9.46 | 9.84
KLN-650 | 166561 | 6 | 168933 | Klein scratch awl, cushiongrip | Klein Tools, Inc. | 650 | 9.84 | 9.46 | N | 9.84 | 9.46 | 9.84
KLN-65064 | 10510 | 3 | 168933 | Hex Head 2-in-1 Nut Driver, 1/4, 5 | Klein Tools, Inc. | 65064 | 12.43 | 11.6945 | Y | 12.43 | 13.334 | 13.334
KLN-65064 | 166561 | 5 | 168933 | Hex Head 2-in-1 Nut Driver, 1/4, 5 | Klein Tools, Inc. | 65064 | 12.43 | 13.334 | N | 12.43 | 13.334 | 13.334
KLN-65064 | 175891 | 1 | 168933 | Hex Head 2-in-1 Nut Driver, 1/4, 5 | Klein Tools, Inc. | 65064 | 12.43 | 11.34 | Y | 12.43 | 13.334 | 13.334
KLN-65200 | 10770 | 2 | 168933 | Slim-Profile Mini Ratchet Set, 5-Piece | Klein Tools, Inc. | 65200 | 11.21 | 11.21 | Y | 11.21 | 11.8017 | 11.8017
KLN-65200 | 166553 | 1 | 168933 | Slim-Profile Mini Ratchet Set, 5-Piece | Klein Tools, Inc. | 65200 | 11.21 | 11.21 | Y | 11.21 | 11.8017 | 11.8017
KLN-65200 | 166559 | 2 | 168933 | Slim-Profile Mini Ratchet Set, 5-Piece | Klein Tools, Inc. | 65200 | 11.21 | 11.2061 | Y | 11.21 | 11.8017 | 11.8017
KLN-65200 | 175883 | 2 | 168933 | Slim-Profile Mini Ratchet Set, 5-Piece | Klein Tools, Inc. | 65200 | 11.21 | 11.21 | N | 11.21 | 11.8017 | 11.8017
KLN-65200 | 175888 | 4 | 168933 | Slim-Profile Mini Ratchet Set, 5-Piece | Klein Tools, Inc. | 65200 | 11.21 | 11.21 | N | 11.21 | 11.8017 | 11.8017
KLN-65200 | 175891 | 6 | 168933 | Slim-Profile Mini Ratchet Set, 5-Piece | Klein Tools, Inc. | 65200 | 11.21 | 11.8017 | N | 11.21 | 11.8017 | 11.8017
KLN-68244 | 10510 | 1 | 168933 | 3pc RtchSet; 1/4,5/16,3/8,7/16,5/8,9 | Klein Tools, Inc. | 68244 | 34.84 | 32.95 | Y | 34.84 | 34.84 | 34.84
KLN-68244 | 166559 | 2 | 168933 | 3pc RtchSet; 1/4,5/16,3/8,7/16,5/8,9 | Klein Tools, Inc. | 68244 | 34.84 | 34.84 | Y | 34.84 | 34.84 | 34.84
KLN-68245 | 10510 | 1 | 168933 | Klein ratcheting offset boxwrench, rever | Klein Tools, Inc. | 68245 | 68.93 | 68.93 | Y | 68.93 | 68.93 | 68.93
KLN-68245 | 175891 | 3 | 168933 | Klein ratcheting offset boxwrench, rever | Klein Tools, Inc. | 68245 | 68.93 | 68.6767 | Y | 68.93 | 68.93 | 68.93
KLN-68412 | 10510 | 1 | 168933 | Klein combination wrench 3/86-point | Klein Tools, Inc. | 68412 | 7.49 | 6.4035 | Y | 7.49 | 6.4035 | 7.49
KLN-68412 | 175891 | 2 | 168933 | Klein combination wrench 3/86-point | Klein Tools, Inc. | 68412 | 7.49 | 6.4035 | Y | 7.49 | 6.4035 | 7.49
KLN-68413 | 10510 | 4 | 168933 | Klein combination wrench7/16 6-point | Klein Tools, Inc. | 68413 | 8.24 | 7.0422 | Y | 8.24 | 7.0422 | 8.24
KLN-68414 | 10510 | 1 | 168933 | Klein combination wrench 1/26-point | Klein Tools, Inc. | 68414 | 8.33 | 7.2623 | Y | 8.33 | 7.2623 | 8.33
KLN-68415 | 10510 | 8 | 168933 | Klein combination wrench9/16 12-point | Klein Tools, Inc. | 68415 | 9.76 | 8.6729 | Y | 9.76 | 8.6729 | 9.76
KLN-68416 | 10510 | 6 | 168933 | Klein combination wrench5/8 12-point | Klein Tools, Inc. | 68416 | 11.36 | 9.9044 | Y | 11.36 | 9.9044 | 11.36
KLN-68418 | 10510 | 8 | 168933 | Klein combination wrench 3/412-point | Klein Tools, Inc. | 68418 | 12.87 | 11.6161 | Y | 12.87 | 11.6161 | 12.87
KLN-69033 | 166559 | 2 | 168933 | Fuse 6x32-500mA-600V for MM300/400 | Klein Tools, Inc. | 69033 | 9.11 | 7.36 | N | 9.11 | 7.36 | 9.11
KLN-69034 | 166559 | 1 | 168933 | Fuse 10x38-10A-1000V for MM600/700 | Klein Tools, Inc. | 69034 | 9.9 | 7.62 | N | 9.9 | 7.62 | 9.9
KLN-69035 | 166559 | 2 | 168933 | Fuse 10x38-10A-1000V MM600/700/ET600 | Klein Tools, Inc. | 69035 | 9.1 | 7.36 | N | 9.1 | 7.36 | 9.1
KLN-69144 | 166559 | 1 | 168933 | K-Type Temperature Probe | Klein Tools, Inc. | 69144 | 33.45 | 33.45 | N | 33.45 | 33.45 | 33.45
KLN-69406 | 166559 | 1 | 168933 | Small Klein case, padded | Klein Tools, Inc. | 69406 | 21.21 | 21.21 | N | 21.21 | 21.21 | 21.21
KLN-69407 | 166559 | 2 | 168933 | Medium Klein case, padded | Klein Tools, Inc. | 69407 | 28.79 | 28.79 | Y | 28.79 | 28.79 | 28.79
KLN-69408 | 166559 | 2 | 168933 | Tradesman Pro Carrying Case, Large | Klein Tools, Inc. | 69408 | 30.31 | 30.31 | N | 30.31 | 30.31 | 30.31
KLN-69410 | 166559 | 1 | 168933 | REPLACEMENT TEST LEADS, KLEIN | Klein Tools, Inc. | 69410 | 13.55 | 13.55 | N | 13.55 | 13.55 | 13.55
KLN-69417 | 166559 | 2 | 168933 | Mag Hanger, MM300-700/CL600-800 | Klein Tools, Inc. | 69417 | 11.43 | 11.43 | N | 11.43 | 11.43 | 11.43
KLN-70550 | 166553 | 2 | 168933 | 11-pc ProFold Hex set, 3/32" - 1/2" | Klein Tools, Inc. | 70550 | 13.59 | 13.59 | Y | 13.59 | 13.59 | 13.59
KLN-70550 | 166559 | 2 | 168933 | 11-pc ProFold Hex set, 3/32" - 1/2" | Klein Tools, Inc. | 70550 | 13.59 | 13.59 | Y | 13.59 | 13.59 | 13.59
KLN-70571 | 166553 | 1 | 168933 | Ball Hex Set, Grip-It 5 inch sizes | Klein Tools, Inc. | 70571 | 11.024 | 10.6 | Y | 11.024 | 10.6 | 11.024
KLN-70571 | 166559 | 1 | 168933 | Ball Hex Set, Grip-It 5 inch sizes | Klein Tools, Inc. | 70571 | 11.024 | 10.22 | N | 11.024 | 10.6 | 11.024
KLN-70572 | 166553 | 4 | 168933 | Hex Set, Grip-It 5 Metric sizes | Klein Tools, Inc. | 70572 | 11.024 | 9.72 | Y | 11.024 | 9.72 | 11.024
KLN-70573 | 166553 | 2 | 168933 | 6-KEY FOLD-UP METRIC & INCH | Klein Tools, Inc. | 70573 | 7.8728 | 7.1586 | Y | 7.8728 | 7.652 | 7.8728
KLN-70573 | 166561 | 4 | 168933 | 6-KEY FOLD-UP METRIC & INCH | Klein Tools, Inc. | 70573 | 7.8728 | 7.652 | N | 7.8728 | 7.652 | 7.8728
KLN-70586 | 10510 | 1 | 168933 | Klein Torx folding screwdriverset, 7 pie | Klein Tools, Inc. | 70586 | 13.1456 | 12.64 | N | 13.1456 | 12.64 | 13.1456
KLN-70586 | 175891 | 1 | 168933 | Klein Torx folding screwdriverset, 7 pie | Klein Tools, Inc. | 70586 | 13.1456 | 12.64 | N | 13.1456 | 12.64 | 13.1456
KLN-85076 | 10510 | 6 | 168933 | Klein screwdriver 7-pc setcushion-grip W | Klein Tools, Inc. | 85076 | 42.05 | 42.05 | Y | 42.05 | 42.05 | 42.05
KLN-85076 | 175891 | 2 | 168933 | Klein screwdriver 7-pc setcushion-grip W | Klein Tools, Inc. | 85076 | 42.05 | 42.05 | Y | 42.05 | 42.05 | 42.05
KLN-85484 | 10510 | 7 | 168933 | 85484 4 PC MINI SCRDR | Klein Tools, Inc. | 85484 | 17.86 | 17.8533 | Y | 17.86 | 17.8533 | 17.86
KLN-85484 | 175891 | 1 | 168933 | 85484 4 PC MINI SCRDR | Klein Tools, Inc. | 85484 | 17.86 | 17.45 | Y | 17.86 | 17.8533 | 17.86
KLN-86600 | 10510 | 8 | 168933 | Klein - 1/4 magnetic hexdrivers - 3pk | Klein Tools, Inc. | 86600 | 5.3 | 5.2125 | Y | 5.3 | 5.2125 | 5.3
KLN-86601 | 10510 | 8 | 168933 | Klein - 5/16 magnetic hexdrivers - 3 pk | Klein Tools, Inc. | 86601 | 5.3 | 5.0213 | Y | 5.3 | 5.0213 | 5.3
KLN-86602 | 10510 | 6 | 168933 | Klein - 3/8 magnetic hexdrivers - 3 pk | Klein Tools, Inc. | 86602 | 5.3 | 5.1935 | Y | 5.3 | 5.1935 | 5.3
KLN-86939 | 166561 | 3 | 168933 | Klein Hex Key Adapter for Wrench | Klein Tools, Inc. | 86939 | 8.84 | 9.06 | N | 8.84 | 9.06 | 9.06
KLN-88904 | 10510 | 5 | 168933 | 1/8 TO 1-3/8 TUBE CUTTER | Klein Tools, Inc. | 88904 | 33.02 | 31.598 | Y | 33.02 | 37.64 | 37.64
KLN-88904 | 166561 | 2 | 168933 | 1/8 TO 1-3/8 TUBE CUTTER | Klein Tools, Inc. | 88904 | 33.02 | 37.64 | N | 33.02 | 37.64 | 37.64
KLN-88910 | 166561 | 2 | 168933 | 1/8 TO 5/8 OD TUBE CUTTER, COPPER/AL | Klein Tools, Inc. | 88910 | 13.68 | 14.365 | N | 13.68 | 14.365 | 14.365
KLN-9216 | 166559 | 2 | 168933 | Tape Measure, 16-Foot Magnetic | Klein Tools, Inc. | 9216 | 16.26 | 16.26 | N | 16.26 | 16.26 | 16.26
KLN-9225 | 10510 | 2 | 168933 | 25 Ft. Double Hook, Magnetic Tape Measu | Klein Tools, Inc. | 9225 | 21.36 | 21.36 | Y | 21.36 | 21.36 | 21.36
KLN-9225 | 10770 | 6 | 168933 | 25 Ft. Double Hook, Magnetic Tape Measu | Klein Tools, Inc. | 9225 | 21.36 | 21.36 | Y | 21.36 | 21.36 | 21.36
KLN-9225 | 166559 | 1 | 168933 | 25 Ft. Double Hook, Magnetic Tape Measu | Klein Tools, Inc. | 9225 | 21.36 | 21.36 | N | 21.36 | 21.36 | 21.36
KLN-9225 | 175883 | 2 | 168933 | 25 Ft. Double Hook, Magnetic Tape Measu | Klein Tools, Inc. | 9225 | 21.36 | 21.36 | N | 21.36 | 21.36 | 21.36
KLN-9225 | 175888 | 2 | 168933 | 25 Ft. Double Hook, Magnetic Tape Measu | Klein Tools, Inc. | 9225 | 21.36 | 21.36 | N | 21.36 | 21.36 | 21.36
KLN-9225 | 175890 | 2 | 168933 | 25 Ft. Double Hook, Magnetic Tape Measu | Klein Tools, Inc. | 9225 | 21.36 | 21.36 | N | 21.36 | 21.36 | 21.36
KLN-9225 | 175891 | 1 | 168933 | 25 Ft. Double Hook, Magnetic Tape Measu | Klein Tools, Inc. | 9225 | 21.36 | 19.58 | Y | 21.36 | 21.36 | 21.36
KLN-935RB | 10510 | 5 | 168933 | Klein TorpedoLevel | Klein Tools, Inc. | 935RB | 19.98 | 19.98 | Y | 19.98 | 19.98 | 19.98
KLN-935RB | 166559 | 1 | 168933 | Klein TorpedoLevel | Klein Tools, Inc. | 935RB | 19.98 | 19.98 | N | 19.98 | 19.98 | 19.98
KLN-93LDM100C | 166553 | 2 | 168933 | LASER DISTANCE MEASURE 100FT | Klein Tools, Inc. | 93LDM100C | 29.42 | 25.73 | Y | 29.42 | 29.42 | 29.42
KLN-93LDM100C | 166561 | 6 | 168933 | LASER DISTANCE MEASURE 100FT | Klein Tools, Inc. | 93LDM100C | 29.42 | 29.42 | N | 29.42 | 29.42 | 29.42
KLN-98002BT | 10510 | 15 | 168933 | Klein cap removal toolcushion-grip | Klein Tools, Inc. | 98002BT | 6.81 | 6.764 | Y | 6.81 | 6.764 | 6.81
KLN-98002BT | 175891 | 1 | 168933 | Klein cap removal toolcushion-grip | Klein Tools, Inc. | 98002BT | 6.81 | 5.429 | Y | 6.81 | 6.764 | 6.81
KLN-98222 | 166559 | 4 | 168933 | Klein Tools BBQ Tool Set 2pc w/cushi | Klein Tools, Inc. | 98222 | 12.97 | 12.97 | N | 12.97 | 12.97 | 12.97
KLN-98288 | 166559 | 3 | 168933 | Klein BBQ canvas apron | Klein Tools, Inc. | 98288 | 13.7 | 13.7 | N | 13.7 | 13.7 | 13.7
KLN-A1162 | 10510 | 6 | 168933 | Klein Pocket Clip Screwdriver3/32 x 2 | Klein Tools, Inc. | A116-2 | 3.9312 | 3.463 | N | 3.9312 | 3.463 | 3.9312
KLN-A1302 | 10510 | 3 | 168933 | KLEIN - SCREWDRIVER 1/8 X 2SHANK | Klein Tools, Inc. | A1302 | 3.78 | 3.778 | N | 3.78 | 3.778 | 3.78
KLN-A2164 | 175891 | 2 | 168933 | Klein screwdriver 1/8x7cabinet tip | Klein Tools, Inc. | A216-4 | 4.8256 | 4.22 | N | 4.8256 | 4.22 | 4.8256
KLN-BD111 | 10510 | 2 | 168933 | Klein bull driver phillips#1 | Klein Tools, Inc. | BD111 | 5.5536 | 4.829 | N | 5.5536 | 4.829 | 5.5536
KLN-BD122 | 10510 | 6 | 168933 | Klein bull driver phillips#2 | Klein Tools, Inc. | BD122 | 6.292 | 5.5128 | N | 6.292 | 5.5128 | 6.292
KLN-BD144 | 10510 | 4 | 168933 | Klein bull driver1/4 X 4 | Klein Tools, Inc. | BD144 | 6.292 | 5.5133 | Y | 6.292 | 5.5133 | 6.292
KLN-BD156 | 10510 | 6 | 168933 | Klein bull driver5/16 X 6 flat blade scr | Klein Tools, Inc. | BD156 | 7.8624 | 6.8937 | Y | 7.8624 | 6.8937 | 7.8624
KLN-BLK12 | 175891 | 1 | 168933 | HEX KEY SET 12 PC. IN. | Klein Tools, Inc. | BLK12 | 18.2624 | 16.827 | N | 18.2624 | 16.827 | 18.2624
KLN-BLMK10 | 166559 | 3 | 168933 | METRIC HEX-KEY 1.5-10mm L-STYLE | Klein Tools, Inc. | BLMK10 | 16.7544 | 16.11 | N | 16.7544 | 16.11 | 16.7544
KLN-CL220 | 166559 | 1 | 168933 | ClampMeter CAT III / 600V / TRMS | Klein Tools, Inc. | CL220 | 46.61 | 46.61 | N | 46.61 | 46.61 | 46.61
KLN-CL390 | 166559 | 2 | 168933 | AC/DC Digital Clamp Meter, Auto-Ranging | Klein Tools, Inc. | CL390 | 66.65 | 66.65 | N | 66.65 | 66.65 | 66.65
KLN-CL445 | 10770 | 2 | 168933 | HVAC Clamp Meter | Klein Tools, Inc. | CL445 | 70 | 70 | N | 70 | 70 | 70
KLN-CL445 | 166553 | 2 | 168933 | HVAC Clamp Meter | Klein Tools, Inc. | CL445 | 70 | 70 | Y | 70 | 70 | 70
KLN-CL445 | 166559 | 1 | 168933 | HVAC Clamp Meter | Klein Tools, Inc. | CL445 | 70 | 70 | N | 70 | 70 | 70
KLN-CL445 | 166561 | 1 | 168933 | HVAC Clamp Meter | Klein Tools, Inc. | CL445 | 70 | 70 | N | 70 | 70 | 70
KLN-CL445 | 175883 | 2 | 168933 | HVAC Clamp Meter | Klein Tools, Inc. | CL445 | 70 | 70 | N | 70 | 70 | 70
KLN-CL445 | 175888 | 2 | 168933 | HVAC Clamp Meter | Klein Tools, Inc. | CL445 | 70 | 70 | N | 70 | 70 | 70
KLN-CL445 | 175890 | 2 | 168933 | HVAC Clamp Meter | Klein Tools, Inc. | CL445 | 70 | 70 | N | 70 | 70 | 70
KLN-CL445 | 175891 | 2 | 168933 | HVAC Clamp Meter | Klein Tools, Inc. | CL445 | 70 | 70 | N | 70 | 70 | 70
KLN-CL800 | 166559 | 1 | 168933 | ClmpMeter TRMS, 1000V w/Lamp | Klein Tools, Inc. | CL800 | 93.75 | 93.75 | N | 93.75 | 93.75 | 93.75
KLN-D200048 | 10510 | 10 | 168933 | Diagonal Cutting Pliers, Angled Head, | Klein Tools, Inc. | D200048 | 24.89 | 24.89 | Y | 24.89 | 24.89 | 24.89
KLN-D200048 | 175891 | 4 | 168933 | Diagonal Cutting Pliers, Angled Head, | Klein Tools, Inc. | D200048 | 24.89 | 24.89 | Y | 24.89 | 24.89 | 24.89
KLN-D2026 | 10510 | 12 | 168933 | Klein tapered nose cuttingdiagonal plier | Klein Tools, Inc. | D2026 | 24.61 | 23.0952 | Y | 24.61 | 23.0952 | 24.61
KLN-D2036 | 10510 | 8 | 168933 | Klein side cutter6-5/8 long nose | Klein Tools, Inc. | D2036 | 20.45 | 17.6866 | Y | 20.45 | 20.45 | 20.45
KLN-D2036 | 166553 | 3 | 168933 | Klein side cutter6-5/8 long nose | Klein Tools, Inc. | D2036 | 20.45 | 20.2811 | Y | 20.45 | 20.45 | 20.45
KLN-D2036 | 175891 | 4 | 168933 | Klein side cutter6-5/8 long nose | Klein Tools, Inc. | D2036 | 20.45 | 20.45 | Y | 20.45 | 20.45 | 20.45
KLN-D2037 | 10510 | 3 | 168933 | Klein side cutter7-1/8 long nose | Klein Tools, Inc. | D2037 | 18.81 | 18.81 | Y | 18.81 | 18.81 | 18.81
KLN-D2038 | 10770 | 2 | 168933 | Pliers, Long Nose Side-Cutters, 8-Inch | Klein Tools, Inc. | D2038 | 22.42 | 22.42 | Y | 22.42 | 22.42 | 22.42
KLN-D2038 | 175883 | 2 | 168933 | Pliers, Long Nose Side-Cutters, 8-Inch | Klein Tools, Inc. | D2038 | 22.42 | 22.42 | N | 22.42 | 22.42 | 22.42
KLN-D2038 | 175888 | 2 | 168933 | Pliers, Long Nose Side-Cutters, 8-Inch | Klein Tools, Inc. | D2038 | 22.42 | 22.42 | N | 22.42 | 22.42 | 22.42
KLN-D2038 | 175890 | 2 | 168933 | Pliers, Long Nose Side-Cutters, 8-Inch | Klein Tools, Inc. | D2038 | 22.42 | 22.42 | N | 22.42 | 22.42 | 22.42
KLN-D2038 | 175891 | 2 | 168933 | Pliers, Long Nose Side-Cutters, 8-Inch | Klein Tools, Inc. | D2038 | 22.42 | 22.42 | N | 22.42 | 22.42 | 22.42
KLN-D2139NE | 10770 | 2 | 168933 | 9" (229 mm) High-Leverage Side-Cutting | Klein Tools, Inc. | D2139NE | 25.06 | 25.06 | Y | 25.06 | 25.06 | 25.06
KLN-D2139NE | 175883 | 2 | 168933 | 9" (229 mm) High-Leverage Side-Cutting | Klein Tools, Inc. | D2139NE | 25.06 | 25.06 | N | 25.06 | 25.06 | 25.06
KLN-D2139NE | 175888 | 2 | 168933 | 9" (229 mm) High-Leverage Side-Cutting | Klein Tools, Inc. | D2139NE | 25.06 | 25.06 | N | 25.06 | 25.06 | 25.06
KLN-D2139NE | 175890 | 2 | 168933 | 9" (229 mm) High-Leverage Side-Cutting | Klein Tools, Inc. | D2139NE | 25.06 | 25.06 | N | 25.06 | 25.06 | 25.06
KLN-D2139NE | 175891 | 2 | 168933 | 9" (229 mm) High-Leverage Side-Cutting | Klein Tools, Inc. | D2139NE | 25.06 | 25.06 | N | 25.06 | 25.06 | 25.06
KLN-D2287 | 10510 | 9 | 168933 | Klein cutting plier 7hi-leverage diagona | Klein Tools, Inc. | D2287 | 17.49 | 22.73 | Y | 17.49 | 22.73 | 22.73
KLN-D2287 | 175891 | 2 | 168933 | Klein cutting plier 7hi-leverage diagona | Klein Tools, Inc. | D2287 | 17.49 | 22.2512 | Y | 17.49 | 22.73 | 22.73
KLN-D2488 | 10770 | 2 | 168933 | 8" (203 mm) High-Leverage Diagonal-Cut | Klein Tools, Inc. | D2488 | 22.71 | 22.71 | Y | 22.71 | 22.71 | 22.71
KLN-D2488 | 175883 | 1 | 168933 | 8" (203 mm) High-Leverage Diagonal-Cut | Klein Tools, Inc. | D2488 | 22.71 | 22.71 | N | 22.71 | 22.71 | 22.71
KLN-D2488 | 175888 | 2 | 168933 | 8" (203 mm) High-Leverage Diagonal-Cut | Klein Tools, Inc. | D2488 | 22.71 | 22.71 | N | 22.71 | 22.71 | 22.71
KLN-D2488 | 175890 | 1 | 168933 | 8" (203 mm) High-Leverage Diagonal-Cut | Klein Tools, Inc. | D2488 | 22.71 | 22.71 | N | 22.71 | 22.71 | 22.71
KLN-D2488 | 175891 | 2 | 168933 | 8" (203 mm) High-Leverage Diagonal-Cut | Klein Tools, Inc. | D2488 | 22.71 | 22.71 | N | 22.71 | 22.71 | 22.71
KLN-D2755 | 166553 | 2 | 168933 | Diagonal Cutting Pliers 5" | Klein Tools, Inc. | D2755 | 9.19 | 9.19 | Y | 9.19 | 9.19 | 9.19
KLN-D50210 | 10510 | 6 | 168933 | Klein pump plier 10model | Klein Tools, Inc. | D50210 | 18.92 | 16.8426 | Y | 18.92 | 18.92 | 18.92
KLN-D50210 | 166561 | 6 | 168933 | Klein pump plier 10model | Klein Tools, Inc. | D50210 | 18.92 | 18.92 | N | 18.92 | 18.92 | 18.92
KLN-D50210 | 175891 | 1 | 168933 | Klein pump plier 10model | Klein Tools, Inc. | D50210 | 18.92 | 13.778 | Y | 18.92 | 18.92 | 18.92
KLN-D50212 | 166553 | 3 | 168933 | 12 Pump Pliers | Klein Tools, Inc. | D50212 | 23.48 | 21 | Y | 23.48 | 21 | 23.48
KLN-D50410B | 10510 | 8 | 168933 | 10" (254 mm) Quick-Adjust Klaw Pump P | Klein Tools, Inc. | D50410B | 31.56 | 31.56 | Y | 31.56 | 31.56 | 31.56
KLN-D50410B | 10770 | 2 | 168933 | 10" (254 mm) Quick-Adjust Klaw Pump P | Klein Tools, Inc. | D50410B | 31.56 | 31.56 | Y | 31.56 | 31.56 | 31.56
KLN-D50410B | 175883 | 2 | 168933 | 10" (254 mm) Quick-Adjust Klaw Pump P | Klein Tools, Inc. | D50410B | 31.56 | 31.56 | N | 31.56 | 31.56 | 31.56
KLN-D50410B | 175888 | 2 | 168933 | 10" (254 mm) Quick-Adjust Klaw Pump P | Klein Tools, Inc. | D50410B | 31.56 | 31.56 | N | 31.56 | 31.56 | 31.56
KLN-D50410B | 175890 | 1 | 168933 | 10" (254 mm) Quick-Adjust Klaw Pump P | Klein Tools, Inc. | D50410B | 31.56 | 31.56 | N | 31.56 | 31.56 | 31.56
KLN-D50410B | 175891 | 3 | 168933 | 10" (254 mm) Quick-Adjust Klaw Pump P | Klein Tools, Inc. | D50410B | 31.56 | 29.9567 | N | 31.56 | 31.56 | 31.56
KLN-D5064 | 10510 | 1 | 168933 | D506-4 4" ADJUSTABLE WRENCH | Klein Tools, Inc. | D5064 | 18.55 | 19.69 | Y | 18.55 | 19.69 | 19.69
KLN-D5064 | 166553 | 6 | 168933 | D506-4 4" ADJUSTABLE WRENCH | Klein Tools, Inc. | D5064 | 18.55 | 19.12 | Y | 18.55 | 19.69 | 19.69
KLN-D5064 | 166559 | 4 | 168933 | D506-4 4" ADJUSTABLE WRENCH | Klein Tools, Inc. | D5064 | 18.55 | 19.69 | Y | 18.55 | 19.69 | 19.69
KLN-D5064 | 175891 | 2 | 168933 | D506-4 4" ADJUSTABLE WRENCH | Klein Tools, Inc. | D5064 | 18.55 | 18.55 | Y | 18.55 | 19.69 | 19.69
KLN-D50710 | 10510 | 4 | 168933 | Adjustable Wrench Extra Capacity, 10-In | Klein Tools, Inc. | D50710 | 27.27 | 26.5685 | Y | 27.27 | 27.27 | 27.27
KLN-D50710 | 10770 | 2 | 168933 | Adjustable Wrench Extra Capacity, 10-In | Klein Tools, Inc. | D50710 | 27.27 | 27.27 | Y | 27.27 | 27.27 | 27.27
KLN-D50710 | 166561 | 2 | 168933 | Adjustable Wrench Extra Capacity, 10-In | Klein Tools, Inc. | D50710 | 27.27 | 27.27 | N | 27.27 | 27.27 | 27.27
KLN-D50710 | 175883 | 2 | 168933 | Adjustable Wrench Extra Capacity, 10-In | Klein Tools, Inc. | D50710 | 27.27 | 27.27 | N | 27.27 | 27.27 | 27.27
KLN-D50710 | 175888 | 2 | 168933 | Adjustable Wrench Extra Capacity, 10-In | Klein Tools, Inc. | D50710 | 27.27 | 27.27 | N | 27.27 | 27.27 | 27.27
KLN-D50710 | 175890 | 2 | 168933 | Adjustable Wrench Extra Capacity, 10-In | Klein Tools, Inc. | D50710 | 27.27 | 27.27 | N | 27.27 | 27.27 | 27.27
KLN-D50710 | 175891 | 6 | 168933 | Adjustable Wrench Extra Capacity, 10-In | Klein Tools, Inc. | D50710 | 27.27 | 26.855 | Y | 27.27 | 27.27 | 27.27
KLN-D50712 | 10510 | 7 | 168933 | Klein adj wrench 12extra capacity | Klein Tools, Inc. | D50712 | 38.63 | 37.9053 | Y | 38.63 | 38.3474 | 38.63
KLN-D50712 | 175891 | 4 | 168933 | Klein adj wrench 12extra capacity | Klein Tools, Inc. | D50712 | 38.63 | 38.3474 | Y | 38.63 | 38.3474 | 38.63
KLN-D5076 | 10510 | 5 | 168933 | ADJUSTABLE WRENCH | Klein Tools, Inc. | D5076 | 19.65 | 9.8557 | Y | 19.65 | 20.9053 | 20.9053
KLN-D5076 | 166553 | 3 | 168933 | ADJUSTABLE WRENCH | Klein Tools, Inc. | D5076 | 19.65 | 19.65 | Y | 19.65 | 20.9053 | 20.9053
KLN-D5076 | 166559 | 4 | 168933 | ADJUSTABLE WRENCH | Klein Tools, Inc. | D5076 | 19.65 | 20.9053 | Y | 19.65 | 20.9053 | 20.9053
KLN-D5076 | 175891 | 3 | 168933 | ADJUSTABLE WRENCH | Klein Tools, Inc. | D5076 | 19.65 | 19.65 | Y | 19.65 | 20.9053 | 20.9053
KLN-D5078 | 10510 | 8 | 168933 | Klein adj wrench 8extra capacity | Klein Tools, Inc. | D5078 | 22.72 | 22.3218 | Y | 22.72 | 22.72 | 22.72
KLN-D5078 | 166561 | 2 | 168933 | Klein adj wrench 8extra capacity | Klein Tools, Inc. | D5078 | 22.72 | 22.72 | N | 22.72 | 22.72 | 22.72
KLN-D5078 | 175891 | 1 | 168933 | Klein adj wrench 8extra capacity | Klein Tools, Inc. | D5078 | 22.72 | 19.99 | Y | 22.72 | 22.72 | 22.72
KLN-D5098 | 10510 | 1 | 168933 | 8" ADJ WRENCH Wide Opening | Klein Tools, Inc. | D5098 | 26.43 | 27.82 | Y | 26.43 | 27.82 | 27.82
KLN-D5098 | 166553 | 3 | 168933 | 8" ADJ WRENCH Wide Opening | Klein Tools, Inc. | D5098 | 26.43 | 27.2018 | Y | 26.43 | 27.82 | 27.82
KLN-D5098 | 166559 | 2 | 168933 | 8" ADJ WRENCH Wide Opening | Klein Tools, Inc. | D5098 | 26.43 | 26.43 | Y | 26.43 | 27.82 | 27.82
KLN-D5098 | 175891 | 3 | 168933 | 8" ADJ WRENCH Wide Opening | Klein Tools, Inc. | D5098 | 26.43 | 26.43 | Y | 26.43 | 27.82 | 27.82
KLN-D5116 | 10510 | 6 | 168933 | Klein slip joint plier6 | Klein Tools, Inc. | D5116 | 13.63 | 11.0943 | N | 13.63 | 12.87 | 13.63
KLN-D5116 | 166553 | 5 | 168933 | Klein slip joint plier6 | Klein Tools, Inc. | D5116 | 13.63 | 12.87 | Y | 13.63 | 12.87 | 13.63
KLN-D53010 | 10770 | 2 | 168933 | 10 Plier Wrench | Klein Tools, Inc. | D53010 | 34.98 | 34.98 | N | 34.98 | 34.98 | 34.98
KLN-D53010 | 175883 | 2 | 168933 | 10 Plier Wrench | Klein Tools, Inc. | D53010 | 34.98 | 34.98 | N | 34.98 | 34.98 | 34.98
KLN-D53010 | 175888 | 2 | 168933 | 10 Plier Wrench | Klein Tools, Inc. | D53010 | 34.98 | 34.98 | N | 34.98 | 34.98 | 34.98
KLN-D53010 | 175890 | 2 | 168933 | 10 Plier Wrench | Klein Tools, Inc. | D53010 | 34.98 | 34.98 | N | 34.98 | 34.98 | 34.98
KLN-D53010 | 175891 | 2 | 168933 | 10 Plier Wrench | Klein Tools, Inc. | D53010 | 34.98 | 34.98 | N | 34.98 | 34.98 | 34.98
KLN-D86930 | 10510 | 3 | 168933 | 2-in-1 Reversible Adj. Pipe Wrench | Klein Tools, Inc. | D86930 | 31.7 | 31.7 | Y | 31.7 | 31.7 | 31.7
KLN-D86930 | 10770 | 2 | 168933 | 2-in-1 Reversible Adj. Pipe Wrench | Klein Tools, Inc. | D86930 | 31.7 | 31.7 | Y | 31.7 | 31.7 | 31.7
KLN-D86930 | 166553 | 1 | 168933 | 2-in-1 Reversible Adj. Pipe Wrench | Klein Tools, Inc. | D86930 | 31.7 | 31.7 | Y | 31.7 | 31.7 | 31.7
KLN-D86930 | 175883 | 2 | 168933 | 2-in-1 Reversible Adj. Pipe Wrench | Klein Tools, Inc. | D86930 | 31.7 | 31.7 | N | 31.7 | 31.7 | 31.7
KLN-D86930 | 175888 | 2 | 168933 | 2-in-1 Reversible Adj. Pipe Wrench | Klein Tools, Inc. | D86930 | 31.7 | 31.7 | N | 31.7 | 31.7 | 31.7
KLN-D86930 | 175890 | 2 | 168933 | 2-in-1 Reversible Adj. Pipe Wrench | Klein Tools, Inc. | D86930 | 31.7 | 31.7 | N | 31.7 | 31.7 | 31.7
KLN-D86930 | 175891 | 2 | 168933 | 2-in-1 Reversible Adj. Pipe Wrench | Klein Tools, Inc. | D86930 | 31.7 | 31.7 | Y | 31.7 | 31.7 | 31.7
KLN-D86932 | 10770 | 2 | 168933 | Slim-Jaw Adjustable Wrench, 4-Inch | Klein Tools, Inc. | D86932 | 21.86 | 21.86 | Y | 21.86 | 21.86 | 21.86
KLN-D86932 | 166553 | 3 | 168933 | Slim-Jaw Adjustable Wrench, 4-Inch | Klein Tools, Inc. | D86932 | 21.86 | 21.86 | Y | 21.86 | 21.86 | 21.86
KLN-D86932 | 175883 | 2 | 168933 | Slim-Jaw Adjustable Wrench, 4-Inch | Klein Tools, Inc. | D86932 | 21.86 | 21.86 | N | 21.86 | 21.86 | 21.86
KLN-D86932 | 175888 | 2 | 168933 | Slim-Jaw Adjustable Wrench, 4-Inch | Klein Tools, Inc. | D86932 | 21.86 | 21.86 | N | 21.86 | 21.86 | 21.86
KLN-D86932 | 175890 | 2 | 168933 | Slim-Jaw Adjustable Wrench, 4-Inch | Klein Tools, Inc. | D86932 | 21.86 | 21.86 | N | 21.86 | 21.86 | 21.86
KLN-D86932 | 175891 | 1 | 168933 | Slim-Jaw Adjustable Wrench, 4-Inch | Klein Tools, Inc. | D86932 | 21.86 | 21.86 | N | 21.86 | 21.86 | 21.86
KLN-D86934 | 166559 | 3 | 168933 | Slim-Jaw Adjustable Wrench, 6-Inch | Klein Tools, Inc. | D86934 | 24.4 | 24.4 | N | 24.4 | 24.4 | 24.4
KLN-D86934 | 175883 | 2 | 168933 | Slim-Jaw Adjustable Wrench, 6-Inch | Klein Tools, Inc. | D86934 | 24.4 | 24.4 | N | 24.4 | 24.4 | 24.4
KLN-D86934 | 175888 | 2 | 168933 | Slim-Jaw Adjustable Wrench, 6-Inch | Klein Tools, Inc. | D86934 | 24.4 | 24.4 | N | 24.4 | 24.4 | 24.4
KLN-D86934 | 175890 | 1 | 168933 | Slim-Jaw Adjustable Wrench, 6-Inch | Klein Tools, Inc. | D86934 | 24.4 | 24.4 | N | 24.4 | 24.4 | 24.4
KLN-D86934 | 175891 | 2 | 168933 | Slim-Jaw Adjustable Wrench, 6-Inch | Klein Tools, Inc. | D86934 | 24.4 | 24.4 | N | 24.4 | 24.4 | 24.4
KLN-D86936 | 10510 | 2 | 168933 | Slim Jaw Adj Wrench 8 | Klein Tools, Inc. | D86936 | 30.97 | 30.97 | Y | 30.97 | 30.97 | 30.97
KLN-D86936 | 10770 | 2 | 168933 | Slim Jaw Adj Wrench 8 | Klein Tools, Inc. | D86936 | 30.97 | 30.97 | N | 30.97 | 30.97 | 30.97
KLN-D86936 | 166553 | 3 | 168933 | Slim Jaw Adj Wrench 8 | Klein Tools, Inc. | D86936 | 30.97 | 30.97 | Y | 30.97 | 30.97 | 30.97
KLN-D86936 | 166561 | 1 | 168933 | Slim Jaw Adj Wrench 8 | Klein Tools, Inc. | D86936 | 30.97 | 30.8175 | N | 30.97 | 30.97 | 30.97
KLN-D86936 | 175883 | 2 | 168933 | Slim Jaw Adj Wrench 8 | Klein Tools, Inc. | D86936 | 30.97 | 30.97 | N | 30.97 | 30.97 | 30.97
KLN-D86936 | 175888 | 2 | 168933 | Slim Jaw Adj Wrench 8 | Klein Tools, Inc. | D86936 | 30.97 | 30.97 | N | 30.97 | 30.97 | 30.97
KLN-D86936 | 175890 | 2 | 168933 | Slim Jaw Adj Wrench 8 | Klein Tools, Inc. | D86936 | 30.97 | 30.97 | N | 30.97 | 30.97 | 30.97
KLN-D86936 | 175891 | 2 | 168933 | Slim Jaw Adj Wrench 8 | Klein Tools, Inc. | D86936 | 30.97 | 30.97 | Y | 30.97 | 30.97 | 30.97
KLN-ET05 | 166553 | 2 | 168933 | Digi Pkt Therm, -40 to 482F | Klein Tools, Inc. | ET05 | 13.39 | 12.79 | Y | 13.39 | 13.2299 | 13.39
KLN-ET05 | 166559 | 3 | 168933 | Digi Pkt Therm, -40 to 482F | Klein Tools, Inc. | ET05 | 13.39 | 13.2299 | Y | 13.39 | 13.2299 | 13.39
KLN-ET10 | 10770 | 2 | 168933 | Digital Pocket Thermometer | Klein Tools, Inc. | ET10 | 17.04 | 17.04 | N | 17.04 | 17.04 | 17.04
KLN-ET10 | 175883 | 2 | 168933 | Digital Pocket Thermometer | Klein Tools, Inc. | ET10 | 17.04 | 17.04 | N | 17.04 | 17.04 | 17.04
KLN-ET10 | 175888 | 3 | 168933 | Digital Pocket Thermometer | Klein Tools, Inc. | ET10 | 17.04 | 17.04 | N | 17.04 | 17.04 | 17.04
KLN-ET10 | 175891 | 2 | 168933 | Digital Pocket Thermometer | Klein Tools, Inc. | ET10 | 17.04 | 17.04 | N | 17.04 | 17.04 | 17.04
KLN-ET120 | 175891 | 2 | 168933 | Klein Combustible Gas Leak Detector | Klein Tools, Inc. | ET120 | 89.66 | 89.66 | Y | 89.66 | 89.66 | 89.66
KLN-ET180 | 166553 | 3 | 168933 | Klein Digital Manometer | Klein Tools, Inc. | ET180 | 82.9 | 85.2033 | Y | 82.9 | 86.355 | 86.355
KLN-ET180 | 166559 | 1 | 168933 | Klein Digital Manometer | Klein Tools, Inc. | ET180 | 82.9 | 86.355 | Y | 82.9 | 86.355 | 86.355
KLN-ET310 | 166553 | 8 | 168933 | Digital Circuit Brkr/GCFI outlet tes | Klein Tools, Inc. | ET310 | 45.07 | 37.55 | Y | 45.07 | 37.55 | 45.07
KLN-ET310 | 166559 | 2 | 168933 | Digital Circuit Brkr/GCFI outlet tes | Klein Tools, Inc. | ET310 | 45.07 | 33.9214 | N | 45.07 | 37.55 | 45.07
KLN-ET600 | 166559 | 1 | 168933 | Resistance tester (megger) 4000M | Klein Tools, Inc. | ET600 | 126 | 119 | N | 126 | 119 | 126
KLN-IR07 | 166559 | 5 | 168933 | Dual IR/Probe thermometer | Klein Tools, Inc. | IR07 | 36.38 | 36.38 | Y | 36.38 | 36.38 | 36.38
KLN-J1005 | 166561 | 1 | 168933 | J1005 JOURNEYMAN CRIMPING TOOL | Klein Tools, Inc. | J1005 | 30.2 | 30.2 | Y | 30.2 | 30.2 | 30.2
KLN-J200048 | 166553 | 4 | 168933 | Jrnyman diag-cut, angled Heavy Duty | Klein Tools, Inc. | J200048 | 30.29 | 30.29 | Y | 30.29 | 31.502 | 31.502
KLN-J200048 | 166559 | 3 | 168933 | Jrnyman diag-cut, angled Heavy Duty | Klein Tools, Inc. | J200048 | 30.29 | 30.29 | Y | 30.29 | 31.502 | 31.502
KLN-J200048 | 166561 | 3 | 168933 | Jrnyman diag-cut, angled Heavy Duty | Klein Tools, Inc. | J200048 | 30.29 | 31.502 | N | 30.29 | 31.502 | 31.502
KLN-J20009NE | 166553 | 6 | 168933 | 9" SIDE CUTTING PLIERS | Klein Tools, Inc. | J20009NE | 33.33 | 33.33 | Y | 33.33 | 33.33 | 33.33
KLN-J20009NE | 166561 | 3 | 168933 | 9" SIDE CUTTING PLIERS | Klein Tools, Inc. | J20009NE | 33.33 | 33.33 | N | 33.33 | 33.33 | 33.33
KLN-J2036 | 166553 | 6 | 168933 | J203-6 STD LONG NOSED PLIERS | Klein Tools, Inc. | J2036 | 22.69 | 21.93 | Y | 22.69 | 22.5814 | 22.69
KLN-J2036 | 166561 | 6 | 168933 | J203-6 STD LONG NOSED PLIERS | Klein Tools, Inc. | J2036 | 22.69 | 22.5814 | Y | 22.69 | 22.5814 | 22.69
KLN-J2038 | 10510 | 7 | 168933 | Pliers, Long Nose Side-Cutters, 8-Inch - | Klein Tools, Inc. | J2038 | 29.54 | 28.975 | Y | 29.54 | 32.066 | 32.066
KLN-J2038 | 166561 | 4 | 168933 | Pliers, Long Nose Side-Cutters, 8-Inch - | Klein Tools, Inc. | J2038 | 29.54 | 32.066 | N | 29.54 | 32.066 | 32.066
KLN-J2038 | 175891 | 2 | 168933 | Pliers, Long Nose Side-Cutters, 8-Inch - | Klein Tools, Inc. | J2038 | 29.54 | 27.431 | Y | 29.54 | 32.066 | 32.066
KLN-J2038N | 166553 | 6 | 168933 | LngNse 8 5/16" Jrnyman w/strippr/cut | Klein Tools, Inc. | J2038N | 30.81 | 30.675 | Y | 30.81 | 30.675 | 30.81
KLN-J2068C | 166553 | 6 | 168933 | All Purpose Plier & Wire Stripper | Klein Tools, Inc. | J2068C | 28.67 | 28.67 | Y | 28.67 | 28.67 | 28.67
KLN-J2078CR | 10510 | 7 | 168933 | All-Purpose Pliers W/ Crimper | Klein Tools, Inc. | J2078CR | 33.68 | 33.6587 | Y | 33.68 | 33.68 | 33.68
KLN-J2078CR | 10770 | 2 | 168933 | All-Purpose Pliers W/ Crimper | Klein Tools, Inc. | J2078CR | 33.68 | 33.68 | N | 33.68 | 33.68 | 33.68
KLN-J2078CR | 166553 | 4 | 168933 | All-Purpose Pliers W/ Crimper | Klein Tools, Inc. | J2078CR | 33.68 | 33.68 | Y | 33.68 | 33.68 | 33.68
KLN-J2078CR | 175883 | 2 | 168933 | All-Purpose Pliers W/ Crimper | Klein Tools, Inc. | J2078CR | 33.68 | 33.68 | N | 33.68 | 33.68 | 33.68
KLN-J2078CR | 175888 | 2 | 168933 | All-Purpose Pliers W/ Crimper | Klein Tools, Inc. | J2078CR | 33.68 | 33.68 | N | 33.68 | 33.68 | 33.68
KLN-J2078CR | 175890 | 1 | 168933 | All-Purpose Pliers W/ Crimper | Klein Tools, Inc. | J2078CR | 33.68 | 33.68 | N | 33.68 | 33.68 | 33.68
KLN-J2078CR | 175891 | 2 | 168933 | All-Purpose Pliers W/ Crimper | Klein Tools, Inc. | J2078CR | 33.68 | 33.68 | N | 33.68 | 33.68 | 33.68
KLN-J2139NE | 10510 | 3 | 168933 | Klein - Journeyman - side-cutting pliers | Klein Tools, Inc. | J2139NE | 30.3 | 30.2447 | Y | 30.3 | 30.2447 | 30.3
KLN-J2139NE | 175891 | 1 | 168933 | Klein - Journeyman - side-cutting pliers | Klein Tools, Inc. | J2139NE | 30.3 | 27.94 | N | 30.3 | 30.2447 | 30.3
KLN-J2159CRTP | 166553 | 6 | 168933 | Hybrid Pliers/cut/Strip/Fish Tape Puller | Klein Tools, Inc. | J2159CRTP | 35.98 | 35.98 | Y | 35.98 | 35.98 | 35.98
KLN-J2288 | 166553 | 4 | 168933 | J228-8 8in DIAG CUTTING PLIERS | Klein Tools, Inc. | J2288 | 27.26 | 26.8805 | Y | 27.26 | 26.8805 | 27.26
KLN-J50210 | 166561 | 4 | 168933 | J502-10 10in PUMP PLIERS | Klein Tools, Inc. | J50210 | 22.7 | 22.21 | N | 22.7 | 22.21 | 22.7
KLN-K12035 | 166561 | 2 | 168933 | Hybrid Stripper 8-20 awg | Klein Tools, Inc. | K12035 | 24.43 | 24.43 | N | 24.43 | 24.43 | 24.43
KLN-K12065CR | 10510 | 6 | 168933 | Klein-Kurve Heavy-Duty | Klein Tools, Inc. | K12065CR | 29.71 | 29.71 | Y | 29.71 | 29.71 | 29.71
KLN-KTSB01 | 10510 | 2 | 168933 | Step Drill Bit #1 - Double-Fluted | Klein Tools, Inc. | KTSB01 | 18.94 | 18.8198 | Y | 18.94 | 20.15 | 20.15
KLN-KTSB01 | 166553 | 3 | 168933 | Step Drill Bit #1 - Double-Fluted | Klein Tools, Inc. | KTSB01 | 18.94 | 18.94 | Y | 18.94 | 20.15 | 20.15
KLN-KTSB01 | 166561 | 2 | 168933 | Step Drill Bit #1 - Double-Fluted | Klein Tools, Inc. | KTSB01 | 18.94 | 20.15 | N | 18.94 | 20.15 | 20.15
KLN-KTSB01 | 175891 | 3 | 168933 | Step Drill Bit #1 - Double-Fluted | Klein Tools, Inc. | KTSB01 | 18.94 | 17.3633 | Y | 18.94 | 20.15 | 20.15
KLN-KTSB03 | 10510 | 2 | 168933 | STEP DRILL BIT #03 - 2 FLUTES | Klein Tools, Inc. | KTSB03 | 25.24 | 24.8783 | Y | 25.24 | 25.24 | 25.24
KLN-KTSB03 | 166553 | 3 | 168933 | STEP DRILL BIT #03 - 2 FLUTES | Klein Tools, Inc. | KTSB03 | 25.24 | 23.8375 | Y | 25.24 | 25.24 | 25.24
KLN-KTSB03 | 175891 | 2 | 168933 | STEP DRILL BIT #03 - 2 FLUTES | Klein Tools, Inc. | KTSB03 | 25.24 | 25.24 | Y | 25.24 | 25.24 | 25.24
KLN-KTSB11 | 10510 | 3 | 168933 | STEP UNIBIT # 11 repl 59011 | Klein Tools, Inc. | KTSB11 | 32.76 | 32.76 | Y | 32.76 | 32.76 | 32.76
KLN-KTSB11 | 166553 | 3 | 168933 | STEP UNIBIT # 11 repl 59011 | Klein Tools, Inc. | KTSB11 | 32.76 | 32.76 | Y | 32.76 | 32.76 | 32.76
KLN-KTSB11 | 175891 | 3 | 168933 | STEP UNIBIT # 11 repl 59011 | Klein Tools, Inc. | KTSB11 | 32.76 | 32.76 | Y | 32.76 | 32.76 | 32.76
KLN-KTSB14 | 166553 | 3 | 168933 | Step Bit, 2-flute 3/16"-7/8" repd 5 | Klein Tools, Inc. | KTSB14 | 25.6 | 25.6 | Y | 25.6 | 25.6 | 25.6
KLN-KTSB14 | 166559 | 1 | 168933 | Step Bit, 2-flute 3/16"-7/8" repd 5 | Klein Tools, Inc. | KTSB14 | 25.6 | 25.6 | Y | 25.6 | 25.6 | 25.6
KLN-KTSB14 | 166561 | 1 | 168933 | Step Bit, 2-flute 3/16"-7/8" repd 5 | Klein Tools, Inc. | KTSB14 | 25.6 | 25.6 | N | 25.6 | 25.6 | 25.6
KLN-KTSB15 | 166553 | 1 | 168933 | Step Bit, 2-flute, 3/16" - 7/8" - 1- | Klein Tools, Inc. | KTSB15 | 44.71 | 44.71 | Y | 44.71 | 44.71 | 44.71
KLN-KTSB15 | 166559 | 1 | 168933 | Step Bit, 2-flute, 3/16" - 7/8" - 1- | Klein Tools, Inc. | KTSB15 | 44.71 | 44.71 | Y | 44.71 | 44.71 | 44.71
KLN-LS10M | 10510 | 7 | 168933 | KLEIN STD MM 10-PC HEX KEY SET | Klein Tools, Inc. | LS10M | 9.09 | 9.09 | Y | 9.09 | 9.09 | 9.09
KLN-LS10M | 175891 | 2 | 168933 | KLEIN STD MM 10-PC HEX KEY SET | Klein Tools, Inc. | LS10M | 9.09 | 9.09 | Y | 9.09 | 9.09 | 9.09
KLN-LS12 | 10510 | 9 | 168933 | KLEIN L STYLE HEXT KEY | Klein Tools, Inc. | LS12 | 9.09 | 9.09 | Y | 9.09 | 9.09 | 9.09
KLN-LS12 | 175891 | 4 | 168933 | KLEIN L STYLE HEXT KEY | Klein Tools, Inc. | LS12 | 9.09 | 9.09 | Y | 9.09 | 9.09 | 9.09
KLN-MAG2 | 166553 | 3 | 168933 | Magnetizer/Demag Key Ring | Klein Tools, Inc. | MAG2 | 6.98 | 6.98 | Y | 6.98 | 6.98 | 6.98
KLN-MM400 | 166553 | 1 | 168933 | CAT III/600V MultiMeter | Klein Tools, Inc. | MM400 | 41.4752 | 39.88 | N | 41.4752 | 39.88 | 41.4752
KLN-MM400 | 166559 | 1 | 168933 | CAT III/600V MultiMeter | Klein Tools, Inc. | MM400 | 41.4752 | 36.25 | N | 41.4752 | 39.88 | 41.4752
KLN-MM420 | 166553 | 2 | 168933 | Digital Multimeter, TRMS | Klein Tools, Inc. | MM420 | 43.41 | 39.79 | Y | 43.41 | 47.03 | 47.03
KLN-MM420 | 166559 | 1 | 168933 | Digital Multimeter, TRMS | Klein Tools, Inc. | MM420 | 43.41 | 47.03 | Y | 43.41 | 47.03 | 47.03
KLN-MM450 | 166559 | 2 | 168933 | SlimMeter, TRMS, AutoRanging, 600V, Temp | Klein Tools, Inc. | MM450 | 52.99 | 56.78 | N | 52.99 | 56.78 | 56.78
KLN-MM450 | 166561 | 2 | 168933 | SlimMeter, TRMS, AutoRanging, 600V, Temp | Klein Tools, Inc. | MM450 | 52.99 | 52.99 | N | 52.99 | 56.78 | 56.78
KLN-MM720 | 166559 | 1 | 168933 | DMM-TRMS 1000V+AUTORANGING | Klein Tools, Inc. | MM720 | 72.99 | 72.99 | N | 72.99 | 72.99 | 72.99
KLN-NCVT1P | 166561 | 6 | 168933 | Non-Contact Voltage Tester Pen, 50 to 10 | Klein Tools, Inc. | NCVT1P | 13.16 | 13.16 | N | 13.16 | 13.16 | 13.16
KLN-NCVT3P | 10510 | 5 | 168933 | Non-Contact 12-1000VAC, w/Flashlight | Klein Tools, Inc. | NCVT3P | 20.18 | 20.18 | Y | 20.18 | 20.18 | 20.18
KLN-NCVT3P | 166553 | 2 | 168933 | Non-Contact 12-1000VAC, w/Flashlight | Klein Tools, Inc. | NCVT3P | 20.18 | 20.18 | Y | 20.18 | 20.18 | 20.18
KLN-NCVT3P | 166559 | 2 | 168933 | Non-Contact 12-1000VAC, w/Flashlight | Klein Tools, Inc. | NCVT3P | 20.18 | 20.18 | N | 20.18 | 20.18 | 20.18
KLN-NCVT3P | 166561 | 1 | 168933 | Non-Contact 12-1000VAC, w/Flashlight | Klein Tools, Inc. | NCVT3P | 20.18 | 20.18 | Y | 20.18 | 20.18 | 20.18
KLN-NCVT3P | 175891 | 2 | 168933 | Non-Contact 12-1000VAC, w/Flashlight | Klein Tools, Inc. | NCVT3P | 20.18 | 19.253 | Y | 20.18 | 20.18 | 20.18
KLN-NCVT4IR | 10770 | 1 | 168933 | Non-Contact Voltage Tester with IR Lase | Klein Tools, Inc. | NCVT4IR | 29.29 | 29.29 | N | 29.29 | 29.29 | 29.29
KLN-NCVT4IR | 166553 | 4 | 168933 | Non-Contact Voltage Tester with IR Lase | Klein Tools, Inc. | NCVT4IR | 29.29 | 29.29 | Y | 29.29 | 29.29 | 29.29
KLN-NCVT4IR | 166559 | 2 | 168933 | Non-Contact Voltage Tester with IR Lase | Klein Tools, Inc. | NCVT4IR | 29.29 | 29.29 | Y | 29.29 | 29.29 | 29.29
KLN-NCVT4IR | 175883 | 1 | 168933 | Non-Contact Voltage Tester with IR Lase | Klein Tools, Inc. | NCVT4IR | 29.29 | 29.29 | N | 29.29 | 29.29 | 29.29
KLN-NCVT4IR | 175888 | 2 | 168933 | Non-Contact Voltage Tester with IR Lase | Klein Tools, Inc. | NCVT4IR | 29.29 | 29.29 | N | 29.29 | 29.29 | 29.29
KLN-NCVT4IR | 175890 | 1 | 168933 | Non-Contact Voltage Tester with IR Lase | Klein Tools, Inc. | NCVT4IR | 29.29 | 29.29 | N | 29.29 | 29.29 | 29.29
KLN-NCVT4IR | 175891 | 2 | 168933 | Non-Contact Voltage Tester with IR Lase | Klein Tools, Inc. | NCVT4IR | 29.29 | 29.29 | N | 29.29 | 29.29 | 29.29
KLN-OFK000ORT | 166559 | 1 | 168933 | KTO Resurgence Fishing Knife, Drop Poin | Klein Tools, Inc. | OFK000ORT | 19.32 | 34.98 | N | 19.32 | 34.98 | 34.98
KLN-OGK000BKT | 166559 | 2 | 168933 | KTO Resurgence Knife, Drop Point Blade, | Klein Tools, Inc. | OGK000BKT | 20.35 | 20.35 | N | 20.35 | 20.35 | 20.35
KLN-OGK000GNT | 166559 | 1 | 168933 | KTO Resurgence Knife, | Klein Tools, Inc. | OGK000GNT | 20.35 | 34.98 | N | 20.35 | 34.98 | 34.98
KLN-OGK001BKT | 166559 | 1 | 168933 | KTO Resurgence Knife, Tanto Blade, Black | Klein Tools, Inc. | OGK001BKT | 20.35 | 34.98 | N | 20.35 | 34.98 | 34.98
KLN-OGK001GNT | 166559 | 1 | 168933 | KTO Resurgence Knife, Tanto Blade, Moss | Klein Tools, Inc. | OGK001GNT | 20.35 | 34.98 | N | 20.35 | 34.98 | 34.98
KLN-OGK002BKT | 166559 | 2 | 168933 | KTO Resurgence Knife, Clip Point Blade, | Klein Tools, Inc. | OGK002BKT | 20.35 | 34.98 | N | 20.35 | 34.98 | 34.98
KLN-OGK002GNT | 166559 | 2 | 168933 | KTO Resurgence Knife, | Klein Tools, Inc. | OGK002GNT | 20.35 | 34.9 | N | 20.35 | 34.9 | 34.9
KLN-P12 | 10510 | 10 | 168933 | Klein screwdriver phillips #0pocket clip | Klein Tools, Inc. | P12 | 4.91 | 4.9326 | Y | 4.91 | 4.9326 | 4.9326
KLN-PJSFM1 | 166553 | 3 | 168933 | Portable Jobsite fan, rechargable | Klein Tools, Inc. | PJSFM1 | 43.08 | 43.08 | Y | 43.08 | 43.08 | 43.08
KLN-PJSFM1 | 166561 | 8 | 168933 | Portable Jobsite fan, rechargable | Klein Tools, Inc. | PJSFM1 | 43.08 | 43.08 | Y | 43.08 | 43.08 | 43.08
KLN-PJSFM2 | 166559 | 1 | 168933 | Rechargeable Clamping Fan | Klein Tools, Inc. | PJSFM2 | 74.99 | 74.99 | N | 74.99 | 74.99 | 74.99
KLN-QRST15 | 166559 | 2 | 168933 | Step Drill Bit, Quick Release, | Klein Tools, Inc. | QRST15 | 41.98 | 41.98 | N | 41.98 | 41.98 | 41.98
KLN-QRSTSPRO | 166559 | 1 | 168933 | Premium Electrician's | Klein Tools, Inc. | QRSTSPRO | 112.49 | 112.49 | N | 112.49 | 112.49 | 112.49
KLN-S106M | 10510 | 1 | 168933 | Klein 5/16 nut drivermagnetic with 6 sha | Klein Tools, Inc. | S106M | 9.12 | 8.585 | Y | 9.12 | 8.585 | 9.12
KLN-S106M | 175891 | 2 | 168933 | Klein 5/16 nut drivermagnetic with 6 sha | Klein Tools, Inc. | S106M | 9.12 | 7.916 | Y | 9.12 | 8.585 | 9.12
KLN-SRS56036 | 166559 | 1 | 168933 | WireSpanner Plus 18 Telescopic pole | Klein Tools, Inc. | SRS56036 | 112.06 | 98.05 | N | 112.06 | 98.05 | 112.06
KLN-VDV226005 | 166561 | 2 | 168933 | Data Cable Crimping Tool | Klein Tools, Inc. | VDV226005 | 23.62 | 23.62 | N | 23.62 | 23.62 | 23.62
KLN-VDV226107 | 166559 | 2 | 168933 | RATCHETING DATA CABLE CRIMPER | Klein Tools, Inc. | VDV226107 | 27.27 | 28.785 | N | 27.27 | 28.785 | 28.785
KLN-VDV226110 | 166553 | 1 | 168933 | Ratcheting Cable Crimper / Stripper | Klein Tools, Inc. | VDV226110 | 38.06 | 38.06 | Y | 38.06 | 38.06 | 38.06
KLN-VDV500820 | 166559 | 2 | 168933 | TONE & Probe PRO Kit | Klein Tools, Inc. | VDV500820 | 66.43 | 59.04 | N | 66.43 | 59.04 | 66.43
KLN-VDV526052 | 166559 | 1 | 168933 | LAN SCOUT JR. TESTER | Klein Tools, Inc. | VDV526-052 | 50.2736 | 47.06 | N | 50.2736 | 47.06 | 50.2736
KLN-VDV526100 | 166559 | 3 | 168933 | LAN EXPLORER DATA CABLE TESTER | Klein Tools, Inc. | VDV526100 | 22.5 | 22.5 | N | 22.5 | 22.5 | 22.5
KLN-VDV526200 | 166553 | 1 | 168933 | LAN Scout Jr. 2 Cable Tester, RJ45 | Klein Tools, Inc. | VDV526200 | 41.25 | 45 | Y | 41.25 | 45 | 45
KLN-VDV526200 | 166559 | 2 | 168933 | LAN Scout Jr. 2 Cable Tester, RJ45 | Klein Tools, Inc. | VDV526200 | 41.25 | 41.25 | N | 41.25 | 45 | 45
KLN-VDV826628 | 166559 | 2 | 168933 | RJ45 plugs - CAT5e, 10pk | Klein Tools, Inc. | VDV826628 | 7.57 | 7.57 | Y | 7.57 | 7.57 | 7.57
KLN-VDV826703 | 166553 | 2 | 168933 | PASS THRU MODULAR DATA PLUGS | Klein Tools, Inc. | VDV826703 | 21.72 | 21.72 | Y | 21.72 | 21.72 | 21.72
KLN-VDV826728 | 166561 | 4 | 168933 | Pass-Thru Modular Data Plugs, | Klein Tools, Inc. | VDV826728 | 6.72 | 6.72 | N | 6.72 | 6.72 | 6.72
KLN-VDV826762 | 166553 | 4 | 168933 | Pass-Thru™ Mod Data Plugs, CAT5e, 20 | Klein Tools, Inc. | VDV826762 | 43.51 | 43.51 | Y | 43.51 | 43.51 | 43.51
KLN6034B | 10510 | 2 | 168933 | Klein wire bend screwdrivercushngrip rnd | Klein Tools, Inc. | 6034B | 8.32 | 7.94 | Y | 8.32 | 7.94 | 8.32
KLN6034B | 175891 | 4 | 168933 | Klein wire bend screwdrivercushngrip rnd | Klein Tools, Inc. | 6034B | 8.32 | 7.94 | Y | 8.32 | 7.94 | 8.32
KMC-BAC10030CW | 166561 | 2 | 134053 | FlexStat 3 Relays White | Kreuter (KMC) Controls | BAC10030CW | 202.7064 | 194.91 | N | 202.7064 | 194.91 | 202.7064
KMC-BAC5051AE | 10006 | 4 | 134053 | BACnet IP Ethernet Single MSTP Router | Kreuter (KMC) Controls | BAC-5051AE | 377.13 | 338.631 | Y | 377.13 | 349.2063 | 377.13
KMC-BAC5051AE | 10008 | 8 | 134053 | BACnet IP Ethernet Single MSTP Router | Kreuter (KMC) Controls | BAC-5051AE | 377.13 | 349.2063 | Y | 377.13 | 349.2063 | 377.13
KMC-BAC5051AE | 166553 | 1 | 134053 | BACnet IP Ethernet Single MSTP Router | Kreuter (KMC) Controls | BAC-5051AE | 377.13 | 338.9293 | Y | 377.13 | 349.2063 | 377.13
KMC-BAC5051AE | 166557 | 4 | 134053 | BACnet IP Ethernet Single MSTP Router | Kreuter (KMC) Controls | BAC-5051AE | 377.13 | 339.1006 | Y | 377.13 | 349.2063 | 377.13
KMC-BAC5051AE | 166559 | 6 | 134053 | BACnet IP Ethernet Single MSTP Router | Kreuter (KMC) Controls | BAC-5051AE | 377.13 | 343.658 | Y | 377.13 | 349.2063 | 377.13
KMC-BAC8001 | 166553 | 8 | 134053 | BACnet VAV Cooling/Heating 40in-lb | Kreuter (KMC) Controls | BAC-8001 | 256.73 | 224.7 | Y | 256.73 | 224.7 | 256.73
KMC-BAC8001 | 166559 | 2 | 134053 | BACnet VAV Cooling/Heating 40in-lb | Kreuter (KMC) Controls | BAC-8001 | 256.73 | 224.7 | Y | 256.73 | 224.7 | 256.73
KMC-BAC8005 | 166553 | 2 | 134053 | VAV CONTROLLER 40 IN-LBS | Kreuter (KMC) Controls | BAC-8005 | 274.13 | 246.5967 | Y | 274.13 | 253.74 | 274.13
KMC-BAC8005 | 166559 | 3 | 134053 | VAV CONTROLLER 40 IN-LBS | Kreuter (KMC) Controls | BAC-8005 | 274.13 | 253.74 | Y | 274.13 | 253.74 | 274.13
KMC-BAC8005 | 166561 | 1 | 134053 | VAV CONTROLLER 40 IN-LBS | Kreuter (KMC) Controls | BAC-8005 | 274.13 | 239.93 | N | 274.13 | 253.74 | 274.13
KMC-BAC8205 | 166561 | 3 | 134053 | BACnetSimplyVAV Fan/Reheat 40inlb 60 | Kreuter (KMC) Controls | BAC-8205 | 291.54 | 232.7075 | N | 291.54 | 232.7075 | 291.54
KMC-BAC9301 | 10008 | 7 | 134053 | Controller: Unitary BACnet AAC, 6UI Sens | Kreuter (KMC) Controls | BAC-9301 | 175.0144 | 175.0144 | N | 175.0144 | 175.0144 | 175.0144
KMC-BAC9301C | 10008 | 1 | 134053 | Unitary BACNET Controller | Kreuter (KMC) Controls | BAC-9301C | 218.54 | 218.54 | N | 218.54 | 218.54 | 218.54
KMC-BAC9311C | 10008 | 1 | 134053 | Controller: Unitary BACnet AAC, 6UI Sens | Kreuter (KMC) Controls | BAC-9311C | 200 | 200 | N | 200 | 218.54 | 218.54
KMC-BAC9311C | 175883 | 1 | 134053 | Controller: Unitary BACnet AAC, 6UI Sens | Kreuter (KMC) Controls | BAC-9311C | 200 | 218.54 | N | 200 | 218.54 | 218.54
KMC-CCC1002 | 10510 | 1 | 134053 | Controller, Pneumatic | Kreuter (KMC) Controls | CCC-1002 | 572.74 | 270.56 | Y | 572.74 | 270.56 | 572.74
KMC-CCC1002 | 175891 | 4 | 134053 | Controller, Pneumatic | Kreuter (KMC) Controls | CCC-1002 | 572.74 | 217.425 | Y | 572.74 | 270.56 | 572.74
KMC-CCE1001 | 10008 | 1 | 134053 | Switch, PE | Kreuter (KMC) Controls | CCE-1001 | 103.54 | 50.2 | N | 103.54 | 50.2 | 103.54
KMC-CCE3001 | 166557 | 1 | 134053 | PNEUMATIC-ELECTRIC RELAY,SINGLE STAGE, 2 | Kreuter (KMC) Controls | CCE-3001 | 38.51 | 18.63 | N | 38.51 | 35.204 | 38.51
KMC-CCE3001 | 166559 | 6 | 134053 | PNEUMATIC-ELECTRIC RELAY,SINGLE STAGE, 2 | Kreuter (KMC) Controls | CCE-3001 | 38.51 | 35.204 | Y | 38.51 | 35.204 | 38.51
KMC-CCE3001 | 175891 | 1 | 134053 | PNEUMATIC-ELECTRIC RELAY,SINGLE STAGE, 2 | Kreuter (KMC) Controls | CCE-3001 | 38.51 | 14.0774 | N | 38.51 | 35.204 | 38.51
KMC-CCE3002 | 166559 | 3 | 134053 | P/E switch, dual gang | Kreuter (KMC) Controls | CCE-3002 | 65.31 | 51.4933 | N | 65.31 | 51.4933 | 65.31
KMC-CCE3003 | 166557 | 2 | 134053 | PNEUMATIC-ELECTRIC RELAY. THREE STAGE | Kreuter (KMC) Controls | CCE-3003 | 84.88 | 33.8 | N | 84.88 | 41.32 | 84.88
KMC-CCE3003 | 166559 | 2 | 134053 | PNEUMATIC-ELECTRIC RELAY. THREE STAGE | Kreuter (KMC) Controls | CCE-3003 | 84.88 | 41.32 | N | 84.88 | 41.32 | 84.88
KMC-CEP4012 | 175890 | 1 | 134053 | VAV Box Controller w/ Actuator | Kreuter (KMC) Controls | CEP-4012 | 153.3395 | 147.4418 | N | 153.3395 | 147.4418 | 153.3395
KMC-CEP4013 | 175890 | 2 | 134053 | CONTROLLER, VAV, 45IN-LBS, CW CLOSE | Kreuter (KMC) Controls | CEP-4013 | 167.7848 | 161.3315 | N | 167.7848 | 161.3315 | 167.7848
KMC-CME7001 | 175883 | 1 | 134053 | Accessory: Aux Switch, Single SPDT | Kreuter (KMC) Controls | CME-7001 | 34.48 | 32.94 | N | 34.48 | 32.94 | 34.48
KMC-CONNECTBAC | 166561 | 4 | 168948 | KMC CONNECT, BACNET ONLY | LynxSpring Inc. | CONNECT-BAC | 910.052 | 875.05 | N | 910.052 | 875.05 | 910.052
KMC-CSC1001 | 166553 | 3 | 134053 | OBSOLETE discontinued product | Kreuter (KMC) Controls | CSC1001 | 66.775 | 64.2067 | N | 66.775 | 64.2067 | 66.775
KMC-CSC2001 | 166559 | 1 | 134053 | CSC-2001 PNEU. RESET VOLUME CONT. | Kreuter (KMC) Controls | CSC-2001 | 110.45 | 106.58 | Y | 110.45 | 106.58 | 110.45
KMC-CSC2001 | 166561 | 2 | 134053 | CSC-2001 PNEU. RESET VOLUME CONT. | Kreuter (KMC) Controls | CSC-2001 | 110.45 | 106.58 | Y | 110.45 | 106.58 | 110.45
KMC-CSC2001 | 175888 | 2 | 134053 | CSC-2001 PNEU. RESET VOLUME CONT. | Kreuter (KMC) Controls | CSC-2001 | 110.45 | 97.5746 | N | 110.45 | 106.58 | 110.45
KMC-CSC2002 | 166553 | 2 | 134053 | Reset Volume Controller | Kreuter (KMC) Controls | CSC-2002 | 110.45 | 86.74 | N | 110.45 | 96.18 | 110.45
KMC-CSC2002 | 166557 | 4 | 134053 | Reset Volume Controller | Kreuter (KMC) Controls | CSC-2002 | 110.45 | 87.2907 | N | 110.45 | 96.18 | 110.45
KMC-CSC2002 | 166559 | 2 | 134053 | Reset Volume Controller | Kreuter (KMC) Controls | CSC-2002 | 110.45 | 96.18 | N | 110.45 | 96.18 | 110.45
KMC-CSC2002 | 166560 | 2 | 134053 | Reset Volume Controller | Kreuter (KMC) Controls | CSC-2002 | 110.45 | 81.7873 | N | 110.45 | 96.18 | 110.45
KMC-CSC2002 | 166561 | 2 | 134053 | Reset Volume Controller | Kreuter (KMC) Controls | CSC-2002 | 110.45 | 88.9692 | N | 110.45 | 96.18 | 110.45
KMC-CSC2002 | 175891 | 5 | 134053 | Reset Volume Controller | Kreuter (KMC) Controls | CSC-2002 | 110.45 | 77.831 | N | 110.45 | 96.18 | 110.45
KMC-CSC2003 | 10510 | 13 | 134053 | CSC-2003 PNEU. RESET VOLUME CONT. | Kreuter (KMC) Controls | CSC-2003 | 92.03 | 82.0242 | Y | 92.03 | 92.03 | 92.03
KMC-CSC2003 | 10770 | 25 | 134053 | CSC-2003 PNEU. RESET VOLUME CONT. | Kreuter (KMC) Controls | CSC-2003 | 92.03 | 88.81 | Y | 92.03 | 92.03 | 92.03
KMC-CSC2003 | 166553 | 1 | 134053 | CSC-2003 PNEU. RESET VOLUME CONT. | Kreuter (KMC) Controls | CSC-2003 | 92.03 | 92.03 | Y | 92.03 | 92.03 | 92.03
KMC-CSC2003 | 166559 | 1 | 134053 | CSC-2003 PNEU. RESET VOLUME CONT. | Kreuter (KMC) Controls | CSC-2003 | 92.03 | 92.03 | N | 92.03 | 92.03 | 92.03
KMC-CSC2003 | 175888 | 1 | 134053 | CSC-2003 PNEU. RESET VOLUME CONT. | Kreuter (KMC) Controls | CSC-2003 | 92.03 | 81.3122 | N | 92.03 | 92.03 | 92.03
KMC-CSC2003 | 175890 | 2 | 134053 | CSC-2003 PNEU. RESET VOLUME CONT. | Kreuter (KMC) Controls | CSC-2003 | 92.03 | 82.1934 | Y | 92.03 | 92.03 | 92.03
KMC-CSC2003 | 175891 | 3 | 134053 | CSC-2003 PNEU. RESET VOLUME CONT. | Kreuter (KMC) Controls | CSC-2003 | 92.03 | 83.49 | Y | 92.03 | 92.03 | 92.03
KMC-CSC2004 | 10510 | 1 | 134053 | R.A. RESET VOLUME CONTROLLER | Kreuter (KMC) Controls | CSC-2004 | 92.03 | 92.03 | Y | 92.03 | 187.65 | 187.65
KMC-CSC2004 | 166553 | 1 | 134053 | R.A. RESET VOLUME CONTROLLER | Kreuter (KMC) Controls | CSC-2004 | 92.03 | 73.645 | N | 92.03 | 187.65 | 187.65
KMC-CSC2004 | 175888 | 1 | 134053 | R.A. RESET VOLUME CONTROLLER | Kreuter (KMC) Controls | CSC-2004 | 92.03 | 187.65 | N | 92.03 | 187.65 | 187.65
KMC-CSC2004 | 175891 | 2 | 134053 | R.A. RESET VOLUME CONTROLLER | Kreuter (KMC) Controls | CSC-2004 | 92.03 | 59.388 | Y | 92.03 | 187.65 | 187.65
KMC-CSC2007 | 166553 | 2 | 134053 | PNEU. RESET VOLUME CONT.DA/NO BOX W/BRAC | Kreuter (KMC) Controls | CSC-2007 | 92.03 | 74.7566 | N | 92.03 | 74.7566 | 92.03
KMC-CSC2007 | 175891 | 4 | 134053 | PNEU. RESET VOLUME CONT.DA/NO BOX W/BRAC | Kreuter (KMC) Controls | CSC-2007 | 92.03 | 63.15 | Y | 92.03 | 74.7566 | 92.03
KMC-CSC2008 | 166553 | 2 | 134053 | Reset Volume Controller, NC, RA for Cool | Kreuter (KMC) Controls | CSC-2008 | 92.03 | 74.0784 | N | 92.03 | 74.0784 | 92.03
KMC-CSC2009 | 175891 | 2 | 134053 | Controller, Pnuematic Reset | Kreuter (KMC) Controls | CSC-2009 | 92.03 | 67.6241 | N | 92.03 | 67.6241 | 92.03
KMC-CSC2010 | 166561 | 2 | 134053 | RESET VOLUME CONTROLLER,0-2" WG RANGE, | Kreuter (KMC) Controls | CSC-2010 | 92.03 | 81.7462 | N | 92.03 | 86.0698 | 92.03
KMC-CSC2010 | 175891 | 2 | 134053 | RESET VOLUME CONTROLLER,0-2" WG RANGE, | Kreuter (KMC) Controls | CSC-2010 | 92.03 | 86.0698 | Y | 92.03 | 86.0698 | 92.03
KMC-CSC2017 | 10510 | 2 | 134053 | VAV CONTROL, DA/NO, 2"WC, LOW CONSUMPTIO | Kreuter (KMC) Controls | CSC-2017 | 92.03 | 67.4808 | N | 92.03 | 73.6089 | 92.03
KMC-CSC2017 | 166553 | 1 | 134053 | VAV CONTROL, DA/NO, 2"WC, LOW CONSUMPTIO | Kreuter (KMC) Controls | CSC-2017 | 92.03 | 73.6089 | N | 92.03 | 73.6089 | 92.03
KMC-CSC2018 | 166553 | 5 | 134053 | VAV Control RA/NC Grey 2" WC Lo SCIM | Kreuter (KMC) Controls | CSC-2018 | 92.03 | 51.9717 | N | 92.03 | 65.7411 | 92.03
KMC-CSC2018 | 175891 | 8 | 134053 | VAV Control RA/NC Grey 2" WC Lo SCIM | Kreuter (KMC) Controls | CSC-2018 | 92.03 | 65.7411 | N | 92.03 | 65.7411 | 92.03
KMC-CSC3004 | 166553 | 10 | 168819 | TITUS 2 CONTROLLER | ADW CORP | CSC3004 | 225 | 223.9961 | Y | 225 | 360.4 | 360.4
KMC-CSC3004 | 166557 | 1 | 168819 | TITUS 2 CONTROLLER | ADW CORP | CSC3004 | 225 | 181.905 | Y | 225 | 360.4 | 360.4
KMC-CSC3004 | 166559 | 2 | 168819 | TITUS 2 CONTROLLER | ADW CORP | CSC3004 | 225 | 197.1889 | Y | 225 | 360.4 | 360.4
KMC-CSC3004 | 166561 | 15 | 168819 | TITUS 2 CONTROLLER | ADW CORP | CSC3004 | 225 | 225 | Y | 225 | 360.4 | 360.4
KMC-CSC3004 | 175888 | 1 | 134179 | TITUS 2 CONTROLLER | NEUCO INC. | CSC-3004 | 225 | 360.4 | Y | 225 | 360.4 | 360.4
KMC-CSC301110 | 10008 | 3 | 134053 | PNEU. RESET VOLUME CONT. | Kreuter (KMC) Controls | CSC-3011-10 | 126.21 | 125.7189 | Y | 126.21 | 127.21 | 127.21
KMC-CSC301110 | 10510 | 17 | 134053 | PNEU. RESET VOLUME CONT. | Kreuter (KMC) Controls | CSC-3011-10 | 126.21 | 123.6995 | Y | 126.21 | 127.21 | 127.21
KMC-CSC301110 | 166553 | 20 | 134053 | PNEU. RESET VOLUME CONT. | Kreuter (KMC) Controls | CSC-3011-10 | 126.21 | 120.513 | Y | 126.21 | 127.21 | 127.21
KMC-CSC301110 | 166559 | 3 | 134053 | PNEU. RESET VOLUME CONT. | Kreuter (KMC) Controls | CSC-3011-10 | 126.21 | 107.1396 | Y | 126.21 | 127.21 | 127.21
KMC-CSC301110 | 166560 | 12 | 134053 | PNEU. RESET VOLUME CONT. | Kreuter (KMC) Controls | CSC-3011-10 | 126.21 | 123.0875 | Y | 126.21 | 127.21 | 127.21
KMC-CSC301110 | 166561 | 1 | 134053 | PNEU. RESET VOLUME CONT. | Kreuter (KMC) Controls | CSC-3011-10 | 126.21 | 126.21 | Y | 126.21 | 127.21 | 127.21
KMC-CSC301110 | 173042 | 3 | 134053 | PNEU. RESET VOLUME CONT. | Kreuter (KMC) Controls | CSC-3011-10 | 126.21 | 124.7366 | Y | 126.21 | 127.21 | 127.21
KMC-CSC301110 | 175883 | 1 | 134053 | PNEU. RESET VOLUME CONT. | Kreuter (KMC) Controls | CSC-3011-10 | 126.21 | 127.21 | N | 126.21 | 127.21 | 127.21
KMC-CSC301110 | 175888 | 10 | 134053 | PNEU. RESET VOLUME CONT. | Kreuter (KMC) Controls | CSC-3011-10 | 126.21 | 126.21 | Y | 126.21 | 127.21 | 127.21
KMC-CSC301110 | 175890 | 14 | 134053 | PNEU. RESET VOLUME CONT. | Kreuter (KMC) Controls | CSC-3011-10 | 126.21 | 119.7485 | Y | 126.21 | 127.21 | 127.21
KMC-CSC301110 | 175891 | 3 | 134053 | PNEU. RESET VOLUME CONT. | Kreuter (KMC) Controls | CSC-3011-10 | 126.21 | 125.4475 | Y | 126.21 | 127.21 | 127.21
KMC-CSC301716 | 175891 | 0 | 134053 | Controller: VAV, Universal, 0-1", 8 PSI | Kreuter (KMC) Controls | CSC-3017-16 | 126.21 | 126.21 | N | 126.21 | 126.21 | 126.21
KMC-CSC302510 | 175891 | 10 | 134053 | Controller, Reset Volume | Kreuter (KMC) Controls | CSC-3025-10 | 125.99 | 120.3129 | Y | 125.99 | 120.3129 | 125.99
KMC-CTE100110 | 166557 | 1 | 134053 | THERMOSTAT COOLING ONLY D/A | Kreuter (KMC) Controls | CTE-1001-10 | 64.16 | 64.16 | N | 64.16 | 64.16 | 64.16
KMC-CTE100410 | 175888 | 1 | 134053 | RA/Reheat;DA/Clng Horz Tstat | Kreuter (KMC) Controls | CTE-1004-10 | 56.805 | 54.6202 | N | 56.805 | 54.6202 | 56.805
KMC-CTE100410 | 175891 | 1 | 134053 | RA/Reheat;DA/Clng Horz Tstat | Kreuter (KMC) Controls | CTE-1004-10 | 56.805 | 41.63 | N | 56.805 | 54.6202 | 56.805
KMC-CTE110510 | 175891 | 1 | 134053 | DAY/NIGHT T2 DAY/DAYT1 | Kreuter (KMC) Controls | CTE-1105-10 | 65.4535 | 65.4535 | N | 65.4535 | 65.4535 | 65.4535
KMC-CTE3017 | 166557 | 1 | 134053 | LOW LIMIT CONTROLLER- DPDT, 20FT CAPILLA | Kreuter (KMC) Controls | CTE-3017 | 104.22 | 104.22 | N | 104.22 | 104.22 | 104.22
KMC-CTE500110 | 175888 | 1 | 134053 | THERMOSTAT | Kreuter (KMC) Controls | CTE-5001-10 | 31.6274 | 30.411 | N | 31.6274 | 30.411 | 31.6274
KMC-CTE510310 | 175890 | 2 | 134053 | KMC THERMOSTAT DUEL SETPOINT DA/RA | Kreuter (KMC) Controls | CTE-5103-10 | 104.86 | 96.6875 | Y | 104.86 | 96.6875 | 104.86
KMC-CTE510410 | 175890 | 1 | 134053 | Dual Set-point Thermostat | Kreuter (KMC) Controls | CTE-5104-10 | 114.06 | 102.39 | Y | 114.06 | 102.39 | 114.06
KMC-CTE5202 | 166553 | 2 | 134053 | 24vElectronicStat0-12vdcAlmond | Kreuter (KMC) Controls | CTE-5202 | 76.16 | 68.366 | Y | 76.16 | 68.37 | 76.16
KMC-CTE5202 | 166560 | 1 | 134053 | 24vElectronicStat0-12vdcAlmond | Kreuter (KMC) Controls | CTE-5202 | 76.16 | 64.8 | N | 76.16 | 68.37 | 76.16
KMC-CTE5202 | 175891 | 2 | 134053 | 24vElectronicStat0-12vdcAlmond | Kreuter (KMC) Controls | CTE-5202 | 76.16 | 68.37 | Y | 76.16 | 68.37 | 76.16
KMC-CTE5202W | 166553 | 4 | 134053 | Digital t-stat w/LCD, 2AO, 1AI | Kreuter (KMC) Controls | CTE-5202W | 75.76 | 67.6309 | Y | 75.76 | 68.0033 | 75.76
KMC-CTE5202W | 166559 | 2 | 134053 | Digital t-stat w/LCD, 2AO, 1AI | Kreuter (KMC) Controls | CTE-5202W | 75.76 | 68.0033 | Y | 75.76 | 68.0033 | 75.76
KMC-CTE5202W | 175888 | 2 | 134053 | Digital t-stat w/LCD, 2AO, 1AI | Kreuter (KMC) Controls | CTE-5202W | 75.76 | 67.4898 | Y | 75.76 | 68.0033 | 75.76
KMC-CTE5202W | 175890 | 16 | 134053 | Digital t-stat w/LCD, 2AO, 1AI | Kreuter (KMC) Controls | CTE-5202W | 75.76 | 67.5522 | Y | 75.76 | 68.0033 | 75.76
KMC-HFO0010 | 166559 | 8 | 134053 | RESTRICTOR TEE | Kreuter (KMC) Controls | HFO-0010 | 0.8736 | 0.84 | N | 0.8736 | 17.97 | 17.97
KMC-HFO0010 | 175883 | 9 | 134053 | RESTRICTOR TEE | Kreuter (KMC) Controls | HFO-0010 | 0.8736 | 17.97 | N | 0.8736 | 17.97 | 17.97
KMC-HFO0014 | 166553 | 40 | 134053 | HFO-0014- 1/8in RUBBER CAP | Kreuter (KMC) Controls | HFO-0014 | 627.94 | 0.0691 | N | 627.94 | 0.0938 | 627.94
KMC-HFO0014 | 166560 | 3 | 134053 | HFO-0014- 1/8in RUBBER CAP | Kreuter (KMC) Controls | HFO-0014 | 627.94 | 0.0938 | N | 627.94 | 0.0938 | 627.94
KMC-HFO0014 | 166561 | 6 | 134053 | HFO-0014- 1/8in RUBBER CAP | Kreuter (KMC) Controls | HFO-0014 | 627.94 | 0.0691 | N | 627.94 | 0.0938 | 627.94
KMC-HFO0015 | 166553 | 17 | 134053 | Accessory: Pitot Tube, 4" | Kreuter (KMC) Controls | HFO-0015 | 21.59 | 21.59 | Y | 21.59 | 21.59 | 21.59
KMC-HFO0016 | 166553 | 24 | 134053 | Pitot tube, Alum. 6" | Kreuter (KMC) Controls | HFO-0016 | 21.59 | 21.3514 | Y | 21.59 | 21.3514 | 21.59
KMC-HFO0016 | 166559 | 11 | 134053 | Pitot tube, Alum. 6" | Kreuter (KMC) Controls | HFO-0016 | 21.59 | 4.106 | N | 21.59 | 21.3514 | 21.59
KMC-HFO0022 | 166553 | 9 | 134053 | restrictor tee. 28.8SCIM, .007" | Kreuter (KMC) Controls | HFO0022 | 2.9328 | 2.82 | N | 2.9328 | 2.82 | 2.9328
KMC-HFO0025 | 166559 | 16 | 134053 | IN LINE RESTRICTOR 1.0SCFH | Kreuter (KMC) Controls | HFO-0025 | 6.0216 | 5.79 | N | 6.0216 | 5.79 | 6.0216
KMC-HFO0028 | 10008 | 1 | 134053 | 5/32" Spring Tube with Fittings 10 PK | Kreuter (KMC) Controls | HFO-0028 | 133.26 | 2.492 | N | 133.26 | 13.36 | 133.26
KMC-HFO0028 | 166553 | 9 | 134053 | 5/32" Spring Tube with Fittings 10 PK | Kreuter (KMC) Controls | HFO-0028 | 133.26 | 13.36 | N | 133.26 | 13.36 | 133.26
KMC-HFO0040 | 166553 | 110 | 134053 | Restrictor Inline 1 SCFH /- 20 (DI | Kreuter (KMC) Controls | HFO0040 | 1.6725 | 1.6082 | N | 1.6725 | 1.6082 | 1.6725
KMC-HFO0040 | 166561 | 6 | 134053 | Restrictor Inline 1 SCFH /- 20 (DI | Kreuter (KMC) Controls | HFO0040 | 1.6725 | 1.5763 | N | 1.6725 | 1.6082 | 1.6725
KMC-HLO1006 | 166553 | 2 | 134053 | 1/2" DRIVE BUSHING 20 pk | Kreuter (KMC) Controls | HLO-1006 | 264.05 | 5.2072 | N | 264.05 | 5.7475 | 264.05
KMC-HLO1006 | 166559 | 10 | 134053 | 1/2" DRIVE BUSHING 20 pk | Kreuter (KMC) Controls | HLO-1006 | 264.05 | 5.7475 | N | 264.05 | 5.7475 | 264.05
KMC-HLO1011 | 175888 | 17 | 134053 | 1/2 x 3/8 SHAFT ADAPT MCP3631 20 PK | Kreuter (KMC) Controls | HLO-1011 | 39.44 | 0.546 | N | 39.44 | 0.546 | 39.44
KMC-HLO1016 | 166553 | 4 | 134053 | Shaft collar 1/2" Sold Individually | Kreuter (KMC) Controls | HLO-1016 | 174.47 | 2.536 | N | 174.47 | 3.264 | 174.47
KMC-HLO1016 | 166559 | 19 | 134053 | Shaft collar 1/2" Sold Individually | Kreuter (KMC) Controls | HLO-1016 | 174.47 | 3.264 | N | 174.47 | 3.264 | 174.47
KMC-HMO1003 | 166559 | 4 | 134053 | MTG BRACKET | Kreuter (KMC) Controls | HMO-1003 | 27.87 | 0.73 | N | 27.87 | 0.73 | 27.87
KMC-HMO4508 | 166561 | 2 | 134053 | BRACKET FOR CSC-3000 SERIES CONTROLLER | Kreuter (KMC) Controls | HMO-4508 | 5.77 | 4.134 | Y | 5.77 | 4.134 | 5.77
KMC-HMO4511 | 166559 | 8 | 134053 | HMO4511 FOR ANY RCC 1000 | Kreuter (KMC) Controls | HMO-4511 | 47.88 | 0.3 | N | 47.88 | 0.3 | 47.88
KMC-HMO5002 | 175888 | 1 | 134053 | INSULATING PLATE | Kreuter (KMC) Controls | HMO-5002 | 8.17 | 2.052 | N | 8.17 | 2.052 | 8.17
KMC-HMO5023 | 175888 | 4 | 134053 | DRYWALL MTG PKG OF 5 | Kreuter (KMC) Controls | HMO-5023 | 7.75 | 8.4374 | N | 7.75 | 8.4374 | 8.4374
KMC-HMO6036 | 166553 | 3 | 134053 | Universal Backplate, Almond | Kreuter (KMC) Controls | HMO-6036 | 11.93 | 2.1371 | N | 11.93 | 2.1371 | 11.93
KMC-HMO6036W80 | 166553 | 19 | 134053 | WALLPLATE WHITE | Kreuter (KMC) Controls | HMO-6036W80 | 12.2 | 6.1414 | Y | 12.2 | 6.1414 | 12.2
KMC-HPO0005 | 166553 | 90 | 134053 | Clevis Pin for MCP-803xxxx actuators | Kreuter (KMC) Controls | HPO-0005 | 65.22 | 0.72 | N | 65.22 | 0.72 | 65.22
KMC-HPO0006 | 166553 | 90 | 134053 | Cotter PIn for HPO0005 Clevis Pin fo | Kreuter (KMC) Controls | HPO-0006 | 19.95 | 0.789 | N | 19.95 | 0.789 | 19.95
KMC-HPO0006 | 166559 | 25 | 134053 | Cotter PIn for HPO0005 Clevis Pin fo | Kreuter (KMC) Controls | HPO-0006 | 19.95 | 0.789 | N | 19.95 | 0.789 | 19.95
KMC-HPO0038 | 166559 | 1 | 134053 | HPO-0038 Diaphram for MCP-3631 | Kreuter (KMC) Controls | HPO-0038 | 25.62 | 7.88 | N | 25.62 | 7.88 | 25.62
KMC-HPO0054 | 166560 | 1 | 134053 | Fuse Bulb (Network Protection) | Kreuter (KMC) Controls | HPO-0054 | 35.35 | 22.53 | N | 35.35 | 22.53 | 35.35
KMC-HPO5102 | 166553 | 2 | 134053 | HPO5102 5 5 SQ IN 8 13 PSI | Kreuter (KMC) Controls | HPO5102 | 14.7264 | 14.16 | N | 14.7264 | 14.16 | 14.7264
KMC-HPO5103 | 166553 | 2 | 134053 | HPO5103 5 5 SQ IN 3 13 PSI | Kreuter (KMC) Controls | HPO5103 | 14.7264 | 14.16 | N | 14.7264 | 14.16 | 14.7264
KMC-HWKEY | 166561 | 2 | 134053 | KMC USB Hardware Key, Tech Key Software | Kreuter (KMC) Controls | HW-KEY | 127.4237 | 115.5555 | N | 127.4237 | 127.4237 | 127.4237
KMC-HWKEY | 175891 | 4 | 134053 | KMC USB Hardware Key, Tech Key Software | Kreuter (KMC) Controls | HW-KEY | 127.4237 | 127.4237 | N | 127.4237 | 127.4237 | 127.4237
KMC-MCP0208 | 166553 | 2 | 134053 | Pneumatic Damper Actuator | Kreuter (KMC) Controls | MCP-0208 | 99.77 | 51.38 | N | 99.77 | 51.38 | 99.77
KMC-MCP0355 | 166557 | 2 | 134053 | ACTUATOR ONLY 3" STROKE,#3,8-13# PSI,POS | Kreuter (KMC) Controls | MCP-0355 | 130.54 | 76.1885 | Y | 130.54 | 76.1885 | 130.54
KMC-MCP0355 | 175891 | 1 | 134053 | ACTUATOR ONLY 3" STROKE,#3,8-13# PSI,POS | Kreuter (KMC) Controls | MCP-0355 | 130.54 | 43.49 | N | 130.54 | 76.1885 | 130.54
KMC-MCP10202311 | 166553 | 2 | 134053 | Right Angle Act 2in- 3-12 Cran | Kreuter (KMC) Controls | MCP-10202311 | 160.75 | 82.38 | N | 160.75 | 84.3409 | 160.75
KMC-MCP10202311 | 166557 | 1 | 134053 | Right Angle Act 2in- 3-12 Cran | Kreuter (KMC) Controls | MCP-10202311 | 160.75 | 84.3409 | N | 160.75 | 84.3409 | 160.75
KMC-MCP10202311 | 166560 | 1 | 134053 | Right Angle Act 2in- 3-12 Cran | Kreuter (KMC) Controls | MCP-10202311 | 160.75 | 77.7132 | N | 160.75 | 84.3409 | 160.75
KMC-MCP10202311 | 166561 | 2 | 134053 | Right Angle Act 2in- 3-12 Cran | Kreuter (KMC) Controls | MCP-10202311 | 160.75 | 84.3409 | N | 160.75 | 84.3409 | 160.75
KMC-MCP10203308 | 166559 | 4 | 134053 | Right Angle Actuator 2in- 5-10 | Kreuter (KMC) Controls | MCP-10203308 | 130.26 | 97.95 | Y | 130.26 | 97.95 | 130.26
KMC-MCP10203311 | 166553 | 1 | 134053 | Pneumatic Actuator | Kreuter (KMC) Controls | MCP-10203311 | 160.75 | 104.575 | N | 160.75 | 112.7408 | 160.75
KMC-MCP10203311 | 166557 | 1 | 134053 | Pneumatic Actuator | Kreuter (KMC) Controls | MCP-10203311 | 160.75 | 82.38 | N | 160.75 | 112.7408 | 160.75
KMC-MCP10203311 | 166560 | 5 | 134053 | Pneumatic Actuator | Kreuter (KMC) Controls | MCP-10203311 | 160.75 | 112.7408 | N | 160.75 | 112.7408 | 160.75
KMC-MCP10203311 | 166561 | 2 | 134053 | Pneumatic Actuator | Kreuter (KMC) Controls | MCP-10203311 | 160.75 | 101.5219 | Y | 160.75 | 112.7408 | 160.75
KMC-MCP10205308 | 166559 | 9 | 134053 | 90deg Brkt w/ball jnt 2in-8-13 | Kreuter (KMC) Controls | MCP-10205308 | 130.26 | 97.95 | Y | 130.26 | 97.95 | 130.26
KMC-MCP10205311 | 166553 | 1 | 134053 | Right Angle 2" Stroke Act 8-13 PSI C | Kreuter (KMC) Controls | MCP-10205311 | 160.75 | 116.04 | N | 160.75 | 120.88 | 160.75
KMC-MCP10205311 | 166560 | 2 | 134053 | Right Angle 2" Stroke Act 8-13 PSI C | Kreuter (KMC) Controls | MCP-10205311 | 160.75 | 104.7535 | N | 160.75 | 120.88 | 160.75
KMC-MCP10205311 | 166561 | 1 | 134053 | Right Angle 2" Stroke Act 8-13 PSI C | Kreuter (KMC) Controls | MCP-10205311 | 160.75 | 120.88 | N | 160.75 | 120.88 | 160.75
KMC-MCP10208308 | 166559 | 6 | 134053 | 90deg Brkt w/ball jnt 2in- 4-8 | Kreuter (KMC) Controls | MCP-10208308 | 130.26 | 97.95 | Y | 130.26 | 97.95 | 130.26
KMC-MCP10302111 | 166553 | 3 | 134053 | Right Angle Act 3in- 3-12 Cran | Kreuter (KMC) Controls | MCP-10302111 | 198.78 | 151.9956 | Y | 198.78 | 151.9956 | 198.78
KMC-MCP10302111 | 166557 | 2 | 134053 | Right Angle Act 3in- 3-12 Cran | Kreuter (KMC) Controls | MCP-10302111 | 198.78 | 114.96 | Y | 198.78 | 151.9956 | 198.78
KMC-MCP10302111 | 166561 | 4 | 134053 | Right Angle Act 3in- 3-12 Cran | Kreuter (KMC) Controls | MCP-10302111 | 198.78 | 148.375 | N | 198.78 | 151.9956 | 198.78
KMC-MCP10303108 | 166559 | 4 | 134053 | Actuator Assmbly 3in, 5-10 | Kreuter (KMC) Controls | MCP-10303108 | 178.45 | 178.45 | Y | 178.45 | 178.45 | 178.45
KMC-MCP10303111 | 166553 | 2 | 134053 | PNEUMATIC ACTUATOR 5-10# | Kreuter (KMC) Controls | MCP-10303111 | 198.78 | 143.5 | N | 198.78 | 149.48 | 198.78
KMC-MCP10303111 | 166557 | 1 | 134053 | PNEUMATIC ACTUATOR 5-10# | Kreuter (KMC) Controls | MCP-10303111 | 198.78 | 145.0747 | N | 198.78 | 149.48 | 198.78
KMC-MCP10303111 | 166561 | 1 | 134053 | PNEUMATIC ACTUATOR 5-10# | Kreuter (KMC) Controls | MCP-10303111 | 198.78 | 149.48 | N | 198.78 | 149.48 | 198.78
KMC-MCP10305108 | 166559 | 3 | 134053 | Actuator Assmbly 3in, 8-13 | Kreuter (KMC) Controls | MCP-10305108 | 178.45 | 178.45 | Y | 178.45 | 178.45 | 178.45
KMC-MCP10305108 | 175891 | 1 | 134053 | Actuator Assmbly 3in, 8-13 | Kreuter (KMC) Controls | MCP-10305108 | 178.45 | 86.3948 | N | 178.45 | 178.45 | 178.45
KMC-MCP10305111 | 166553 | 2 | 134053 | PNEUMATIC ACTUATOR 8-13# | Kreuter (KMC) Controls | MCP-10305111 | 198.78 | 114.99 | N | 198.78 | 159.02 | 198.78
KMC-MCP10305111 | 166557 | 1 | 134053 | PNEUMATIC ACTUATOR 8-13# | Kreuter (KMC) Controls | MCP-10305111 | 198.78 | 114.96 | N | 198.78 | 159.02 | 198.78
KMC-MCP10305111 | 166561 | 1 | 134053 | PNEUMATIC ACTUATOR 8-13# | Kreuter (KMC) Controls | MCP-10305111 | 198.78 | 159.02 | Y | 198.78 | 159.02 | 198.78
KMC-MCP10403208 | 166559 | 2 | 134053 | MCP1040-3208 5-10# w/ball jnt | Kreuter (KMC) Controls | MCP-10403208 | 223.57 | 201.215 | Y | 223.57 | 201.215 | 223.57
KMC-MCP10403211 | 166559 | 1 | 134053 | Pneumatic Actuator | Kreuter (KMC) Controls | MCP-10403211 | 255.33 | 116.78 | N | 255.33 | 116.78 | 255.33
KMC-MCP10405208 | 166559 | 2 | 134053 | Right Angle Actuator 4in- 8-13 | Kreuter (KMC) Controls | MCP-10405208 | 223.57 | 192.485 | Y | 223.57 | 192.485 | 223.57
KMC-MCP10405211 | 10510 | 3 | 134053 | PNEUMATIC DAMPER ACTUATOR | Kreuter (KMC) Controls | MCP-10405211 | 255.33 | 186.3967 | Y | 255.33 | 186.3967 | 255.33
KMC-MCP10408208 | 166559 | 3 | 134053 | MCP1040-8208 4-8# w/ball jnt | Kreuter (KMC) Controls | MCP-10408208 | 223.57 | 223.57 | Y | 223.57 | 223.57 | 223.57
KMC-MCP11403520 | 166560 | 3 | 134053 | Pneumatic Actuator | Kreuter (KMC) Controls | MCP-11403520 | 256.9 | 196.2371 | N | 256.9 | 196.2371 | 256.9
KMC-MCP36313000 | 166553 | 3 | 134053 | MCP-36313000 Rotary Act. 5-10# | Kreuter (KMC) Controls | MCP-36313000 | 61.85 | 47.8344 | Y | 61.85 | 49.48 | 61.85
KMC-MCP36313000 | 166559 | 1 | 134053 | MCP-36313000 Rotary Act. 5-10# | Kreuter (KMC) Controls | MCP-36313000 | 61.85 | 49.48 | N | 61.85 | 49.48 | 61.85
KMC-MCP36315000 | 166553 | 3 | 134053 | MCP-36315000 Rotary Act 8-13# | Kreuter (KMC) Controls | MCP-36315000 | 64.98 | 47.06 | Y | 64.98 | 69.96 | 69.96
KMC-MCP36315000 | 166559 | 1 | 134053 | MCP-36315000 Rotary Act 8-13# | Kreuter (KMC) Controls | MCP-36315000 | 64.98 | 69.96 | N | 64.98 | 69.96 | 69.96
KMC-MCP36318000 | 10008 | 1 | 134053 | KMC PNEUMATIC DAMPER ACTUATOR ROTARY 3-8 | Kreuter (KMC) Controls | MCP-36318000 | 64.29 | 50.59 | N | 64.29 | 50.59 | 64.29
KMC-MCP36318000 | 166553 | 2 | 134053 | KMC PNEUMATIC DAMPER ACTUATOR ROTARY 3-8 | Kreuter (KMC) Controls | MCP-36318000 | 64.29 | 41.91 | N | 64.29 | 50.59 | 64.29
KMC-MCP36318000 | 166559 | 1 | 134053 | KMC PNEUMATIC DAMPER ACTUATOR ROTARY 3-8 | Kreuter (KMC) Controls | MCP-36318000 | 64.29 | 48.34 | Y | 64.29 | 50.59 | 64.29
KMC-MCP6102 | 175891 | 1 | 134053 | E Actuator Valve Top; 5 sq. in.; 8-13 # | Kreuter (KMC) Controls | MCP-6102 | 50.77 | 0 | N | 50.77 | 0 | 50.77
KMC-MCP80312101 | 166553 | 3 | 134053 | Actuator, Pneumatic | Kreuter (KMC) Controls | MCP-80312101 | 69.32 | 61.5436 | Y | 69.32 | 61.5436 | 69.32
KMC-MCP80312101 | 166557 | 3 | 134053 | Actuator, Pneumatic | Kreuter (KMC) Controls | MCP-80312101 | 69.32 | 45.9907 | N | 69.32 | 61.5436 | 69.32
KMC-MCP80312101 | 175891 | 1 | 134053 | Actuator, Pneumatic | Kreuter (KMC) Controls | MCP-80312101 | 69.32 | 20.34 | N | 69.32 | 61.5436 | 69.32
KMC-MCP80313101 | 10510 | 4 | 134053 | DAMPER ACTUATOR 5-10PSI | Kreuter (KMC) Controls | MCP-80313101 | 61.97 | 47.7022 | Y | 61.97 | 61.97 | 61.97
KMC-MCP80313101 | 166553 | 1 | 134053 | DAMPER ACTUATOR 5-10PSI | Kreuter (KMC) Controls | MCP-80313101 | 61.97 | 61.97 | Y | 61.97 | 61.97 | 61.97
KMC-MCP80313101 | 166559 | 3 | 134053 | DAMPER ACTUATOR 5-10PSI | Kreuter (KMC) Controls | MCP-80313101 | 61.97 | 61.2655 | Y | 61.97 | 61.97 | 61.97
KMC-MCP80313101 | 173042 | 1 | 134053 | DAMPER ACTUATOR 5-10PSI | Kreuter (KMC) Controls | MCP-80313101 | 61.97 | 61.2655 | N | 61.97 | 61.97 | 61.97
KMC-MCP80313101 | 175888 | 1 | 134053 | DAMPER ACTUATOR 5-10PSI | Kreuter (KMC) Controls | MCP-80313101 | 61.97 | 46.6 | Y | 61.97 | 61.97 | 61.97
KMC-MCP80313101 | 175890 | 10 | 134053 | DAMPER ACTUATOR 5-10PSI | Kreuter (KMC) Controls | MCP-80313101 | 61.97 | 56.878 | Y | 61.97 | 61.97 | 61.97
KMC-MCP80315101 | 166553 | 3 | 134053 | Damper Actuator | Kreuter (KMC) Controls | MCP-80315101 | 66.03 | 52.82 | Y | 66.03 | 66.03 | 66.03
KMC-MCP80315101 | 166559 | 2 | 134053 | Damper Actuator | Kreuter (KMC) Controls | MCP-80315101 | 66.03 | 66.03 | Y | 66.03 | 66.03 | 66.03
KMC-MCP80315101 | 175888 | 1 | 134053 | Damper Actuator | Kreuter (KMC) Controls | MCP-80315101 | 66.03 | 40.2655 | N | 66.03 | 66.03 | 66.03
KMC-MCP80318101 | 166553 | 3 | 134053 | DAMPER ACTUATOR 3-8 PSI | Kreuter (KMC) Controls | MCP-80318101 | 65.47 | 52.38 | Y | 65.47 | 65.2969 | 65.47
KMC-MCP80318101 | 166559 | 6 | 134053 | DAMPER ACTUATOR 3-8 PSI | Kreuter (KMC) Controls | MCP-80318101 | 65.47 | 65.2969 | Y | 65.47 | 65.2969 | 65.47
KMC-MEP4802 | 175890 | 1 | 134053 | 24VAC PROP ACT,0/10VDC,80LBS | Kreuter (KMC) Controls | MEP-4802 | 104.53 | 101.1296 | N | 104.53 | 101.1296 | 104.53
KMC-RCC1001 | 10510 | 1 | 134053 | REVERSING RELAY W/O BRACKET | Kreuter (KMC) Controls | RCC-1001 | 21.8 | 21.8 | Y | 21.8 | 21.8 | 21.8
KMC-RCC1006 | 166553 | 2 | 134053 | Pneumatic Low Pressure Selector | Kreuter (KMC) Controls | RCC-1006 | 12.53 | 6.6 | N | 12.53 | 7.4225 | 12.53
KMC-RCC1006 | 166560 | 2 | 134053 | Pneumatic Low Pressure Selector | Kreuter (KMC) Controls | RCC-1006 | 12.53 | 5.76 | N | 12.53 | 7.4225 | 12.53
KMC-RCC1006 | 166561 | 3 | 134053 | Pneumatic Low Pressure Selector | Kreuter (KMC) Controls | RCC-1006 | 12.53 | 7.4225 | N | 12.53 | 7.4225 | 12.53
KMC-RCC1008 | 166553 | 3 | 134053 | Pneumatic High Pressure Selector | Kreuter (KMC) Controls | RCC-1008 | 12.76 | 10.8804 | Y | 12.76 | 10.8804 | 12.76
KMC-RCC1009 | 10510 | 13 | 134053 | RCC-1009 Diverting Relay | Kreuter (KMC) Controls | RCC-1009 | 56.01 | 32.2026 | Y | 56.01 | 56.01 | 56.01
KMC-RCC1009 | 166553 | 3 | 134053 | RCC-1009 Diverting Relay | Kreuter (KMC) Controls | RCC-1009 | 56.01 | 19.73 | N | 56.01 | 56.01 | 56.01
KMC-RCC1009 | 166561 | 2 | 134053 | RCC-1009 Diverting Relay | Kreuter (KMC) Controls | RCC-1009 | 56.01 | 16.8425 | N | 56.01 | 56.01 | 56.01
KMC-RCC1009 | 175891 | 2 | 134053 | RCC-1009 Diverting Relay | Kreuter (KMC) Controls | RCC-1009 | 56.01 | 56.01 | Y | 56.01 | 56.01 | 56.01
KMC-RCC1010 | 166553 | 3 | 134053 | Pneumatic Ratio Relay | Kreuter (KMC) Controls | RCC1010 | 23.12 | 23.12 | N | 23.12 | 23.12 | 23.12
KMC-RCC1012 | 166553 | 1 | 134053 | Reversing Relay,8PSI Calibration, W/O Br | Kreuter (KMC) Controls | RCC-1012 | 21.8 | 21.8 | Y | 21.8 | 21.8 | 21.8
KMC-RCC1012 | 166557 | 1 | 134053 | Reversing Relay,8PSI Calibration, W/O Br | Kreuter (KMC) Controls | RCC-1012 | 21.8 | 15.4933 | Y | 21.8 | 21.8 | 21.8
KMC-RCC1012 | 166561 | 3 | 134053 | Reversing Relay,8PSI Calibration, W/O Br | Kreuter (KMC) Controls | RCC-1012 | 21.8 | 20.3079 | Y | 21.8 | 21.8 | 21.8
KMC-RCC1101 | 166559 | 2 | 134053 | REVERSING RELAY W/ BRACKET | Kreuter (KMC) Controls | RCC-1101 | 28.61 | 22.89 | N | 28.61 | 22.89 | 28.61
KMC-RCC1101 | 175883 | 1 | 134053 | REVERSING RELAY W/ BRACKET | Kreuter (KMC) Controls | RCC-1101 | 28.61 | 13.4989 | N | 28.61 | 22.89 | 28.61
KMC-RCC1102 | 166553 | 3 | 134053 | Pneumatic Averaging Relay | Kreuter (KMC) Controls | RCC-1102 | 21.8 | 10.0373 | N | 21.8 | 10.0373 | 21.8
KMC-RCC1102 | 166559 | 1 | 134053 | Pneumatic Averaging Relay | Kreuter (KMC) Controls | RCC-1102 | 21.8 | 9.2727 | N | 21.8 | 10.0373 | 21.8
KMC-RCC1102 | 166561 | 4 | 134053 | Pneumatic Averaging Relay | Kreuter (KMC) Controls | RCC-1102 | 21.8 | 8.5752 | N | 21.8 | 10.0373 | 21.8
KMC-RCC1106 | 166557 | 1 | 134053 | LOW PRESSURE SELECTOR RELAY, CAN ALSO BE | Kreuter (KMC) Controls | RCC-1106 | 17.89 | 8.11 | N | 17.89 | 8.82 | 17.89
KMC-RCC1106 | 166559 | 7 | 134053 | LOW PRESSURE SELECTOR RELAY, CAN ALSO BE | Kreuter (KMC) Controls | RCC-1106 | 17.89 | 8.82 | N | 17.89 | 8.82 | 17.89
KMC-RCC1106 | 175891 | 3 | 134053 | LOW PRESSURE SELECTOR RELAY, CAN ALSO BE | Kreuter (KMC) Controls | RCC-1106 | 17.89 | 2.92 | N | 17.89 | 8.82 | 17.89
KMC-RCC1108 | 166557 | 2 | 134053 | HIGH PRESSURESELECTOR RELAY | Kreuter (KMC) Controls | RCC-1108 | 18.12 | 8.245 | N | 18.12 | 8.245 | 18.12
KMC-RCC1108 | 166559 | 8 | 134053 | HIGH PRESSURESELECTOR RELAY | Kreuter (KMC) Controls | RCC-1108 | 18.12 | 8.185 | N | 18.12 | 8.245 | 18.12
KMC-RCC1108 | 175891 | 3 | 134053 | HIGH PRESSURESELECTOR RELAY | Kreuter (KMC) Controls | RCC-1108 | 18.12 | 8.0145 | N | 18.12 | 8.245 | 18.12
KMC-RCC1109 | 166559 | 2 | 134053 | RCC1109 SPDT ADJ W/BRKT | Kreuter (KMC) Controls | RCC-1109 | 61.38 | 25.09 | N | 61.38 | 25.09 | 61.38
KMC-RCC1111 | 166553 | 2 | 134053 | MULTIPLE INPUT SELECTOR RELAYS Multiple | Kreuter (KMC) Controls | RCC-1111 | 43.5 | 30.91 | N | 43.5 | 31.7367 | 43.5
KMC-RCC1111 | 166557 | 2 | 134053 | MULTIPLE INPUT SELECTOR RELAYS Multiple | Kreuter (KMC) Controls | RCC-1111 | 43.5 | 28.67 | N | 43.5 | 31.7367 | 43.5
KMC-RCC1111 | 166559 | 1 | 134053 | MULTIPLE INPUT SELECTOR RELAYS Multiple | Kreuter (KMC) Controls | RCC-1111 | 43.5 | 31.7367 | N | 43.5 | 31.7367 | 43.5
KMC-RCC1112 | 166559 | 2 | 134053 | Pilot Capacity Reversing Relay | Kreuter (KMC) Controls | RCC-1112 | 28.61 | 28.61 | Y | 28.61 | 28.61 | 28.61
KMC-RCC1112 | 175891 | 3 | 134053 | Pilot Capacity Reversing Relay | Kreuter (KMC) Controls | RCC-1112 | 28.61 | 21.41 | Y | 28.61 | 28.61 | 28.61
KMC-RCC1502 | 175891 | 2 | 134053 | REVERSING RELAY 8# | Kreuter (KMC) Controls | RCC-1502 | 115.73 | 79.5526 | Y | 115.73 | 79.5526 | 115.73
KMC-RCC1504 | 166553 | 5 | 134053 | Relay, Reversing | Kreuter (KMC) Controls | RCC-1504 | 115.73 | 115.73 | Y | 115.73 | 115.73 | 115.73
KMC-RCC1504 | 166559 | 6 | 134053 | Relay, Reversing | Kreuter (KMC) Controls | RCC-1504 | 115.73 | 101.103 | Y | 115.73 | 115.73 | 115.73
KMC-REE1004 | 175888 | 1 | 134053 | CONST VOL CTL W/OVRD | Kreuter (KMC) Controls | REE-1004 | 12.0785 | 12.0785 | N | 12.0785 | 12.0785 | 12.0785
KMC-REE1005 | 175890 | 1 | 134053 | HEAT/COOL CHANGE OVER RELAY | Kreuter (KMC) Controls | REE-1005 | 42.51 | 38.16 | Y | 42.51 | 38.16 | 42.51
KMC-REE2005 | 175883 | 1 | 134053 | Relay: E/I Convertor | Kreuter (KMC) Controls | REE-2005 | 88.49 | 20.11 | N | 88.49 | 20.11 | 88.49
KMC-SLE1101 | 175883 | 2 | 134053 | FIRST WATCH REFRIG MONITOR KIT | Kreuter (KMC) Controls | KMC-SLE1101 | 0 | 194.41 | N | 0 | 194.41 | 194.41
KMC-SSE1001 | 175891 | 2 | 134053 | 4" VELOCITY SENSOR 3-WIRE | Kreuter (KMC) Controls | SSE-1001 | 23.1102 | 22.2213 | N | 23.1102 | 22.2213 | 23.1102
KMC-SSE1002 | 175891 | 1 | 134053 | 8" VELOCITY SENSOR 3-WIRE | Kreuter (KMC) Controls | SSE-1002 | 23.9304 | 23.01 | N | 23.9304 | 23.01 | 23.9304
KMC-SSS1002 | 10510 | 15 | 134053 | Sensor, Air Flow | Kreuter (KMC) Controls | SSS-1002 | 11.3 | 10.6158 | Y | 11.3 | 11.04 | 11.3
KMC-SSS1002 | 166553 | 9 | 134053 | Sensor, Air Flow | Kreuter (KMC) Controls | SSS-1002 | 11.3 | 10.4914 | Y | 11.3 | 11.04 | 11.3
KMC-SSS1002 | 166557 | 10 | 134053 | Sensor, Air Flow | Kreuter (KMC) Controls | SSS-1002 | 11.3 | 9.8127 | Y | 11.3 | 11.04 | 11.3
KMC-SSS1002 | 166559 | 4 | 134053 | Sensor, Air Flow | Kreuter (KMC) Controls | SSS-1002 | 11.3 | 8.9083 | N | 11.3 | 11.04 | 11.3
KMC-SSS1002 | 166560 | 10 | 134053 | Sensor, Air Flow | Kreuter (KMC) Controls | SSS-1002 | 11.3 | 10.25 | Y | 11.3 | 11.04 | 11.3
KMC-SSS1002 | 173042 | 5 | 134053 | Sensor, Air Flow | Kreuter (KMC) Controls | SSS-1002 | 11.3 | 10.91 | Y | 11.3 | 11.04 | 11.3
KMC-SSS1002 | 175883 | 7 | 134053 | Sensor, Air Flow | Kreuter (KMC) Controls | SSS-1002 | 11.3 | 10.3594 | N | 11.3 | 11.04 | 11.3
KMC-SSS1002 | 175888 | 7 | 134053 | Sensor, Air Flow | Kreuter (KMC) Controls | SSS-1002 | 11.3 | 9.2421 | N | 11.3 | 11.04 | 11.3
KMC-SSS1002 | 175890 | 6 | 134053 | Sensor, Air Flow | Kreuter (KMC) Controls | SSS-1002 | 11.3 | 11.04 | Y | 11.3 | 11.04 | 11.3
KMC-SSS1003 | 10510 | 15 | 134053 | Sensor, Air Flow | Kreuter (KMC) Controls | SSS-1003 | 12.73 | 12.73 | Y | 12.73 | 12.73 | 12.73
KMC-SSS1003 | 166553 | 5 | 134053 | Sensor, Air Flow | Kreuter (KMC) Controls | SSS-1003 | 12.73 | 12.6355 | Y | 12.73 | 12.73 | 12.73
KMC-SSS1003 | 166557 | 12 | 134053 | Sensor, Air Flow | Kreuter (KMC) Controls | SSS-1003 | 12.73 | 12.1929 | Y | 12.73 | 12.73 | 12.73
KMC-SSS1003 | 166559 | 28 | 134053 | Sensor, Air Flow | Kreuter (KMC) Controls | SSS-1003 | 12.73 | 12.73 | Y | 12.73 | 12.73 | 12.73
KMC-SSS1003 | 166560 | 3 | 134053 | Sensor, Air Flow | Kreuter (KMC) Controls | SSS-1003 | 12.73 | 12.73 | Y | 12.73 | 12.73 | 12.73
KMC-SSS1003 | 173042 | 7 | 134053 | Sensor, Air Flow | Kreuter (KMC) Controls | SSS-1003 | 12.73 | 12.28 | Y | 12.73 | 12.73 | 12.73
KMC-SSS1003 | 175883 | 5 | 134053 | Sensor, Air Flow | Kreuter (KMC) Controls | SSS-1003 | 12.73 | 11.54 | N | 12.73 | 12.73 | 12.73
KMC-SSS1003 | 175888 | 15 | 134053 | Sensor, Air Flow | Kreuter (KMC) Controls | SSS-1003 | 12.73 | 11.5484 | Y | 12.73 | 12.73 | 12.73
KMC-SSS1003 | 175890 | 6 | 134053 | Sensor, Air Flow | Kreuter (KMC) Controls | SSS-1003 | 12.73 | 12.73 | Y | 12.73 | 12.73 | 12.73
KMC-SSS1003 | 175891 | 14 | 134053 | Sensor, Air Flow | Kreuter (KMC) Controls | SSS-1003 | 12.73 | 11.8135 | Y | 12.73 | 12.73 | 12.73
KMC-SSS1004 | 10008 | 9 | 134053 | Sensor, Air Flow | Kreuter (KMC) Controls | SSS-1004 | 15.08 | 13.3105 | N | 15.08 | 15.08 | 15.08
KMC-SSS1004 | 10510 | 9 | 134053 | Sensor, Air Flow | Kreuter (KMC) Controls | SSS-1004 | 15.08 | 15.08 | Y | 15.08 | 15.08 | 15.08
KMC-SSS1004 | 166553 | 9 | 134053 | Sensor, Air Flow | Kreuter (KMC) Controls | SSS-1004 | 15.08 | 14.8877 | Y | 15.08 | 15.08 | 15.08
KMC-SSS1004 | 166557 | 17 | 134053 | Sensor, Air Flow | Kreuter (KMC) Controls | SSS-1004 | 15.08 | 14.55 | Y | 15.08 | 15.08 | 15.08
KMC-SSS1004 | 166559 | 15 | 134053 | Sensor, Air Flow | Kreuter (KMC) Controls | SSS-1004 | 15.08 | 15.0179 | Y | 15.08 | 15.08 | 15.08
KMC-SSS1004 | 166560 | 23 | 134053 | Sensor, Air Flow | Kreuter (KMC) Controls | SSS-1004 | 15.08 | 13.4043 | Y | 15.08 | 15.08 | 15.08
KMC-SSS1004 | 173042 | 6 | 134053 | Sensor, Air Flow | Kreuter (KMC) Controls | SSS-1004 | 15.08 | 14.55 | Y | 15.08 | 15.08 | 15.08
KMC-SSS1004 | 175883 | 18 | 134053 | Sensor, Air Flow | Kreuter (KMC) Controls | SSS-1004 | 15.08 | 13.1159 | N | 15.08 | 15.08 | 15.08
KMC-SSS1004 | 175888 | 18 | 134053 | Sensor, Air Flow | Kreuter (KMC) Controls | SSS-1004 | 15.08 | 10.9489 | Y | 15.08 | 15.08 | 15.08
KMC-SSS1004 | 175890 | 7 | 134053 | Sensor, Air Flow | Kreuter (KMC) Controls | SSS-1004 | 15.08 | 14.8238 | Y | 15.08 | 15.08 | 15.08
KMC-SSS1004 | 175891 | 10 | 134053 | Sensor, Air Flow | Kreuter (KMC) Controls | SSS-1004 | 15.08 | 14.7549 | Y | 15.08 | 15.08 | 15.08
KMC-SSS1005 | 10010 | 1 | 134053 | Sensor, Air Flow | Kreuter (KMC) Controls | SSS-1005 | 17.43 | 12.6641 | N | 17.43 | 17.43 | 17.43
KMC-SSS1005 | 166553 | 3 | 134053 | Sensor, Air Flow | Kreuter (KMC) Controls | SSS-1005 | 17.43 | 16.7414 | Y | 17.43 | 17.43 | 17.43
KMC-SSS1005 | 166557 | 17 | 134053 | Sensor, Air Flow | Kreuter (KMC) Controls | SSS-1005 | 17.43 | 15.453 | Y | 17.43 | 17.43 | 17.43
KMC-SSS1005 | 166559 | 7 | 134053 | Sensor, Air Flow | Kreuter (KMC) Controls | SSS-1005 | 17.43 | 17.3538 | Y | 17.43 | 17.43 | 17.43
KMC-SSS1005 | 166560 | 29 | 134053 | Sensor, Air Flow | Kreuter (KMC) Controls | SSS-1005 | 17.43 | 15.5494 | Y | 17.43 | 17.43 | 17.43
KMC-SSS1005 | 173042 | 2 | 134053 | Sensor, Air Flow | Kreuter (KMC) Controls | SSS-1005 | 17.43 | 16.82 | Y | 17.43 | 17.43 | 17.43
KMC-SSS1005 | 175883 | 5 | 134053 | Sensor, Air Flow | Kreuter (KMC) Controls | SSS-1005 | 17.43 | 15.7752 | N | 17.43 | 17.43 | 17.43
KMC-SSS1005 | 175890 | 7 | 134053 | Sensor, Air Flow | Kreuter (KMC) Controls | SSS-1005 | 17.43 | 17.43 | Y | 17.43 | 17.43 | 17.43
KMC-SSS1013 | 166559 | 6 | 134053 | Diffl Prss snsr, 5-13/32", 3/16" | Kreuter (KMC) Controls | SSS-1013 | 17.27 | 17.27 | N | 17.27 | 17.27 | 17.27
KMC-SSS1014 | 166559 | 11 | 134053 | Diff Pressure Sensor, 7-21/32", 3/16 | Kreuter (KMC) Controls | SSS-1014 | 18.76 | 18.3147 | Y | 18.76 | 18.3147 | 18.76
KMC-STE6010W80 | 175891 | 6 | 134053 | ROOM TEMP SENSOR | Kreuter (KMC) Controls | STE-6010W80 | 23.59 | 15.31 | N | 23.59 | 15.31 | 23.59
KMC-STE601110 | 166553 | 1 | 134053 | 10K Typ2 THERMIST, WALL MT, TERMI ST | Kreuter (KMC) Controls | STE-6011-10 | 15.96 | 11.18 | N | 15.96 | 11.18 | 15.96
KMC-STE6014W80 | 166553 | 4 | 134053 | ROOM TEMP SENSOR | Kreuter (KMC) Controls | STE-6014W80 | 26.97 | 23.1143 | Y | 26.97 | 23.1143 | 26.97
KMC-STE8001W80 | 166553 | 5 | 134053 | VAV Sensor w/Digital Disp; Stpnt; Co | Kreuter (KMC) Controls | STE-8001W80 | 82.3 | 73.6496 | Y | 82.3 | 76.3925 | 82.3
KMC-STE8001W80 | 166559 | 4 | 134053 | VAV Sensor w/Digital Disp; Stpnt; Co | Kreuter (KMC) Controls | STE-8001W80 | 82.3 | 76.3925 | Y | 82.3 | 76.3925 | 82.3
KMC-STE9021 | 166559 | 0 | 134053 | NetSensor: Temperature, Humidity, Almond | Kreuter (KMC) Controls | STE-9021 | 175.85 | 163.58 | N | 175.85 | 163.58 | 175.85
KMC-TECHSWPLANRNL | 175888 | 66 | 134053 | AIC TECH KEY -RENEWAL OF LICEN | Kreuter (KMC) Controls | TECH-SWPLAN-RNL | 137.1604 | 131.885 | N | 137.1604 | 131.885 | 137.1604
KMC-TTE1001 | 175891 | 1 | 134053 | ROOM TEMP X'MITTER | Kreuter (KMC) Controls | TTE-1001 | 69.22 | 38.66 | N | 69.22 | 38.66 | 69.22
KMC-VTD0803 | 166553 | 5 | 134053 | KREUTER BALLJOINT 5/16IN ROD LONG | Kreuter (KMC) Controls | VTD-0803 | 105.67 | 4.0217 | N | 105.67 | 4.7012 | 105.67
KMC-VTD0803 | 166557 | 17 | 134053 | KREUTER BALLJOINT 5/16IN ROD LONG | Kreuter (KMC) Controls | VTD-0803 | 105.67 | 4.7012 | Y | 105.67 | 4.7012 | 105.67
KMC-VTD0803 | 166560 | 8 | 134053 | KREUTER BALLJOINT 5/16IN ROD LONG | Kreuter (KMC) Controls | VTD-0803 | 105.67 | 4.3973 | N | 105.67 | 4.7012 | 105.67
KMC-VTD0803 | 166561 | 12 | 134053 | KREUTER BALLJOINT 5/16IN ROD LONG | Kreuter (KMC) Controls | VTD-0803 | 105.67 | 4.0217 | N | 105.67 | 4.7012 | 105.67
KMC-VTD0902 | 166559 | 1 | 134053 | VTD0902 FOR MCP1030&MCP1040 | Kreuter (KMC) Controls | VTD-0902 | 55.3 | 20.75 | N | 55.3 | 20.75 | 55.3
KMC-VTD0903 | 166559 | 3 | 134053 | VTD0903 FOR SMALL KREUTER ACTU | Kreuter (KMC) Controls | VTD-0903 | 51.85 | 16.739 | N | 51.85 | 16.739 | 51.85
KMC-VTD1007 | 166559 | 12 | 134053 | VTD-1007 Clevis | Kreuter (KMC) Controls | VTD-1007 | 172.82 | 29.1979 | Y | 172.82 | 29.1979 | 172.82
KMC-VTD1007 | 175888 | 10 | 134053 | VTD-1007 Clevis | Kreuter (KMC) Controls | VTD-1007 | 172.82 | 5.918 | N | 172.82 | 29.1979 | 172.82
KMC-VTD1100 | 166559 | 9 | 134053 | 1/4" CLEVIS PIN | Kreuter (KMC) Controls | VTD-1100 | 44.94 | 1.202 | Y | 44.94 | 1.202 | 44.94
KMC-VTD1100 | 175888 | 4 | 134053 | 1/4" CLEVIS PIN | Kreuter (KMC) Controls | VTD-1100 | 44.94 | 1.01 | N | 44.94 | 1.202 | 44.94
KMC-VTD1205 | 166559 | 17 | 134053 | HAIR PIN COTTER | Kreuter (KMC) Controls | VTD-1205 | 41.47 | 0.9493 | Y | 41.47 | 0.9493 | 41.47
KMC-VTD1404 | 175891 | 10 | 134053 | CRANKARM | Kreuter (KMC) Controls | VTD-1404 | 112.33 | 30.8958 | N | 112.33 | 30.8958 | 112.33
KMC-VTD1414 | 175891 | 13 | 134053 | 3/8" 3-HOLE CRANKARM | Kreuter (KMC) Controls | VTD-1414 | 112.33 | 7.7727 | N | 112.33 | 7.7727 | 112.33
KMC-VTD1611 | 166561 | 3 | 134053 | PUSHROD FOR MCP-8031 ACTUATOR | Kreuter (KMC) Controls | VTD-1611 | 181.46 | 16.9184 | N | 181.46 | 16.9184 | 181.46
KMC-VTD1805 | 166559 | 32 | 134053 | VTD-1805 Sm bolt for MCP1020 Brkt | Kreuter (KMC) Controls | VTD-1805 | 38.02 | 0.3422 | N | 38.02 | 0.3422 | 38.02
KMC-VTD1809 | 166559 | 15 | 134053 | Lg bolt, for 3" 4" act brkt (ord 10p | Kreuter (KMC) Controls | VTD-1809 | 38.02 | 0.86255 | N | 38.02 | 0.86255 | 38.02
KMC-VTD9422 | 10510 | 4 | 134053 | 2" PNEUMATIC DIAPHRAM | Kreuter (KMC) Controls | VTD-9422 | 9.76 | 9.5906 | Y | 9.76 | 9.5906 | 9.76
KMC-VTD9422 | 166559 | 3 | 134053 | 2" PNEUMATIC DIAPHRAM | Kreuter (KMC) Controls | VTD-9422 | 9.76 | 8.2451 | Y | 9.76 | 9.5906 | 9.76
KMC-VTD9422 | 166560 | 3 | 134053 | 2" PNEUMATIC DIAPHRAM | Kreuter (KMC) Controls | VTD-9422 | 9.76 | 7.3767 | Y | 9.76 | 9.5906 | 9.76
KMC-VTD9422 | 175891 | 1 | 134053 | 2" PNEUMATIC DIAPHRAM | Kreuter (KMC) Controls | VTD-9422 | 9.76 | 7.098 | Y | 9.76 | 9.5906 | 9.76
KMC-VTD9423 | 10510 | 14 | 134053 | Diaphragm | Kreuter (KMC) Controls | VTD-9423 | 11.76 | 10.5546 | Y | 11.76 | 11.35 | 11.76
KMC-VTD9423 | 166559 | 2 | 134053 | Diaphragm | Kreuter (KMC) Controls | VTD-9423 | 11.76 | 10.9457 | Y | 11.76 | 11.35 | 11.76
KMC-VTD9423 | 166560 | 3 | 134053 | Diaphragm | Kreuter (KMC) Controls | VTD-9423 | 11.76 | 9.13 | Y | 11.76 | 11.35 | 11.76
KMC-VTD9423 | 166561 | 2 | 134053 | Diaphragm | Kreuter (KMC) Controls | VTD-9423 | 11.76 | 6.9412 | N | 11.76 | 11.35 | 11.76
KMC-VTD9423 | 175888 | 2 | 134053 | Diaphragm | Kreuter (KMC) Controls | VTD-9423 | 11.76 | 10.1146 | N | 11.76 | 11.35 | 11.76
KMC-VTD9423 | 175891 | 1 | 134053 | Diaphragm | Kreuter (KMC) Controls | VTD-9423 | 11.76 | 11.35 | Y | 11.76 | 11.35 | 11.76
KMC-VTD9424 | 10510 | 12 | 134053 | Diaphragm | Kreuter (KMC) Controls | VTD-9424 | 21.26 | 19.0757 | Y | 21.26 | 19.0757 | 21.26
KMC-VTD9424 | 166553 | 3 | 134053 | Diaphragm | Kreuter (KMC) Controls | VTD-9424 | 21.26 | 11.33 | N | 21.26 | 19.0757 | 21.26
KMC-VTD9424 | 166559 | 1 | 134053 | Diaphragm | Kreuter (KMC) Controls | VTD-9424 | 21.26 | 11.2214 | N | 21.26 | 19.0757 | 21.26
KMC-VTD9424 | 166560 | 3 | 134053 | Diaphragm | Kreuter (KMC) Controls | VTD-9424 | 21.26 | 13.3 | N | 21.26 | 19.0757 | 21.26
KMC-VTD9424 | 175891 | 5 | 134053 | Diaphragm | Kreuter (KMC) Controls | VTD-9424 | 21.26 | 13.4236 | Y | 21.26 | 19.0757 | 21.26
KMC-VTD9426 | 10510 | 10 | 134053 | PNEUMATIC DIAPHRAGM | Kreuter (KMC) Controls | VTD-9426 | 27.22 | 24.0676 | Y | 27.22 | 24.2 | 27.22
KMC-VTD9426 | 166559 | 2 | 134053 | PNEUMATIC DIAPHRAGM | Kreuter (KMC) Controls | VTD-9426 | 27.22 | 21.4933 | N | 27.22 | 24.2 | 27.22
KMC-VTD9426 | 175891 | 1 | 134053 | PNEUMATIC DIAPHRAGM | Kreuter (KMC) Controls | VTD-9426 | 27.22 | 24.2 | Y | 27.22 | 24.2 | 27.22
KMC-XEC3001 | 10510 | 2 | 134053 | Current to Pressure transducer | Kreuter (KMC) Controls | XEC-3001 | 113.94 | 113.94 | Y | 113.94 | 113.94 | 113.94
KMC-XEC3001 | 166559 | 1 | 134053 | Current to Pressure transducer | Kreuter (KMC) Controls | XEC-3001 | 113.94 | 105.99 | N | 113.94 | 113.94 | 113.94
KMD-5567 | 175883 | 1 | 134179 | SURGE PROTECTOR | NEUCO INC. | KMD-5567 | 0 | 211.8 | N | 0 | 211.8 | 211.8
KMD5624 | 175883 | 1 | 134053 | CABLE | Kreuter (KMC) Controls | KMD-5624 | 10.1608 | 9.77 | N | 10.1608 | 9.77 | 10.1608
KMD5673 | 175883 | 3 | 134053 | 6 FT PC TO WebLite CABLE | Kreuter (KMC) Controls | KMD-5673 | 34.164 | 24.46 | N | 34.164 | 24.46 | 34.164
KMD5693 | 175883 | 4 | 134053 | STE-6010/6014/6015/6016/6017/6018 to co | Kreuter (KMC) Controls | KMD-5693 | 8.32 | 8 | N | 8.32 | 8 | 8.32
KMD5699 | 175883 | 1 | 134179 | Digital: External Modem | NEUCO INC. | kmd5699 | 0 | 679.98 | N | 0 | 679.98 | 679.98
KMD5802 | 175883 | 1 | 134053 | KMC CONTROLLER | Kreuter (KMC) Controls | KMD5802 | 0 | 315.63 | N | 0 | 315.63 | 315.63
KMD7401 | 175883 | 1 | 134179 | "Controller: HPU, KMDigital" | NEUCO INC. | kmd7401 | 0 | 225.42 | N | 0 | 225.42 | 225.42
KMNSUPRENVSC | 175888 | 1 | 134053 | KMC ANNUAL RENEWAL FEE (NIAGARA) | Kreuter (KMC) Controls | KMN-SUP-REN-VSC | 5275.4 | 5072.5 | N | 5275.4 | 5072.5 | 5275.4
KNEB3 | 173042 | 19 | 168859 | MIS SPECIAL | *DO NOT USE* Paid with Divvy Card | KN-EB3 | 0 | 0 | N | 0 | 0 | 0
KNECT6GRY | 173042 | 2 | 168859 | MIS SPECIAL | *DO NOT USE* Paid with Divvy Card | KN-ECT6GRY | 0 | 0 | N | 0 | 0 | 0
KNT10BLU | 173042 | 2 | 168859 | MIS SPECIAL | *DO NOT USE* Paid with Divvy Card | KN-T10BLU | 0.3125 | 0.3125 | N | 0.3125 | 0.3125 | 0.3125
KNT10RED80 | 173042 | 1 | 168859 | KN-T10RED-80 MIS | *DO NOT USE* Paid with Divvy Card | KN-T10RED-80 | 30 | 30 | N | 30 | 30 | 30
KQ2L0735AS | 175891 | 10 | 133507 | SMC 90 DEG ELBOW, 1/4" | MOTION INDUSTRIES, INC. | KQ2L0735AS | 1.56 | 1.56 | N | 1.56 | 1.56 | 1.56
KR-2001BLU | 166557 | 1 | 166667 | 7" Fixed Blade Hunting Knife | Knives Ranch | 2001-BLU | 30 | 30 | N | 30 | 30 | 30
KR-2270 | 166557 | 2 | 166667 | 12" Hatchet | Knives Ranch | KR-2270 | 95 | 95 | N | 95 | 95 | 95
KR-3056SCARLET | 166557 | 1 | 166667 | 7" Paring Knife - Scarlet | Knives Ranch | KR-3056SCARLET | 30 | 30 | N | 30 | 30 | 30
KR-3056SCARLET | 166559 | 1 | 166667 | 7" Paring Knife - Scarlet | Knives Ranch | KR-3056SCARLET | 30 | 30 | N | 30 | 30 | 30
KR-5052IRW | 166557 | 2 | 166667 | 4" (Closed) Single Blade Pocket Knife | Knives Ranch | KR-5052IRW | 47.5 | 47.5 | N | 47.5 | 47.5 | 47.5
KR-7020BLU | 166557 | 2 | 166667 | 4" (Closed) Double Blade Pocket Knife | Knives Ranch | KR-7020BLU | 55 | 55 | N | 55 | 55 | 55
KR1104M | 166559 | 1 | 166667 | Kiritsuke Chef's, 10" Dam. Bld, Micarta | Knives Ranch | KR1104M | 65 | 65 | N | 65 | 65 | 65
KR1108M | 166559 | 1 | 166667 | Chef's, Dam. Blk Burlap Micarta, 11-3/4" | Knives Ranch | KR1108M | 65 | 65 | N | 65 | 65 | 65
KR1130SCARLET | 166557 | 1 | 166667 | KITCHEN KNIFE SET | Knives Ranch | 1130-SCARLET | 100 | 100 | N | 100 | 100 | 100
KR2001B | 166557 | 1 | 166667 | 3" Damascus Bone Handle | Knives Ranch | KR2001B | 30 | 30 | N | 30 | 30 | 30
KR2001IRW | 166553 | 2 | 166667 | 7" Fixed Blade Hunting Knife | Knives Ranch | KR-2001IRW | 0 | 30 | N | 0 | 30 | 30
KR2006-IRW | 166553 | 1 | 166667 | 5 1/2" Dandy Knife,Rosewood | Knives Ranch | KR2006-IRW | 30 | 30 | N | 30 | 30 | 30
KR2006-IRW | 166561 | 1 | 166667 | 5 1/2" Dandy Knife,Rosewood | Knives Ranch | KR2006-IRW | 30 | 30 | N | 30 | 30 | 30
KR2006B | 166559 | 2 | 166667 | 5-1/2" Fixed Blade, bone handle | Knives Ranch | KR2006B | 30 | 30 | N | 30 | 30 | 30
KR2016B | 166561 | 1 | 166667 | 7-5/8" Upsweep Skinning Knife Bone | Knives Ranch | 2016-B | 37.5 | 37.5 | N | 37.5 | 37.5 | 37.5
KR2083M | 166553 | 1 | 166667 | 12" Tanto Knife | Knives Ranch | 2083-M | 50 | 50 | N | 50 | 50 | 50
KR2085BLU | 166561 | 3 | 166667 | Little Finger Knife- Blue | Knives Ranch | 2085-Blu | 30 | 30 | N | 30 | 30 | 30
KR2085KALE | 166559 | 1 | 166667 | 6" Fixed Blade File Knife, Kale | Knives Ranch | 2085-KALE | 30 | 30 | N | 30 | 30 | 30
KR2095 | 166557 | 1 | 166667 | 7" Skinner Knife, Bone Handle | Knives Ranch | KR2095 | 42.5 | 42.5 | N | 42.5 | 42.5 | 42.5
KR2103RH | 166553 | 1 | 166667 | 7" Trail-point Knife | Knives Ranch | KR2103RH | 52.5 | 35 | Y | 52.5 | 35 | 52.5
KR2111RH | 166553 | 2 | 166667 | 7" Bijou Knife with Ram | Knives Ranch | KR2111RH | 52.5 | 52.5 | N | 52.5 | 52.5 | 52.5
KR2142B | 166553 | 1 | 166667 | Dam Steel,7 1/2",Bone Handle,31/2" B | Knives Ranch | KR2142B | 52.5 | 52.5 | N | 52.5 | 52.5 | 52.5
KR2238RH | 166559 | 1 | 166667 | 6" cleaver, Dam. blade, Ram's Horn | Knives Ranch | KR2238RH | 90 | 90 | N | 90 | 90 | 90
KR2280IRW | 166557 | 1 | 166667 | 19-1/4" Texas Bowie Knife | Knives Ranch | KR-2280IRW | 125 | 125 | N | 125 | 125 | 125
KR3054B | 166557 | 1 | 166667 | 4" Neck Knife - Bone Handle | Knives Ranch | KR3054B | 25 | 25 | N | 25 | 25 | 25
KR3054BLU | 166557 | 1 | 166667 | Stubby Neck Knife | Knives Ranch | 3054-BLU | 25 | 25 | N | 25 | 25 | 25
KR3054IRW | 166557 | 1 | 166667 | 2" Damascus Rosewood Neck | Knives Ranch | KR3054IRW | 25 | 25 | N | 25 | 25 | 25
KR3056B | 166559 | 2 | 166667 | 7" Paring Knife | Knives Ranch | KR3056B | 0 | 30 | N | 0 | 30 | 30
KR3056KALE | 166557 | 1 | 166667 | 7" Paring Knife - Kale Green Micarta | Knives Ranch | 3056-KALE | 30 | 30 | N | 30 | 30 | 30
KR3056KALE | 166559 | 2 | 166667 | 7" Paring Knife - Kale Green Micarta | Knives Ranch | 3056-KALE | 30 | 30 | N | 30 | 30 | 30
KR3069IRW | 166559 | 1 | 166667 | 8-3/4" Hunting Knife | Knives Ranch | KR3069IRW | 47.5 | 47.5 | N | 47.5 | 47.5 | 47.5
KR3090SSIRW | 166559 | 1 | 166667 | Camper Bushcraft, 3.75" SS Bld, Rosewood | Knives Ranch | KR3090SSIRW | 40 | 30 | N | 40 | 30 | 40
KR3112B | 166559 | 1 | 166667 | 4-hole Lanyard Knife, Bone | Knives Ranch | KR3112B | 35 | 35 | N | 35 | 35 | 35
KR3112M | 166559 | 1 | 166667 | 3.5: drop point Mircata | Knives Ranch | KR3112M | 35 | 35 | N | 35 | 35 | 35
KR3128IRW | 166559 | 3 | 166667 | 7" Architect Knife | Knives Ranch | KR3128IRW | 30 | 30 | N | 30 | 30 | 30
KR3131IRW | 166559 | 2 | 166667 | 6-1/4" Hole-Headed Knife | Knives Ranch | KR3131IRW | 30 | 30 | N | 30 | 30 | 30
KR3131SCARLET | 166557 | 1 | 166667 | Hole Headed Knife, Red burlap Micarta | Knives Ranch | KR3131SCARLET | 30 | 0 | N | 30 | 0 | 30
KR3145 | 166560 | 1 | 166667 | Ulu Knife, Damascus | Knives Ranch | KR3145 | 50 | 50 | N | 50 | 50 | 50
KR3150M | 166553 | 2 | 166667 | 14-3/4" WOODBEAST - Hvy Duty Camp Knife | Knives Ranch | 3150-M | 60 | 60 | N | 60 | 60 | 60
KR3156-B | 166561 | 3 | 166667 | 7-3/4" Clip Point Hunting Knife Bone | Knives Ranch | KR3156-B | 35 | 35 | N | 35 | 35 | 35
KR3172SG | 166557 | 2 | 166667 | 4 1/4" Rustic Toothpick Deer Antler | Knives Ranch | KR3172SG | 60 | 60 | N | 60 | 60 | 60
KR3180IRW | 166559 | 1 | 134496 | 6-3/4" Spear Knife irw | VERIS INDUSTRIES LLC. | KR3180IRW | 0 | 30 | N | 0 | 30 | 30
KR3181IRW | 166559 | 1 | 166667 | Push dagger, 5" overall, Rosewood | Knives Ranch | KR3181IRW | 50 | 50 | N | 50 | 50 | 50
KR3185B | 166559 | 1 | 166667 | Triggy Cowboy EDC, 3.3" Bld, Bone | Knives Ranch | KR3185B | 30 | 30 | N | 30 | 30 | 30
KR3185IRW | 166559 | 1 | 166667 | Triggy Cowboy EDC, 3.3" Bld, Rosewood | Knives Ranch | KR3185IRW | 30 | 30 | N | 30 | 30 | 30
KR4402IRW | 166553 | 1 | 166667 | 6" Handy Knife, Rosewood | Knives Ranch | KR4402IRW | 30 | 30 | N | 30 | 30 | 30
KR4402IRW | 166559 | 1 | 166667 | 6" Handy Knife, Rosewood | Knives Ranch | KR4402IRW | 30 | 30 | N | 30 | 30 | 30
KR4404B | 166559 | 1 | 166667 | 6" Fixed Blade Knife | Knives Ranch | KR4404B | 30 | 30 | N | 30 | 30 | 30
KR4404IRW | 166553 | 1 | 166667 | 6" Fixed Blade Knife | Knives Ranch | KR4404IRW | 30 | 30 | N | 30 | 30 | 30
KR4404IRW | 166559 | 2 | 166667 | 6" Fixed Blade Knife | Knives Ranch | KR4404IRW | 30 | 30 | N | 30 | 30 | 30
KR4405IRW | 166557 | 2 | 166667 | 6.75" Handy Skinner, Rosewood | Knives Ranch | KR4405IRW | 32.5 | 32.5 | N | 32.5 | 32.5 | 32.5
KR4405IRW | 166561 | 1 | 166667 | 6.75" Handy Skinner, Rosewood | Knives Ranch | KR4405IRW | 32.5 | 32.5 | N | 32.5 | 32.5 | 32.5
KR5003IRW | 166553 | 1 | 166667 | 4"" (closed) Pocket Knife Rams Horn | Knives Ranch | KR5003IRW | 50 | 50 | Y | 50 | 50 | 50
KR5003IRW | 166561 | 2 | 166667 | 4"" (closed) Pocket Knife Rams Horn | Knives Ranch | KR5003IRW | 50 | 50 | N | 50 | 50 | 50
KR5007RH | 166559 | 1 | 166667 | Knife,Damscus,4.5" Pocket,Rams Hor | Knives Ranch | KR5007RH | 52.5 | 52.5 | N | 52.5 | 52.5 | 52.5
KR5052BLU | 166557 | 2 | 166667 | 4" (Closed) Single Blade Pocket Knife | Knives Ranch | KR-5052BLU | 47.5 | 47.5 | N | 47.5 | 47.5 | 47.5
KR5065IRW | 166559 | 1 | 166667 | 4" pocket knife, Rosewood, | Knives Ranch | KR5065IRW | 40 | 40 | N | 40 | 40 | 40
KR5125B | 166553 | 1 | 166667 | Bone Pocket Knife 2.5" Blade | Knives Ranch | KR5125B | 47.5 | 47.5 | N | 47.5 | 47.5 | 47.5
KR5126IRW | 166559 | 1 | 166667 | 2.5" damascus rosewood folder | Knives Ranch | KR5126IRW | 47.5 | 47.5 | N | 47.5 | 47.5 | 47.5
KR5130B | 166553 | 1 | 166667 | 4.5" Clsd, 1-folder, Bone+Micarta, Lock | Knives Ranch | KR5130B | 50 | 50 | N | 50 | 50 | 50
KR5132B | 166553 | 1 | 166667 | 4.5" Clsd, 1-folder, Bone+Micarta Bolstr | Knives Ranch | KR5132B | 50 | 50 | N | 50 | 50 | 50
KR6001D2M | 166553 | 1 | 166667 | Knives Ranch Classic Clipper | Knives Ranch | 6001-D2-M | 30 | 30 | N | 30 | 30 | 30
KR6002 | 166561 | 1 | 166667 | 6-3/8" Serb Folder Knife | Knives Ranch | KR6002 | 40 | 40 | N | 40 | 40 | 40
KS032 | 166559 | 6 | 188731 | Kroil handy 3oz aerosol penetrant | Kano Laboratories, LLC | KS032 | 8.4 | 8.704 | Y | 8.4 | 8.78 | 8.78
KS032 | 166561 | 22 | 188731 | Kroil handy 3oz aerosol penetrant | Kano Laboratories, LLC | KS032 | 8.4 | 8.78 | N | 8.4 | 8.78 | 8.78
KS132C | 166553 | 13 | 188731 | Kroil 13oz aerosol penetrant | Kano Laboratories, LLC | KS132C | 18.3 | 19.0015 | Y | 18.3 | 19.0015 | 19.0015
KS132C | 166557 | 7 | 188731 | Kroil 13oz aerosol penetrant | Kano Laboratories, LLC | KS132C | 18.3 | 18.3 | N | 18.3 | 19.0015 | 19.0015
KS132ST | 166559 | 1 | 188731 | Kroil Aerosol 13oz can with smart straw | Kano Laboratories, LLC | KS132ST | 18.84 | 19.6 | Y | 18.84 | 19.6 | 19.6
KS132ST | 166561 | 30 | 188731 | Kroil Aerosol 13oz can with smart straw | Kano Laboratories, LLC | KS132ST | 18.84 | 19.6 | Y | 18.84 | 19.6 | 19.6
KS30386 | 10510 | 4 | 134565 | Alco valve repair kit 200RA,200RB, 200RD | COPELAND COMFORT CONTROL LP | KS30386 | 54.1 | 54.1 | Y | 54.1 | 54.1 | 54.1
KSISV1227512 | 166561 | 1 | 150642 | Keystone EPI-2 Act. 100-240V Nema4 X 6 | PUFFER-SWEIVEN | KS-ISV-1227512 | 2027.11 | 2027.11 | N | 2027.11 | 2027.11 | 2027.11
KSL723 | 173042 | 1 | 175092 | 1/2" STRAINER 1/32 | THE KRAISSL COMPANY | KSL-723 | 69.9 | 69.9 | N | 69.9 | 69.9 | 69.9
KSLBASKETFOR7215212 | 173042 | 2 | 175092 | 1/32 PERF.BRASS | THE KRAISSL COMPANY | KSL-BASKETFOR7215212 | 57.6 | 57.6 | N | 57.6 | 57.6 | 57.6
KSLBASKETFOR729114 | 173042 | 2 | 175092 | 1/32 PERF.BRASS | THE KRAISSL COMPANY | KSL-BASKETFOR729114 | 36 | 36 | N | 36 | 36 | 36
KSO32 | 166561 | 9 | 188731 | Kroil Aerosol 3oz can | Kano Laboratories, LLC | KSO32 | 8.4 | 8.4 | N | 8.4 | 8.4 | 8.4
KT400 | 10008 | 1 | 175872 | KT-400 four door controller, IP ready | Kantech | KT-400 | 1550.4 | 1550.4 | N | 1550.4 | 1550.4 | 1550.4
KT400PCB | 10008 | 0 | 134012 | KT-400 four door controller PCB only, IP | JOHNSON CONTROLS NORTH AMERICAN PRODUCTS (JCI) | KT-400-PCB | 936 | 0 | N | 936 | 0 | 936
KT46JW | 10510 | 49 | 187620 | Parker power element 60R12, R134A 180377 | PARKER HANNIFIN | KT-46-JW | 42.95 | 42.6206 | Y | 42.95 | 42.6206 | 42.95
KT46JW | 175891 | 1 | 187620 | Parker power element 60R12, R134A 180377 | PARKER HANNIFIN | KT-46-JW | 42.95 | 22.867 | Y | 42.95 | 42.6206 | 42.95
KT46JX60 | 10510 | 51 | 187620 | Parker power element 60R12, R134A 180384 | PARKER HANNIFIN | KT-46-JX60 | 42.95 | 42.526 | Y | 42.95 | 42.526 | 42.95
KT46JX60 | 175891 | 1 | 187620 | Parker power element 60R12, R134A 180384 | PARKER HANNIFIN | KT-46-JX60 | 42.95 | 26.81 | Y | 42.95 | 42.526 | 42.95
KT46SW | 10510 | 3 | 187620 | Parker power element 60R502,R404A,R507 1 | PARKER HANNIFIN | KT-46-SW | 36.608 | 33.6853 | Y | 36.608 | 33.6853 | 36.608
KT46SW | 175891 | 1 | 187620 | Parker power element 60R502,R404A,R507 1 | PARKER HANNIFIN | KT-46-SW | 36.608 | 26.81 | Y | 36.608 | 33.6853 | 36.608
KT46SX35 | 10510 | 4 | 187620 | Parker power element 60R502,R404A,R507 1 | PARKER HANNIFIN | KT-46-SX35 | 26.263 | 26.1253 | Y | 26.263 | 26.1253 | 26.263
KT46SX35 | 175891 | 1 | 187620 | Parker power element 60R502,R404A,R507 1 | PARKER HANNIFIN | KT-46-SX35 | 26.263 | 21.76 | Y | 26.263 | 26.1253 | 26.263
KT46SZ | 10510 | 5 | 187620 | Parker power element 60R502,R404A,R507 1 | PARKER HANNIFIN | KT-46-SZ | 25.715 | 23.6566 | Y | 25.715 | 23.6566 | 25.715
KT46SZ | 175891 | 2 | 187620 | Parker power element 60R502,R404A,R507 1 | PARKER HANNIFIN | KT-46-SZ | 25.715 | 19.02 | Y | 25.715 | 23.6566 | 25.715
KT46VW | 10510 | 7 | 187620 | Parker power element 60R22, R407C 180401 | PARKER HANNIFIN | KT-46-VW | 34.357 | 34.357 | Y | 34.357 | 34.357 | 34.357
KT46VW | 175891 | 1 | 187620 | Parker power element 60R22, R407C 180401 | PARKER HANNIFIN | KT-46-VW | 34.357 | 26.81 | Y | 34.357 | 34.357 | 34.357
KT46VX100 | 10510 | 4 | 187620 | Parker power element 60R22, R407C 180402 | PARKER HANNIFIN | KT-46-VX100 | 33.011 | 31.4608 | Y | 33.011 | 31.4608 | 33.011
KT46VX100 | 175891 | 1 | 187620 | Parker power element 60R22, R407C 180402 | PARKER HANNIFIN | KT-46-VX100 | 33.011 | 26.81 | Y | 33.011 | 31.4608 | 33.011
KT46VX35 | 175891 | 2 | 187620 | Parker power element 60R22, R407C 180418 | PARKER HANNIFIN | KT-46-VX35 | 19.02 | 19.02 | Y | 19.02 | 19.02 | 19.02
KT46ZX200 | 10510 | 4 | 187620 | Parker power element 60R410A 181222P | PARKER HANNIFIN | KT-46-ZX200 | 75.929 | 86.0345 | Y | 75.929 | 86.0345 | 86.0345
KT46ZX200 | 175891 | 1 | 187620 | Parker power element 60R410A 181222P | PARKER HANNIFIN | KT-46-ZX200 | 75.929 | 58.15 | Y | 75.929 | 86.0345 | 86.0345
KT6031 | 173042 | 4 | 134065 | AUX. CONTACTS | SIEMENS INDUSTRY, INC. | KT6031 | 25.92 | 25.92 | N | 25.92 | 25.92 | 25.92
KTC725S10A | 10008 | 1 | 134385 | Motor Circuit Controller 115V | SPRECHER AND SCHUH, INC. | KTC7-25S-10A | 171.99 | 171.99 | N | 171.99 | 171.99 | 171.99
KTMODREL8 | 10008 | 0 | 134012 | KT-400 expansion module 8-relay with SPI | JOHNSON CONTROLS NORTH AMERICAN PRODUCTS (JCI) | KT-MOD-REL8 | 141 | 244.4 | N | 141 | 244.4 | 244.4
KTMP400 | 10008 | 0 | 134012 | KT-400 mounting plate | JOHNSON CONTROLS NORTH AMERICAN PRODUCTS (JCI) | KT-MP400 | 20.1 | 0 | N | 20.1 | 0 | 20.1
KTMULSC | 10008 | 20 | 175872 | SMART CARD MULLION READER 13.56MHz | Kantech | KT-MUL-SC | 123.5 | 123.5 | N | 123.5 | 123.5 | 123.5
KTPTC1640UG | 10008 | 1 | 175872 | KT-1 transformer, plug-in, 110 VAC/ 16 V | Kantech | KT-PTC1640UG | 26.5 | 26.5 | N | 26.5 | 26.5 | 26.5
KTSGSC | 10008 | 18 | 175872 | SMART CARD READER 13.56MHz | Kantech | KT-SG-SC | 123.5 | 123.5 | N | 123.5 | 123.5 | 123.5
KXP1 | 173042 | 2 | 134065 | START/STOP P.B. | SIEMENS INDUSTRY, INC. | KXP1 | 44.29 | 44.29 | N | 44.29 | 44.29 | 44.29
L1025CB | 166553 | 5 | 148259 | TAPE,CONTROL SER,BLACK BLADE,25X1-3/16" | Apex Tool Group, LLC | L1025CB | 12.92 | 12.92 | N | 12.92 | 12.92 | 12.92
L1025CB | 166557 | 3 | 148259 | TAPE,CONTROL SER,BLACK BLADE,25X1-3/16" | Apex Tool Group, LLC | L1025CB | 12.92 | 12.23 | N | 12.92 | 12.92 | 12.92
L1108B | 166561 | 8 | 148259 | TAPE,KEYCHAIN,BLACK BLADE,1/2"X8 | Apex Tool Group, LLC | L1108B | 2.5331 | 2.5331 | N | 2.5331 | 2.5331 | 2.5331
L1125B | 166553 | 2 | 148259 | NITE EYE TAPE,25X1-3/16",BLACK BLADE | Apex Tool Group, LLC | L1125B | 22.44 | 21.57 | N | 22.44 | 22.44 | 22.44
L1125B | 166557 | 1 | 148259 | NITE EYE TAPE,25X1-3/16",BLACK BLADE | Apex Tool Group, LLC | L1125B | 22.44 | 22.44 | N | 22.44 | 22.44 | 22.44
L120 | 166553 | 10 | 134395 | 120f Limit Switch SPST NC | SUPCO SEALED UNIT PARTS CO., INC. / NSI | L120 | 2.25 | 2.4488 | Y | 2.25 | 2.4488 | 2.4488
L120L | 10510 | 5 | 187590 | Idec 120VAC lampuse with APW-199 | HALLOCK COMPANY INC. | L-120L | 6.78 | 6.78 | Y | 6.78 | 6.78 | 6.78
L130 | 166553 | 15 | 134395 | Thermodisc SPST 10 diff 130 open | SUPCO SEALED UNIT PARTS CO., INC. / NSI | L130 | 1.6299 | 2.355 | Y | 1.6299 | 2.355 | 2.355
L140 | 166553 | 12 | 134395 | Thermodisc SPST 10 diff 140 open | SUPCO SEALED UNIT PARTS CO., INC. / NSI | L140 | 2.5 | 2.2425 | Y | 2.5 | 2.2425 | 2.5
L140 | 166559 | 4 | 134395 | Thermodisc SPST 10 diff 140 open | SUPCO SEALED UNIT PARTS CO., INC. / NSI | L140 | 2.5 | 0.83333 | N | 2.5 | 2.2425 | 2.5
L150 | 166553 | 5 | 134012 | Thermodisc SPST 20 diff 150 open | JOHNSON CONTROLS NORTH AMERICAN PRODUCTS (JCI) | L150 | 1.7825 | 1.7825 | N | 1.7825 | 1.7825 | 1.7825
L160 | 166553 | 23 | 134012 | Thermodisc SPST 20 diff 160 open | JOHNSON CONTROLS NORTH AMERICAN PRODUCTS (JCI) | L160 | 1.9471 | 1.9471 | Y | 1.9471 | 2.5 | 2.5
L160 | 166559 | 2 | 134012 | Thermodisc SPST 20 diff 160 open | JOHNSON CONTROLS NORTH AMERICAN PRODUCTS (JCI) | L160 | 1.9471 | 2.5 | N | 1.9471 | 2.5 | 2.5
L170 | 166553 | 9 | 134012 | Thermodisc SPST 20 diff 170 open | JOHNSON CONTROLS NORTH AMERICAN PRODUCTS (JCI) | L170 | 1.74 | 1.74 | Y | 1.74 | 1.74 | 1.74
L21AH10-3EARL11 | 175883 | 1 | 193714 | Red Momentary Flush Illuminated PB 24 Vo | BACO Controls | L21AH10-3EARL11 | 0 | 31.14 | N | 0 | 31.14 | 31.14
L21MA03-3E20 | 175883 | 1 | 193714 | 3-Position Maintained Selector SW / HOA | BACO Controls | L21MA03-3E20 | 0 | 17.715 | N | 0 | 17.715 | 17.715
L3834PE50B | 10510 | 3 | 187557 | Aspen 50' line set3/8 x 3/4 x 3/8 | ASPEN MANUFACTURING, INC | L3834PE-50B | 106 | 106 | N | 106 | 106 | 106
L593BA | 10510 | 3 | 134395 | Watsco limit 3insertion | SUPCO SEALED UNIT PARTS CO., INC. / NSI | L59-3B-A | 26.688 | 26.542 | N | 26.688 | 26.542 | 26.688
L593BA | 175891 | 1 | 134395 | Watsco limit 3insertion | SUPCO SEALED UNIT PARTS CO., INC. / NSI | L59-3B-A | 26.688 | 26.5 | N | 26.688 | 26.542 | 26.688
L597BA | 10510 | 1 | 134395 | Watsco limit 7insertion | SUPCO SEALED UNIT PARTS CO., INC. / NSI | L59-7B-A | 26.95 | 26.95 | N | 26.95 | 26.95 | 26.95
L597BA | 175891 | 1 | 134395 | Watsco limit 7insertion | SUPCO SEALED UNIT PARTS CO., INC. / NSI | L59-7B-A | 26.95 | 26 | Y | 26.95 | 26.95 | 26.95
L61LL1C | 173042 | 3 | 133596 | BASO PILOT SWITCH | BASO GAS PRODUCTS LLC | L61LL-1C | 237.04 | 225.5567 | N | 237.04 | 237.036 | 237.04
L61LL1C | 175891 | 2 | 133596 | BASO PILOT SWITCH | BASO GAS PRODUCTS LLC | L61LL-1C | 237.04 | 237.036 | Y | 237.04 | 237.036 | 237.04
L62AA5C | 10510 | 6 | 133596 | BASO PILOT SWITCH M/R | BASO GAS PRODUCTS LLC | L62AA-5C | 105.1267 | 82.1559 | Y | 105.1267 | 82.1559 | 105.1267
L62AA5C | 175891 | 3 | 133596 | BASO PILOT SWITCH M/R | BASO GAS PRODUCTS LLC | L62AA-5C | 105.1267 | 80.6733 | Y | 105.1267 | 82.1559 | 105.1267
L62GB3C | 10510 | 5 | 134393 | L62GB-3C SAFETY PILOT SWITCH; | STROMQUIST & COMPANY, INC. | L62GB-3C | 109.4517 | 95.2609 | Y | 109.4517 | 109.4517 | 109.4517
L62GB3C | 173042 | 4 | 134393 | L62GB-3C SAFETY PILOT SWITCH; | STROMQUIST & COMPANY, INC. | L62GB-3C | 109.4517 | 109.4517 | Y | 109.4517 | 109.4517 | 109.4517
L8214G276 | 173042 | 1 | 133472 | L8214G276 ASC | ASCO L.P. | L8214G276 | 0 | 0 | N | 0 | 0 | 0
LA | 175891 | 2 | 176744 | MCD 100mm DIAL 15psi 1/4 GAGE | MCDANIEL CONTROLS INC | LA | 64.7 | 64.7 | Y | 64.7 | 64.7 | 64.7
LABOR | 175888 | 5 | 133342 | Labor | Building Controls & Solutions | LABOR | 0 | 0 | N | 0 | 0 | 0
LAC418012 | 10510 | 1 | 187620 | Parker head pressure regulatorR22/R404A | PARKER HANNIFIN | LAC-4-180-1/2 | 66.19 | 143.22 | Y | 66.19 | 143.22 | 143.22
LAC418012 | 175891 | 1 | 187620 | Parker head pressure regulatorR22/R404A | PARKER HANNIFIN | LAC-4-180-1/2 | 66.19 | 66.19 | Y | 66.19 | 143.22 | 143.22
LAC418038 | 10510 | 1 | 187620 | Parker head pressure regulatorR22/R404A | PARKER HANNIFIN | LAC-4-180-3/8 | 0 | 143.22 | Y | 0 | 143.22 | 143.22
LAC418038IN | 10510 | 1 | 187620 | Parker head pressure regulator | PARKER HANNIFIN | LAC418038IN | 119.83 | 67.769 | N | 119.83 | 119.83 | 119.83
LAC418038IN | 175891 | 1 | 187620 | Parker head pressure regulator | PARKER HANNIFIN | LAC418038IN | 119.83 | 119.83 | N | 119.83 | 119.83 | 119.83
LAC518058 | 10510 | 2 | 187620 | Parker head pressure regulatorR22/R404A | PARKER HANNIFIN | LAC-5-180-5/8 | 0 | 301.36 | Y | 0 | 301.36 | 301.36
LAC518058IN | 10510 | 1 | 187620 | Parker head pressure regulator | PARKER HANNIFIN | LAC518058IN | 230.27 | 230.27 | N | 230.27 | 230.27 | 230.27
LAC518058IN | 175891 | 1 | 187620 | Parker head pressure regulator | PARKER HANNIFIN | LAC518058IN | 230.27 | 198.56 | N | 230.27 | 230.27 | 230.27
LC | 175891 | 2 | 176744 | MCD 100mm DIAL 60psi 1/4 GAGE | MCDANIEL CONTROLS INC | LC | 64.7 | 64.7 | Y | 64.7 | 64.7 | 64.7
LCDCT043A100 | 175883 | 2 | 133921 | REVEAL TOUCH SCREEN | HONEYWELL INTERNATIONAL ECC US (HOFS) | LCDCT043A100 | 298.51 | 298.51 | N | 298.51 | 298.51 | 298.51
LE13100 | 175888 | 6 | 168938 | 277/24VAC XFMR 1-HUB | Lectro Components, Inc. | LE13100 | 7.3995 | 7.3994 | N | 7.3995 | 7.3994 | 7.3995
LE17550 | 175888 | 1 | 168938 | 100VA XFORMER 1-HUB | Lectro Components, Inc. | LE17550 | 39.84 | 39.8401 | N | 39.84 | 39.8401 | 39.8401
LENSG | 175891 | 6 | 134179 | Wall mount lens attachment, Green | NEUCO INC. | LENSG | 14.7 | 14.7 | N | 14.7 | 14.7 | 14.7
LF174A1100 | 175891 | 2 | 133540 | WATTS LEAD FREE REGULATOR | WATTS REGULATOR CO | LF174A1100 | 282.015 | 282.015 | N | 282.015 | 282.015 | 282.015
LF174A112100 | 175891 | 2 | 133540 | WATTS LEAD FREE REGULATOR | WATTS REGULATOR CO | LF174A112100 | 608.04 | 608.04 | N | 608.04 | 608.04 | 608.04
LF174A112125 | 175891 | 3 | 133540 | WATTS LEAD FREE REGULATOR | WATTS REGULATOR CO | LF174A112125 | 638.3704 | 638.3704 | N | 638.3704 | 638.3704 | 638.3704
LF174A1125 | 175891 | 2 | 133540 | WATTS LEAD FREE REGULATOR | WATTS REGULATOR CO | LF174A1125 | 222.255 | 222.255 | N | 222.255 | 222.255 | 222.255
LF174A114100 | 175891 | 2 | 133540 | WATTS LEAD FREE REGULATOR | WATTS REGULATOR CO | LF174A114100 | 439.29 | 439.29 | N | 439.29 | 439.29 | 439.29
LF174A114125 | 175891 | 2 | 133540 | WATTS LEAD FREE REGULATOR | WATTS REGULATOR CO | LF174A114125 | 352 | 352 | N | 352 | 352 | 352
LF174A11450 | 175891 | 2 | 133540 | WATTS LEAD FREE REGULATOR | WATTS REGULATOR CO | LF174A11450 | 352 | 352 | N | 352 | 352 | 352
LF174A175 | 175891 | 2 | 133540 | WATTS LEAD FREE REGULATOR | WATTS REGULATOR CO | LF174A175 | 282.015 | 282.015 | N | 282.015 | 282.015 | 282.015
LF174A275 | 175891 | 2 | 133540 | WATTS LEAD FREE REGULATOR | WATTS REGULATOR CO | LF174A275 | 954.445 | 954.445 | N | 954.445 | 954.445 | 954.445
LF174A2IN125PSI | 175891 | 2 | 133540 | WATTS RELIEF VLV LEAD FREE | WATTS REGULATOR CO | LF174A2IN125PSI | 891.27 | 891.27 | N | 891.27 | 891.27 | 891.27
LF174A34100 | 175891 | 2 | 133540 | WATTS LEAD FREE REGULATOR | WATTS REGULATOR CO | LF174A34100 | 104.15 | 104.15 | N | 104.15 | 104.15 | 104.15
LF174A34125 | 175891 | 2 | 133540 | WATTS LEAD FREE REGULATOR | WATTS REGULATOR CO | LF174A34125 | 104.15 | 104.15 | N | 104.15 | 104.15 | 104.15
LF251-100-4B | 166557 | 9 | 134583 | WEISS- GAUGE, 0-100 PSI 2 1/2" DIAMETER | MILJOCO-WEISS LLC | LF251-100-4B | 13.95 | 9.4167 | Y | 13.95 | 11.133 | 13.95
LF251-100-4B | 166561 | 4 | 134583 | WEISS- GAUGE, 0-100 PSI 2 1/2" DIAMETER | MILJOCO-WEISS LLC | LF251-100-4B | 13.95 | 11.133 | N | 13.95 | 11.133 | 13.95
LF251-160-4L | 166553 | 8 | 134583 | LIQUID FILLED 0-160 PSI&KPA | MILJOCO-WEISS LLC | LF251-160-4L | 12.72 | 12.72 | Y | 12.72 | 14.1457 | 14.1457
LF251-160-4L | 166559 | 1 | 134583 | LIQUID FILLED 0-160 PSI&KPA | MILJOCO-WEISS LLC | LF251-160-4L | 12.72 | 14.1457 | Y | 12.72 | 14.1457 | 14.1457
LF251-160-4L | 166561 | 4 | 134583 | LIQUID FILLED 0-160 PSI&KPA | MILJOCO-WEISS LLC | LF251-160-4L | 12.72 | 12.7099 | Y | 12.72 | 14.1457 | 14.1457
LF251-200-4L | 166553 | 20 | 134583 | Weiss 0-200# 2.5" liq fill 1/4" low mt | MILJOCO-WEISS LLC | LF251-200-4L | 12.72 | 12.4915 | Y | 12.72 | 12.4915 | 12.72
LF251-200-4L | 166561 | 7 | 134583 | Weiss 0-200# 2.5" liq fill 1/4" low mt | MILJOCO-WEISS LLC | LF251-200-4L | 12.72 | 12.3174 | Y | 12.72 | 12.4915 | 12.72
LF251-200-4L | 173042 | 4 | 134583 | Weiss 0-200# 2.5" liq fill 1/4" low mt | MILJOCO-WEISS LLC | LF251-200-4L | 12.72 | 10.7277 | Y | 12.72 | 12.4915 | 12.72
LF2510304B | 166557 | 10 | 134012 | Liquid Gauge 0-30 PSI. 1/4" Back NPT | JOHNSON CONTROLS NORTH AMERICAN PRODUCTS (JCI) | LF2510304B | 9.75 | 9.35 | Y | 9.75 | 13.01 | 13.01
LF2510304B | 166559 | 1 | 134012 | Liquid Gauge 0-30 PSI. 1/4" Back NPT | JOHNSON CONTROLS NORTH AMERICAN PRODUCTS (JCI) | LF2510304B | 9.75 | 9.75 | N | 9.75 | 13.01 | 13.01
LF2510304B | 166561 | 4 | 134012 | Liquid Gauge 0-30 PSI. 1/4" Back NPT | JOHNSON CONTROLS NORTH AMERICAN PRODUCTS (JCI) | LF2510304B | 9.75 | 13.01 | N | 9.75 | 13.01 | 13.01
LF2510304L | 166553 | 5 | 134583 | 0-30psi 2.5" Face, Liquid Filled | MILJOCO-WEISS LLC | LF251-030-4L | 11.32 | 8.3858 | N | 11.32 | 12.5681 | 12.5681
LF2510304L | 166557 | 5 | 134583 | 0-30psi 2.5" Face, Liquid Filled | MILJOCO-WEISS LLC | LF251-030-4L | 11.32 | 9.8845 | Y | 11.32 | 12.5681 | 12.5681
LF2510304L | 166559 | 2 | 134583 | 0-30psi 2.5" Face, Liquid Filled | MILJOCO-WEISS LLC | LF251-030-4L | 11.32 | 8.3858 | N | 11.32 | 12.5681 | 12.5681
LF2510304L | 166561 | 9 | 134583 | 0-30psi 2.5" Face, Liquid Filled | MILJOCO-WEISS LLC | LF251-030-4L | 11.32 | 12.5681 | Y | 11.32 | 12.5681 | 12.5681
LF2510604B | 166557 | 5 | 134583 | 2 1/2" 0-60psi Liquid Filled Back Mo | MILJOCO-WEISS LLC | LF251-060-4B | 9.58 | 9.5833 | N | 9.58 | 9.5833 | 9.5833
LF2510604L | 10510 | 7 | 134583 | 2 1/2"FACE, 0-60 PSI | MILJOCO-WEISS LLC | LF251-060-4L | 13.95 | 12.7496 | Y | 13.95 | 12.7496 | 13.95
LF2510604L | 166553 | 15 | 134583 | 2 1/2"FACE, 0-60 PSI | MILJOCO-WEISS LLC | LF251-060-4L | 13.95 | 12.4059 | Y | 13.95 | 12.7496 | 13.95
LF2510604L | 166557 | 5 | 134583 | 2 1/2"FACE, 0-60 PSI | MILJOCO-WEISS LLC | LF251-060-4L | 13.95 | 12.72 | Y | 13.95 | 12.7496 | 13.95
LF2510604L | 166559 | 2 | 134583 | 2 1/2"FACE, 0-60 PSI | MILJOCO-WEISS LLC | LF251-060-4L | 13.95 | 12.7245 | Y | 13.95 | 12.7496 | 13.95
LF2510604L | 166561 | 10 | 134583 | 2 1/2"FACE, 0-60 PSI | MILJOCO-WEISS LLC | LF251-060-4L | 13.95 | 12.7239 | Y | 13.95 | 12.7496 | 13.95
LF2511004L | 10510 | 7 | 134583 | WEISS- GAUGE, 0-100 PSI 2 1/2" DIAMETER | MILJOCO-WEISS LLC | LF251-100-4L | 12.725 | 12.555 | Y | 12.725 | 14.5542 | 14.5542
LF2511004L | 166553 | 6 | 134583 | WEISS- GAUGE, 0-100 PSI 2 1/2" DIAMETER | MILJOCO-WEISS LLC | LF251-100-4L | 12.725 | 13.0617 | Y | 12.725 | 14.5542 | 14.5542
LF2511004L | 166557 | 8 | 134583 | WEISS- GAUGE, 0-100 PSI 2 1/2" DIAMETER | MILJOCO-WEISS LLC | LF251-100-4L | 12.725 | 14.5542 | Y | 12.725 | 14.5542 | 14.5542
LF2511004L | 166559 | 1 | 134583 | WEISS- GAUGE, 0-100 PSI 2 1/2" DIAMETER | MILJOCO-WEISS LLC | LF251-100-4L | 12.725 | 12.73 | N | 12.725 | 14.5542 | 14.5542
LF2511004L | 166561 | 6 | 134583 | WEISS- GAUGE, 0-100 PSI 2 1/2" DIAMETER | MILJOCO-WEISS LLC | LF251-100-4L | 12.725 | 12.73 | Y | 12.725 | 14.5542 | 14.5542
LF2511004L | 173042 | 7 | 134583 | WEISS- GAUGE, 0-100 PSI 2 1/2" DIAMETER | MILJOCO-WEISS LLC | LF251-100-4L | 12.725 | 12.63 | Y | 12.725 | 14.5542 | 14.5542
LF2513004L | 166553 | 8 | 134583 | Weiss 2-1/2" Round; Range: 0 to 300 PSI | MILJOCO-WEISS LLC | LF251-300-4L | 10.7429 | 9.2197 | Y | 10.7429 | 12.6353 | 12.6353
LF2513004L | 166557 | 4 | 134583 | Weiss 2-1/2" Round; Range: 0 to 300 PSI | MILJOCO-WEISS LLC | LF251-300-4L | 10.7429 | 10.6933 | Y | 10.7429 | 12.6353 | 12.6353
LF2513004L | 166561 | 5 | 134583 | Weiss 2-1/2" Round; Range: 0 to 300 PSI | MILJOCO-WEISS LLC | LF251-300-4L | 10.7429 | 8.419 | N | 10.7429 | 12.6353 | 12.6353
LF2513004L | 173042 | 6 | 134583 | Weiss 2-1/2" Round; Range: 0 to 300 PSI | MILJOCO-WEISS LLC | LF251-300-4L | 10.7429 | 12.6353 | Y | 10.7429 | 12.6353 | 12.6353
LF2514004L | 166559 | 1 | 134583 | Weiss Guage liquid filled 0-400 psi 1/4 | MILJOCO-WEISS LLC | LF251-400-4L | 10.6529 | 10.65 | N | 10.6529 | 10.6529 | 10.6529
LF2514004L | 173042 | 5 | 134583 | Weiss Guage liquid filled 0-400 psi 1/4 | MILJOCO-WEISS LLC | LF251-400-4L | 10.6529 | 10.6529 | N | 10.6529 | 10.6529 | 10.6529
LF251V304LBR | 166557 | 4 | 134012 | 2.5" Liquid Filled -30-0-30 | JOHNSON CONTROLS NORTH AMERICAN PRODUCTS (JCI) | LF251V304LBR | 8.5 | 8.5 | N | 8.5 | 8.5 | 8.5
LF4410604L | 10510 | 4 | 134583 | 4" DIA FACE, 1/4" NPT LM, 0-60 PSI, LF, | MILJOCO-WEISS LLC | LF441-060-4L | 30.83 | 30.83 | Y | 30.83 | 30.83 | 30.83
LF4410604L | 166553 | 15 | 134583 | 4" DIA FACE, 1/4" NPT LM, 0-60 PSI, LF, | MILJOCO-WEISS LLC | LF441-060-4L | 30.83 | 26.8691 | Y | 30.83 | 30.83 | 30.83
LF4410604L | 166559 | 1 | 134583 | 4" DIA FACE, 1/4" NPT LM, 0-60 PSI, LF, | MILJOCO-WEISS LLC | LF441-060-4L | 30.83 | 29.25 | N | 30.83 | 30.83 | 30.83
LF4411004L | 166553 | 10 | 134583 | WEISS- GAUGE, 0-100 PSI 4" DIAMETER | MILJOCO-WEISS LLC | LF441-100-4L | 30.83 | 31.3459 | Y | 30.83 | 31.3459 | 31.3459
LF4411004L | 166561 | 5 | 134583 | WEISS- GAUGE, 0-100 PSI 4" DIAMETER | MILJOCO-WEISS LLC | LF441-100-4L | 30.83 | 30.6639 | Y | 30.83 | 31.3459 | 31.3459
LF4411604L | 166553 | 10 | 134583 | Liquid Fill, 4" Pressure Gauge, 0-16 | MILJOCO-WEISS LLC | LF441-160-4L | 30.4595 | 30.8158 | Y | 30.4595 | 30.83 | 30.83
LF4411604L | 166559 | 1 | 134583 | Liquid Fill, 4" Pressure Gauge, 0-16 | MILJOCO-WEISS LLC | LF441-160-4L | 30.4595 | 30.83 | N | 30.4595 | 30.83 | 30.83
LF4412004L | 166553 | 13 | 134583 | 4" Liquid Filled Gauge, 0-200 psi | MILJOCO-WEISS LLC | LF441-200-4L | 30.83 | 26.8975 | Y | 30.83 | 30.83 | 30.83
LF4412004L | 166557 | 2 | 134583 | 4" Liquid Filled Gauge, 0-200 psi | MILJOCO-WEISS LLC | LF441-200-4L | 30.83 | 21.5 | N | 30.83 | 30.83 | 30.83
LF4412004L | 166561 | 1 | 134583 | 4" Liquid Filled Gauge, 0-200 psi | MILJOCO-WEISS LLC | LF441-200-4L | 30.83 | 30.83 | Y | 30.83 | 30.83 | 30.83
LF4413004L | 166553 | 6 | 134012 | 4" Liquid Filled Gauge, 0-300 psi | JOHNSON CONTROLS NORTH AMERICAN PRODUCTS (JCI) | LF4413004L | 21.5 | 21.5 | N | 21.5 | 30.83 | 30.83
LF4413004L | 166557 | 2 | 134012 | 4" Liquid Filled Gauge, 0-300 psi | JOHNSON CONTROLS NORTH AMERICAN PRODUCTS (JCI) | LF4413004L | 21.5 | 21.5 | N | 21.5 | 30.83 | 30.83
LF4413004L | 166559 | 1 | 134012 | 4" Liquid Filled Gauge, 0-300 psi | JOHNSON CONTROLS NORTH AMERICAN PRODUCTS (JCI) | LF4413004L | 21.5 | 30.83 | N | 21.5 | 30.83 | 30.83
LF4416004L | 10510 | 2 | 134583 | Weiss 4 0-600 PSI gauge1/4 lower connect | MILJOCO-WEISS LLC | LF441-600-4L | 23.65 | 22.575 | N | 23.65 | 22.575 | 23.65
LGP2E38N | 173042 | 6 | 175074 | 502203 SUBMERSIBLEPUMP | EMERSON SWAN INC | LGP-2E38N | 34.4 | 34.4 | N | 34.4 | 34.4 | 34.4
LGP5MSP18 | 173042 | 1 | 175074 | 505176-PUMP | EMERSON SWAN INC | LGP-5MSP18 | 72.98 | 72.98 | N | 72.98 | 72.98 | 72.98
LGPCV4 | 173042 | 4 | 175074 | 599062 CHECK VALVE | EMERSON SWAN INC | LGP-CV4 | 10.2 | 10.2 | N | 10.2 | 10.2 | 10.2
LGPTKT | 173042 | 3 | 175074 | 550100 TANK ASSEMBLY | EMERSON SWAN INC | LGP-TKT | 7.04 | 7.04 | N | 7.04 | 7.04 | 7.04
LGPVCC20ULS | 173042 | 4 | 175074 | 554200 115V. COND. PUMP | EMERSON SWAN INC | LGP-VCC20ULS | 54.72 | 54.72 | N | 54.72 | 54.72 | 54.72
LGPVCL24ULS | 173042 | 6 | 175074 | 553201 | EMERSON SWAN INC | VCL-24ULS | 93.86 | 93.86 | N | 93.86 | 93.86 | 93.86
LGPVCL45ULS | 173042 | 3 | 175074 | 553240 | EMERSON SWAN INC | LGP-VCL45ULS | 221.53 | 221.53 | N | 221.53 | 221.53 | 221.53
LGR010 | 175888 | 5 | 176391 | FUS 300V F/A INLINE FUSE 10A | EQUIPTEX INDUSTRIAL PRODUCTS CORP-PF | L.F. LGR010 | 4.94 | 4.94 | N | 4.94 | 4.94 | 4.94
LH14MF | 166553 | 46 | 134583 | BALL VALVE BRASS YELLOW LEVER HANDLE | MILJOCO-WEISS LLC | LH-14MF | 11.3 | 11.3 | Y | 11.3 | 11.3 | 11.3
LINB1050A1 | 173042 | 3 | 175094 | 120V. RED PILOT LIGHT | LINROSE ELECTRONICS INC. | LIN-B1050A1 | 1.86 | 1.86 | N | 1.86 | 1.86 | 1.86
LINB1050A3 | 173042 | 46 | 175094 | 120V. AMBER PILOT LIGHT | LINROSE ELECTRONICS INC. | LIN-B1050A3 | 2.34 | 2.3417 | N | 2.34 | 2.3417 | 2.3417
LINB1050A4 | 173042 | 12 | 175094 | 120V. WHITE PILOT LIGHT | LINROSE ELECTRONICS INC. | LIN-B1050A4 | 3.15 | 3.15 | N | 3.15 | 3.15 | 3.15
LINB1052A5 | 173042 | 5 | 175094 | 120V. GREEN PILOT LIGHT | LINROSE ELECTRONICS INC. | LIN-B1052A5 | 3.83 | 3.8333 | N | 3.83 | 3.8333 | 3.8333
LINB1090A128 | 173042 | 14 | 175094 | 24V. RED PILOT LIGHT | LINROSE ELECTRONICS INC. | LIN-B1090A128 | 4.0371 | 4.0371 | Y | 4.0371 | 4.0371 | 4.0371
LINB1090A328 | 173042 | 10 | 175094 | 24V. AMBER PILOT LIGHT | LINROSE ELECTRONICS INC. | LIN-B1090A328 | 2.12 | 2.12 | N | 2.12 | 2.12 | 2.12
LINB1090A428 | 173042 | 25 | 175094 | 24V. WHITE PILOT LIGHT | LINROSE ELECTRONICS INC. | LIN-B1090A428 | 4.14 | 4.14 | Y | 4.14 | 4.14 | 4.14
LIT11TC | 10510 | 2 | 134395 | Supco laser infraredthermometer | SUPCO SEALED UNIT PARTS CO., INC. / NSI | LIT11TC | 58.5 | 58.5 | Y | 58.5 | 58.5 | 58.5
LJH90A | 10510 | 13 | 133766 | LJH-90ADON | DONGAN ELECTRIC MFG CO | LJH-90A | 85.259 | 83.1242 | Y | 85.259 | 83.1242 | 85.259
LJH90C | 10510 | 1 | 133766 | Dongan 10,000V 240V primaryignition tran | DONGAN ELECTRIC MFG CO | LJH-90C | 74.16 | 118.8 | Y | 74.16 | 118.8 | 118.8
LLK12 | 175891 | 1 | 168933 | Klein hex-key set 12 pcL-long with caddy | Klein Tools, Inc. | LLK12 | 8.39 | 8.39 | N | 8.39 | 8.39 | 8.39
LM1225B02 | 166553 | 2 | 148259 | GEN 2 NITE EYE, MAGNETIC, 25' | Apex Tool Group, LLC | LM1225B-02 | 24.79 | 24.79 | N | 24.79 | 24.79 | 24.79
LM1225B02 | 166561 | 1 | 148259 | GEN 2 NITE EYE, MAGNETIC, 25' | Apex Tool Group, LLC | LM1225B-02 | 24.79 | 20.66 | N | 24.79 | 24.79 | 24.79
LMBC300U | 10008 | 1 | 134516 | NETWORK BRIDGE MODULE FOR DLM | WATT STOPPER | LMBC-300-U | 55.82 | 55.82 | N | 55.82 | 55.82 | 55.82
LMDC100 | 175883 | 1 | 183609 | Dual Tech Ceiling Mount Sensor | Wattstopper/Legrand | LMDC-100 | 129.68 | 129.68 | N | 129.68 | 129.68 | 129.68
LMK10 | 10510 | 1 | 168933 | Klein metric hex-key set9 pc L-long with | Klein Tools, Inc. | LMK10 | 9.12 | 9.12 | N | 9.12 | 9.12 | 9.12
LOTPRICE | 173042 | 1 | 168859 | LOT PRICE | *DO NOT USE* Paid with Divvy Card | LOT PRICE | 0 | 0 | N | 0 | 0 | 0
LOVLO7058 | 173042 | 2 | 133507 | .625 END | MOTION INDUSTRIES, INC. | LOV-LO7058 | 6.54 | 6.54 | N | 6.54 | 6.54 | 6.54
LOVLO70716 | 173042 | 2 | 133507 | .4375 END | MOTION INDUSTRIES, INC. | LOV-LO70716 | 6.29 | 6.29 | N | 6.29 | 6.29 | 6.29
LOVLO70SPIDER | 173042 | 2 | 133507 | RUBBER INSERT | MOTION INDUSTRIES, INC. | LOV-LO70SPIDER | 3.63 | 3.63 | N | 3.63 | 3.63 | 3.63
LOVLO7534 | 173042 | 2 | 133507 | .750 END | MOTION INDUSTRIES, INC. | LOV-LO7534 | 3.26 | 3.26 | N | 3.26 | 3.26 | 3.26
LOVLO7558 | 173042 | 1 | 133507 | LO75-5/8 ATL | MOTION INDUSTRIES, INC. | LOV-LO7558 | 6.74 | 6.74 | N | 6.74 | 6.74 | 6.74
LOVLO9058 | 173042 | 6 | 133507 | .625 END | MOTION INDUSTRIES, INC. | LOV-LO9058 | 0 | 0 | N | 0 | 0 | 0
LOVLO951 | 173042 | 1 | 133507 | 1. END | MOTION INDUSTRIES, INC. | LOV-LO951 | 0 | 0 | N | 0 | 0 | 0
LOVLO9534 | 173042 | 1 | 133507 | .750 END | MOTION INDUSTRIES, INC. | LOV-LO9534 | 0 | 0 | N | 0 | 0 | 0
LOVLO9558 | 173042 | 2 | 133507 | .625 END | MOTION INDUSTRIES, INC. | LOV-LO9558 | 2 | 2 | N | 2 | 2 | 2
LP1-24A | 10010 | 1 | 130029 | MINI STROBE,AMBER,24VDC,NEMA4X | Graybar Electric Company Inc. | LP1-24A | 66 | 66 | N | 66 | 66 | 66
LPFX60BDEM1 | 175888 | 1 | 134012 | Demo version of FX60 | JOHNSON CONTROLS NORTH AMERICAN PRODUCTS (JCI) | LP-FX60BDEM-1 | 1911.09 | 1911.09 | N | 1911.09 | 1911.09 | 1911.09
LPS4NU | 10510 | 4 | 133771 | Wagner no flash contactcleaner | DIVERSITECH CORPORATION | LPS-4NU | 25.421 | 25.421 | Y | 25.421 | 25.421 | 25.421
LPS4NU | 175891 | 2 | 133771 | Wagner no flash contactcleaner | DIVERSITECH CORPORATION | LPS-4NU | 25.421 | 21.091 | Y | 25.421 | 25.421 | 25.421
LR15BWR | 10510 | 1 | 187558 | Bell & Gossett Little Red1/12 HP all br | <<USE ACCT#187612>> BELL & GOSSETT | LR-15BWR | 434.13 | 434.13 | Y | 434.13 | 434.13 | 434.13
LSLV0022G100-2EONN | 175883 | 1 | 134179 | "VFD, HD 3hp, 11A, 200-240 VAC, 3 Phase" | NEUCO INC. | LSLV0022G100-2EONN | 0 | 189.73 | N | 0 | 189.73 | 189.73
LSP516FORINGERSOLRANDLUBEDEVICE | 175883 | 1002 | 176505 | OIL LEVEL PLUG | LUBROMATION | LSP516FORINGERSOLRANDLUBEDEVICE | 7.69 | 7.69 | N | 7.69 | 7.69 | 7.69
LSTDH2R | 10510 | 5 | 187590 | Idec 120VAC red LEDuse with APW-199 | HALLOCK COMPANY INC. | LSTD-H2R | 6.58 | 6.58 | Y | 6.58 | 6.58 | 6.58
LT410 | 175888 | 10 | 133657 | POINT LEAK DETECTION SENSOR | CDW DIRECT LLC | LT410 | 163.53 | 163.53 | Y | 163.53 | 163.53 | 163.53
LT410 | 175890 | 4 | 133657 | POINT LEAK DETECTION SENSOR | CDW DIRECT LLC | LT410 | 163.53 | 163.53 | Y | 163.53 | 163.53 | 163.53
LUM-1022011 | 175883 | 10 | 184648 | RP-SMA male R/A to N female bulkhead | LUMENRADIO AB | 102-2011 | 9.7448 | 19 | N | 9.7448 | 19 | 19
LUM-1031046 | 175883 | 10 | 184648 | DIN rail PSU 100-240VAC to 24VDC, 15W | LUMENRADIO AB | 103-1046 | 29.068 | 50 | N | 29.068 | 50 | 50
LUM-1041002 | 175883 | 5 | 184648 | Antenna 2dBi outdoor N male | LUMENRADIO AB | 104-1002 | 13.052 | 19 | N | 13.052 | 19 | 19
LUM-1041004 | 175883 | 10 | 184648 | Antenna 6dBi outdoor N-female, inc. | LUMENRADIO AB | 104-1004 | 116.2928 | 200 | N | 116.2928 | 200 | 200
LUM-1041033 | 166559 | 3 | 184648 | 5 DBI Antenna | LUMENRADIO AB | 104-1033 | 21.7568 | 20.6975 | N | 21.7568 | 28.7707 | 28.7707
LUM-1041033 | 175883 | 40 | 184648 | 5 DBI Antenna | LUMENRADIO AB | 104-1033 | 21.7568 | 28.7707 | Y | 21.7568 | 28.7707 | 28.7707
LUM-8002322 | 175883 | 5 | 184648 | DIN rail IP65 enclosure kit | LUMENRADIO AB | 800-2322 | 105.1752 | 150 | N | 105.1752 | 150 | 150
LUM-8002324 | 175883 | 10 | 184648 | Galileo Outdoor kit | LUMENRADIO AB | 800-2324 | 181.324 | 265 | N | 181.324 | 265 | 265
LUM-8009102 | 175883 | 2 | 184648 | Cable Super NM-NM, 3 meter | LUMENRADIO AB | 800-9102 | 65.2808 | 95 | N | 65.2808 | 95 | 95
LUM-8009103 | 175883 | 2 | 184648 | Cable Super NM-NM, 5 meter | LUMENRADIO AB | 800-9103 | 79.7888 | 115 | N | 79.7888 | 115 | 115
LUM-8402100 | 175883 | 3 | 184648 | W-Modbus Evaluation bundle | LUMENRADIO AB | 840-2100 | 382.72 | 369 | N | 382.72 | 369 | 382.72
LUM-8402110 | 175883 | 10 | 184648 | W-Modbus | LUMENRADIO AB | 840-2110 | 133.12 | 122.13 | N | 133.12 | 122.13 | 133.12
LUM-8402120 | 175883 | 2 | 184648 | W-Modbus DIN rail | LUMENRADIO AB | 840-2120 | 216.32 | 199.05 | N | 216.32 | 199.05 | 216.32
LUM-8402124 | 175883 | 3 | 184648 | W-Modbus DIN PRO | LUMENRADIO AB | 840-2124 | 432.64 | 398.1 | N | 432.64 | 398.1 | 432.64
LUM-8402200 | 10008 | 2 | 184648 | W-BACnet Evaluation bundle | LUMENRADIO AB | 840-2200 | 382.72 | 369 | N | 382.72 | 369 | 382.72
LUM-8402200 | 166559 | 4 | 184648 | W-BACnet Evaluation bundle | LUMENRADIO AB | 840-2200 | 382.72 | 369 | N | 382.72 | 369 | 382.72
LUM-8402200 | 175883 | 9 | 184648 | W-BACnet Evaluation bundle | LUMENRADIO AB | 840-2200 | 382.72 | 369 | N | 382.72 | 369 | 382.72
LUM-8402210 | 166557 | 4 | 184648 | W-BACnet | LUMENRADIO AB | 840-2210 | 133.12 | 125.8071 | Y | 133.12 | 135 | 135
LUM-8402210 | 166559 | 0 | 184648 | W-BACnet | LUMENRADIO AB | 840-2210 | 133.12 | 135 | N | 133.12 | 135 | 135
LUM-8402210 | 166561 | 1 | 184648 | W-BACnet | LUMENRADIO AB | 840-2210 | 133.12 | 125.8071 | N | 133.12 | 135 | 135
LUM-8402210 | 175883 | 6 | 184648 | W-BACnet | LUMENRADIO AB | 840-2210 | 133.12 | 129.2307 | Y | 133.12 | 135 | 135
LUM-8402210 | 175888 | 2 | 184648 | W-BACnet | LUMENRADIO AB | 840-2210 | 133.12 | 130.6124 | N | 133.12 | 135 | 135
LUM-8402214 | 10008 | 3 | 184648 | W-BACnet PRO | LUMENRADIO AB | 840-2214 | 266.24 | 244.29 | Y | 266.24 | 250 | 266.24
LUM-8402214 | 166557 | 3 | 184648 | W-BACnet PRO | LUMENRADIO AB | 840-2214 | 266.24 | 244.29 | Y | 266.24 | 250 | 266.24
LUM-8402214 | 166559 | 3 | 184648 | W-BACnet PRO | LUMENRADIO AB | 840-2214 | 266.24 | 244.29 | N | 266.24 | 250 | 266.24
LUM-8402214 | 166561 | 2 | 184648 | W-BACnet PRO | LUMENRADIO AB | 840-2214 | 266.24 | 244.29 | N | 266.24 | 250 | 266.24
LUM-8402214 | 173042 | 13 | 184648 | W-BACnet PRO | LUMENRADIO AB | 840-2214 | 266.24 | 250 | N | 266.24 | 250 | 266.24
LUM-8402214 | 175883 | 11 | 184648 | W-BACnet PRO | LUMENRADIO AB | 840-2214 | 266.24 | 245.9214 | Y | 266.24 | 250 | 266.24
LUM-8402214 | 175888 | 23 | 184648 | W-BACnet PRO | LUMENRADIO AB | 840-2214 | 266.24 | 250 | N | 266.24 | 250 | 266.24
LUM-8402214 | 175891 | 23 | 184648 | W-BACnet PRO | LUMENRADIO AB | 840-2214 | 266.24 | 250 | N | 266.24 | 250 | 266.24
LUM-8402220 | 173042 | 0 | 184648 | W-BACnet DIN rail | LUMENRADIO AB | 840-2220 | 216.32 | 150 | N | 216.32 | 163.279 | 216.32
LUM-8402220 | 175883 | 9 | 184648 | W-BACnet DIN rail | LUMENRADIO AB | 840-2220 | 216.32 | 163.279 | Y | 216.32 | 163.279 | 216.32
LUM-8402220 | 175888 | 0 | 184648 | W-BACnet DIN rail | LUMENRADIO AB | 840-2220 | 216.32 | 157.5484 | N | 216.32 | 163.279 | 216.32
LUM-8402220 | 175891 | 1 | 184648 | W-BACnet DIN rail | LUMENRADIO AB | 840-2220 | 216.32 | 150 | N | 216.32 | 163.279 | 216.32
LUM-8402224 | 166559 | 14 | 184648 | W-BACnet DIN PRO | LUMENRADIO AB | 840-2224 | 432.64 | 416 | N | 432.64 | 416 | 432.64
LUM-8402224 | 175883 | 15 | 184648 | W-BACnet DIN PRO | LUMENRADIO AB | 840-2224 | 432.64 | 398.1 | N | 432.64 | 416 | 432.64
LUM-8402224 | 175891 | 3 | 184648 | W-BACnet DIN PRO | LUMENRADIO AB | 840-2224 | 432.64 | 398.1 | Y | 432.64 | 416 | 432.64
LV | 175891 | 3 | 176744 | MCD 100mm 30INHGx30psi 1/4 GAGE | MCDANIEL CONTROLS INC | LV | 47.15 | 64.7 | Y | 47.15 | 64.7 | 64.7
LVIS3ME15G2 | 10008 | 1 | 134012 | Loytech L-VIS BACnet 15in Touch Panel | JOHNSON CONTROLS NORTH AMERICAN PRODUCTS (JCI) | LVIS-3ME15-G2 | 4981.99 | 2659.07 | N | 4981.99 | 2659.07 | 4981.99
LVIS3ME7G1 | 10008 | 1 | 134012 | 7" LOYTEC GLASS TOUCHSCREEN | JOHNSON CONTROLS NORTH AMERICAN PRODUCTS (JCI) | LVIS-3ME7-G1 | 2145.08 | 914.4 | N | 2145.08 | 914.4 | 2145.08
LVR27A602 | 175888 | 9 | 134012 | 1 11/16IN CRANK ARM ADJ RADIUS | JOHNSON CONTROLS NORTH AMERICAN PRODUCTS (JCI) | LVR27A-602 | 12.29 | 12.2868 | N | 12.29 | 12.2868 | 12.29
LVR27A602 | 175891 | 2 | 134012 | 1 11/16IN CRANK ARM ADJ RADIUS | JOHNSON CONTROLS NORTH AMERICAN PRODUCTS (JCI) | LVR27A-602 | 12.29 | 10.8058 | N | 12.29 | 12.2868 | 12.29
LVSW101W | 166559 | 1 | 134179 | LOW VOLTAGE SWITCH | NEUCO INC. | LVSW-101-W | 14.46 | 14.46 | N | 14.46 | 14.46 | 14.46
LWBH13391 | 175883 | 6 | 193714 | Hand Off Auto Text Plate | BACO Controls | LWBH13391 | 0 | 3.07 | N | 0 | 3.07 | 3.07
LWP33391 | 175883 | 7 | 193714 | Black Legend White Text (HAND, OFF, AUTO | BACO Controls | LWP33391 | 0 | 1.838 | N | 0 | 1.838 | 1.838
LY2N-AC24 | 10008 | 4 | 134577 | DPDT 24VAC relay | BOLENS CONTROL HOUSE INC. | LY2N-AC24 | 10.85 | 10.85 | N | 10.85 | 10.85 | 10.85
LYX-100SMA1YR | 166561 | 4 | 168948 | 100 Point 1 Year Maintenance | LynxSpring Inc. | 100-SMA-1YR | 31.7304 | 28.8825 | N | 31.7304 | 28.8825 | 31.7304
LYX-100SMA1YRINIT | 166561 | 3 | 168948 | 100 Point Initial Maintenance | LynxSpring Inc. | 100-SMA-1YR-INIT | 31.7304 | 29.33 | N | 31.7304 | 29.33 | 31.7304
LYX-485SD9TB | 166559 | 1 | 168948 | RS-485 to RS-232 Convertor when using th | LynxSpring Inc. | 485SD9TB | 106.5584 | 78.28 | N | 106.5584 | 78.28 | 106.5584
LYX-HDR3024 | 175883 | 1 | 168948 | Power Supply for one 534 and one XM | LynxSpring Inc. | HDR-30-24 | 31.096 | 19.64 | N | 31.096 | 19.64 | 31.096
LYX-JENEEG534100N4 | 166561 | 1 | 168948 | JENEsys EDGE 534 Controller (100 Point L | LynxSpring Inc. | JENE-EG534-100-N4 | 818.7608 | 739.2978 | Y | 818.7608 | 739.2978 | 818.7608
LYX-ONYXXXM34IO | 166561 | 2 | 168948 | Onyxx Expansion Module - 34 point IO Mod | LynxSpring Inc. | Onyxx-XM34IO | 378.456 | 330.99 | N | 378.456 | 330.99 | 378.456
LYX-OXCMA3WR12 | 166561 | 1 | 168948 | Optional 3-foot Cable and an Ultra-Wideb | LynxSpring Inc. | OX-CMA-3WR-12 | 43.94 | 62.52 | N | 43.94 | 62.52 | 62.52
M11025 | 175891 | 1 | 134078 | 460-552MFG 110/125V START CAP | MARS MOTORS & ARMATURES INC | M11025 | 2.91 | 2.91 | N | 2.91 | 2.91 | 2.91
M11026 | 175891 | 1 | 134078 | 540-648MFD 110/125V START CAP | MARS MOTORS & ARMATURES INC | M11026 | 3.17 | 3.17 | N | 3.17 | 3.17 | 3.17
M11050 | 175891 | 2 | 134078 | 161-193MFD 220/250V START CAP | MARS MOTORS & ARMATURES INC | M11050 | 4.35 | 4.35 | N | 4.35 | 4.35 | 4.35
M11060 | 175891 | 2 | 134078 | *56-72 MFD 330V | MARS MOTORS & ARMATURES INC | M11060 | 3.35 | 3.35 | N | 3.35 | 3.35 | 3.35
M11068 | 175891 | 6 | 134078 | 189-227MFD 330V START CAP | MARS MOTORS & ARMATURES INC | M11068 | 6.08 | 6.0834 | N | 6.08 | 6.0834 | 6.0834
M11069 | 175891 | 2 | 134078 | 216-259MFD 330V START CAP | MARS MOTORS & ARMATURES INC | M11069 | 7.71 | 7.71 | N | 7.71 | 7.71 | 7.71
M12007 | 175891 | 3 | 134078 | 7.5MFD 370V OVAL RUN CAPACITOR | MARS MOTORS & ARMATURES INC | M12007 | 2.465 | 2.465 | N | 2.465 | 2.465 | 2.465
M12009 | 175891 | 1 | 134078 | 12.5MFD 370V OVAL RUN CAPCITOR | MARS MOTORS & ARMATURES INC | M12009 | 4.22 | 4.22 | N | 4.22 | 4.22 | 4.22
M12015 | 175891 | 1 | 134078 | 25MFD 370V OVAL RUN CAPACITOR | MARS MOTORS & ARMATURES INC | M12015 | 5.77 | 5.77 | N | 5.77 | 5.77 | 5.77
M12018 | 175891 | 1 | 134078 | 35MFD 370V OVAL RUN CAPACITOR | MARS MOTORS & ARMATURES INC | M12018 | 7.21 | 7.21 | N | 7.21 | 7.21 | 7.21
M12045 | 175891 | 2 | 134078 | 40MFD 440V OVAL RUN CAPACITOR | MARS MOTORS & ARMATURES INC | M12045 | 9.72 | 9.72 | N | 9.72 | 9.72 | 9.72
M12048 | 175891 | 3 | 134078 | 45 MFD 440V OVAL CAPACITOR | MARS MOTORS & ARMATURES INC | M12048 | 5.498 | 5.498 | N | 5.498 | 5.498 | 5.498
M12063 | 175891 | 1 | 134078 | 20/5 370V OVAL DUAL RUN CAPCTR | MARS MOTORS & ARMATURES INC | M12063 | 8.3 | 8.3 | N | 8.3 | 8.3 | 8.3
M12066 | 175891 | 1 | 134078 | 25/5 370V OVAL DUAL RUN CAPCTR | MARS MOTORS & ARMATURES INC | M12066 | 8.33 | 8.33 | N | 8.33 | 8.33 | 8.33
M12086 | 175891 | 2 | 134078 | 40/5 440V OVAL DUAL RUN CAPCTR | MARS MOTORS & ARMATURES INC | M12086 | 13.67 | 13.67 | N | 13.67 | 13.67 | 13.67
M12143 | 175891 | 2 | 134078 | 25/7.5 370V OVAL DUAL RUN CAP | MARS MOTORS & ARMATURES INC | M12143 | 10.24 | 10.24 | N | 10.24 | 10.24 | 10.24
M12180 | 175891 | 5 | 134078 | 20/5MFD 440V OVAL DUAL RUN CAP | MARS MOTORS & ARMATURES INC | M12180 | 8.59 | 8.59 | N | 8.59 | 8.59 | 8.59
M12190 | 175891 | 2 | 134078 | 45/5MFD 440V OVAL DUAL RUN CAP | MARS MOTORS & ARMATURES INC | M12190 | 13.64 | 13.64 | N | 13.64 | 13.64 | 13.64
M12248 | 175891 | 2 | 134078 | *45 MFD 440V ROUND CAPACITOR | MARS MOTORS & ARMATURES INC | M12248 | 10.87 | 10.87 | N | 10.87 | 10.87 | 10.87
M12252 | 175891 | 2 | 134078 | 55MFD 440V RND RUN CAPACITOR | MARS MOTORS & ARMATURES INC | M12252 | 7.467 | 7.467 | N | 7.467 | 7.467 | 7.467
M12292 | 175891 | 1 | 134078 | 55/5MFD 440V RND RUN CAPACITOR | MARS MOTORS & ARMATURES INC | M12292 | 11.61 | 11.61 | N | 11.61 | 11.61 | 11.61
M12293 | 175891 | 2 | 134078 | 55/7.5MFD 440V RND RUN CAPCTR | MARS MOTORS & ARMATURES INC | M12293 | 11.7 | 11.7 | N | 11.7 | 11.7 | 11.7
M12294 | 175891 | 1 | 134078 | 60/5MFDx440V RND DUAL CAPACITO | MARS MOTORS & ARMATURES INC | M12294 | 12.17 | 12.17 | N | 12.17 | 12.17 | 12.17
M12295 | 175891 | 1 | 134078 | 60/7.5MFDx440V RND DUAL CAPCI | MARS MOTORS & ARMATURES INC | M12295 | 12.29 | 12.29 | N | 12.29 | 12.29 | 12.29
M1603F00 | 175891 | 1 | 176401 | 3/8IN PORT COALESCING FLTR AUTO DRAIN | AIR-OIL SYSTEMS INC | M1603F00 | 194.88 | 227.669 | Y | 194.88 | 227.669 | 227.669
M1604F00 | 175891 | 1 | 176401 | WILK COALESCING FILT 1/2IN W/ AUTO DRAIN | AIR-OIL SYSTEMS INC | M1604F00 | 194.99 | 194.99 | Y | 194.99 | 194.99 | 194.99
M19007 | 175891 | 1 | 134078 | #68 502V POTENTIAL RELAY | MARS MOTORS & ARMATURES INC | M19007 | 23.45 | 23.45 | N | 23.45 | 23.45 | 23.45
M19010 | 175891 | 1 | 134078 | *#71 420V POTENTIAL RELAY | MARS MOTORS & ARMATURES INC | M19010 | 20.95 | 20.95 | N | 20.95 | 20.95 | 20.95
M22IVS | 10008 | 12 | 133383 | DIN Rail Mounting Adapter (M22) | RS AMERICAS INC. | M22-IVS | 7.06 | 7.0635 | N | 7.06 | 7.0635 | 7.0635
M28196 | 175891 | 2 | 134179 | Capacitor, 20 MFD, 270 VAC | NEUCO INC. | M28196 | 24.9 | 24.9 | N | 24.9 | 24.9 | 24.9
M307E | 175883 | 1 | 134179 | Wallmount CO2 Sensor 4-20mA | NEUCO INC. | M307E | 0 | 132 | N | 0 | 132 | 132
M32391 | 175891 | 3 | 134078 | 1AMP ADJ DELAY ON MAKE TIMER | MARS MOTORS & ARMATURES INC | M32391 | 17.59 | 37.105 | Y | 17.59 | 37.105 | 37.105
M33246 | 175891 | 1 | 134078 | DPST N.O. 24V TIME DELY RELAY | MARS MOTORS & ARMATURES INC | M33246 | 13.82 | 13.82 | N | 13.82 | 13.82 | 13.82
M34 | 10510 | 370 | 187611 | Mueller 3/4 nominal M coppertubing | MUELLER STREAMLINE CO. | M34 | 2.28 | 1.9811 | Y | 2.28 | 1.9811 | 2.28
M3R | 166557 | 1 | 148259 | Cut Snips, Straight,Left,Right, 9 3/4" | Apex Tool Group, LLC | M3R | 11.38 | 11.38 | N | 11.38 | 11.38 | 11.38
M3R | 166561 | 2 | 148259 | Cut Snips, Straight,Left,Right, 9 3/4" | Apex Tool Group, LLC | M3R | 11.38 | 10.95 | N | 11.38 | 11.38 | 11.38
M4CU4316 | 175888 | 5 | 176372 | 4MM TUBE X 1/4 TUBE REDUCING UNION | COMPONENTS & CONTROLS INC. | M4CU4316 | 27.99 | 27.99 | N | 27.99 | 27.99 | 27.99
M4DLK03500 | 175890 | 1 | 134012 | LOCAL DISPLAY W KEYPAD | JOHNSON CONTROLS NORTH AMERICAN PRODUCTS (JCI) | M4-DLK0350-0 | 332.1 | 332.1 | N | 332.1 | 332.1 | 332.1
M500 | 175891 | 4 | 134395 | SUPCO Field Piece Mega Ohm Meter | SUPCO SEALED UNIT PARTS CO., INC. / NSI | M500 | 89.5654 | 89.95 | Y | 89.5654 | 89.95 | 89.95
M6284A1055 | 166557 | 1 | 133921 | 120V Non-Spring Return Foot Mounted Actu | HONEYWELL INTERNATIONAL ECC US (HOFS) | M6284A1055 | 509.36 | 509.36 | N | 509.36 | 509.36 | 509.36
M6284D1032F | 175888 | 2 | 133921 | 24V FLOATING NSR 150LB ACTUATOR | HONEYWELL INTERNATIONAL ECC US (HOFS) | M6284D1032F | 328.86 | 328.86 | Y | 328.86 | 328.86 | 328.86
M6R | 166553 | 5 | 148259 | 9-1/4" Left Cut Aviation Snips | Apex Tool Group, LLC | M6R | 36 | 36 | N | 36 | 36 | 36
M6R | 166557 | 3 | 148259 | 9-1/4" Left Cut Aviation Snips | Apex Tool Group, LLC | M6R | 36 | 13.77 | N | 36 | 36 | 36
M6R | 166561 | 1 | 148259 | 9-1/4" Left Cut Aviation Snips | Apex Tool Group, LLC | M6R | 36 | 13.77 | N | 36 | 36 | 36
M740114SET75PSI | 175891 | 1 | 133540 | Model 740 RELF. VLV. 1-1/4IN SET: 75PSI | WATTS REGULATOR CO | M740114SET75PSI | 201.52 | 201.52 | N | 201.52 | 201.52 | 201.52
M78941 | 175891 | 3 | 134078 | 1/2X520IN STD WHITE TEFLON TAPE | MARS MOTORS & ARMATURES INC | M78941 | 0.6911 | 0.69109 | N | 0.6911 | 0.69109 | 0.6911
M79133 | 175891 | 1 | 134078 | 1/2INIDX100FTCLEAR PVC TUBING | MARS MOTORS & ARMATURES INC | M79133 | 14.33 | 14.33 | N | 14.33 | 14.33 | 14.33
M7R | 166557 | 1 | 148259 | 9-1/4" Right Cut Aviation Snips | Apex Tool Group, LLC | M7R | 13.77 | 13.77 | N | 13.77 | 13.77 | 13.77
M7R | 166559 | 1 | 148259 | 9-1/4" Right Cut Aviation Snips | Apex Tool Group, LLC | M7R | 13.77 | 13.77 | N | 13.77 | 13.77 | 13.77
M7R | 166561 | 1 | 148259 | 9-1/4" Right Cut Aviation Snips | Apex Tool Group, LLC | M7R | 13.77 | 13.77 | N | 13.77 | 13.77 | 13.77
M82146 | 175891 | 15 | 134078 | FUSE | MARS MOTORS & ARMATURES INC | M82146 | 23.15 | 23.15 | N | 23.15 | 23.15 | 23.15
M84762 | 175891 | 1 | 134078 | SPDT ON-OFF-ON TOGGLE SWITCH | MARS MOTORS & ARMATURES INC | M84762 | 3.4 | 3.4 | N | 3.4 | 3.4 | 3.4
M8OS | 166557 | 3 | 148259 | 9-4/5" Offset Straight Aviation Snips | Apex Tool Group, LLC | M8OS | 13.75 | 13.75 | N | 13.75 | 13.75 | 13.75
M8OS | 166559 | 1 | 148259 | 9-4/5" Offset Straight Aviation Snips | Apex Tool Group, LLC | M8OS | 13.75 | 13.75 | N | 13.75 | 13.75 | 13.75
M8OS | 166561 | 5 | 148259 | 9-4/5" Offset Straight Aviation Snips | Apex Tool Group, LLC | M8OS | 13.75 | 13.75 | N | 13.75 | 13.75 | 13.75
M9104-GGA-1S | 175883 | 8 | 134179 | Modulating VAV Actuator 24v | NEUCO INC. | m9104-gga-1s | 0 | 74.77 | N | 0 | 74.77 | 74.77
M9106-IGA-2 | 175883 | 5 | 134012 | rotary Actuator, 53 In-lb/6nm Non-srtn O | JOHNSON CONTROLS NORTH AMERICAN PRODUCTS (JCI) | M9106-IGA-2 | 0 | 81.98 | N | 0 | 81.98 | 81.98
M93241 | 175891 | 9 | 134078 | 4 OZ. RUST BUSTER | MARS MOTORS & ARMATURES INC | M93241 | 1.45 | 1.4465 | N | 1.45 | 1.4465 | 1.45
MA-30A2L | 10510 | 5 | 134087 | Recovery tank 30# for A2L | MONTI AND ASSOCIATES, INC. | MA-30A2L | 0 | 118.84 | N | 0 | 118.84 | 118.84
MA000301 | 10510 | 37 | 168958 | Monti fuse holder 12ga30amp | Monti And Associates Inc. | MA00030-1 | 3.34 | 3.3127 | Y | 3.34 | 3.3127 | 3.34
MA000301 | 175891 | 5 | 168958 | Monti fuse holder 12ga30amp | Monti And Associates Inc. | MA00030-1 | 3.34 | 3.1954 | Y | 3.34 | 3.3127 | 3.34
MA001021 | 10510 | 8 | 168958 | Monti electrical clampsnylon assorted | Monti And Associates Inc. | MA00102-1 | 1.511 | 1.511 | Y | 1.511 | 1.511 | 1.511
MA001021 | 175891 | 4 | 168958 | Monti electrical clampsnylon assorted | Monti And Associates Inc. | MA00102-1 | 1.511 | 1.4963 | Y | 1.511 | 1.511 | 1.511
MA001541 | 10510 | 19 | 168958 | Monti electrical grommetsassorted | Monti And Associates Inc. | MA00154-1 | 2.97 | 3.4563 | Y | 2.97 | 3.4563 | 3.4563
MA001541 | 175891 | 4 | 168958 | Monti electrical grommetsassorted | Monti And Associates Inc. | MA00154-1 | 2.97 | 2.9653 | Y | 2.97 | 3.4563 | 3.4563
MA0018RR | 10510 | 7 | 168958 | Monti 18x18x3/8 rubberribbed pad | Monti And Associates Inc. | MA-0018RR | 13.85 | 13.5367 | N | 13.85 | 13.5367 | 13.85
MA0018RR | 175891 | 2 | 168958 | Monti 18x18x3/8 rubberribbed pad | Monti And Associates Inc. | MA-0018RR | 13.85 | 13.119 | Y | 13.85 | 13.5367 | 13.85
MA004781 | 10510 | 26 | 168958 | Monti heatshrink assortment3/16, 1/4, 3/ | Monti And Associates Inc. | MA00478-1 | 1.57 | 1.5651 | Y | 1.57 | 1.5651 | 1.57
MA004781 | 175891 | 2 | 168958 | Monti heatshrink assortment3/16, 1/4, 3/ | Monti And Associates Inc. | MA00478-1 | 1.57 | 1.193 | Y | 1.57 | 1.5651 | 1.57
MA004CR | 10510 | 27 | 168958 | Monti 4x4x7/8 cork/rubberpad | Monti And Associates Inc. | MA-004CR | 1.158 | 1.142 | Y | 1.158 | 1.142 | 1.158
MA004CR | 175891 | 4 | 168958 | Monti 4x4x7/8 cork/rubberpad | Monti And Associates Inc. | MA-004CR | 1.158 | 1.142 | Y | 1.158 | 1.142 | 1.158
MA01021BX | 175891 | 2 | 168958 | Monti yellow wire nut8653 | Monti And Associates Inc. | MA01021BX | 4.01 | 3.676 | Y | 4.01 | 3.676 | 4.01
MA01022BX | 10008 | 1 | 134087 | Twiston Wire Connector Red Boxed (100/Pk | MONTI AND ASSOCIATES, INC. | MA01022BX | 5.608 | 4.24 | N | 5.608 | 4.567 | 5.608
MA01022BX | 175891 | 2 | 134087 | Twiston Wire Connector Red Boxed (100/Pk | MONTI AND ASSOCIATES, INC. | MA01022BX | 5.608 | 4.567 | Y | 5.608 | 4.567 | 5.608
MA012825 | 10510 | 7 | 168958 | Monti 25' tape measuretool | Monti And Associates Inc. | MA0128-25 | 7.778 | 7.3987 | Y | 7.778 | 7.3987 | 7.778
MA021482 | 10510 | 18 | 168958 | Monti wire marking kit(electrical) | Monti And Associates Inc. | MA02148-2 | 25.74 | 25.7058 | Y | 25.74 | 25.7058 | 25.74
MA021482 | 175891 | 4 | 168958 | Monti wire marking kit(electrical) | Monti And Associates Inc. | MA02148-2 | 25.74 | 25.68 | Y | 25.74 | 25.7058 | 25.74
MA0230 | 10510 | 5 | 168958 | Monti SideKick cond cleanerwand power sp | Monti And Associates Inc. | MA-0230 | 13.675 | 13.675 | Y | 13.675 | 13.675 | 13.675
MA0230 | 175891 | 2 | 168958 | Monti SideKick cond cleanerwand power sp | Monti And Associates Inc. | MA-0230 | 13.675 | 12.2 | Y | 13.675 | 13.675 | 13.675
MA025211 | 10510 | 9 | 168958 | Monti wiring butt splice16-14 | Monti And Associates Inc. | MA02521-1 | 1.4716 | 1.4591 | Y | 1.4716 | 1.4591 | 1.4716
MA025211 | 175891 | 1 | 168958 | Monti wiring butt splice16-14 | Monti And Associates Inc. | MA02521-1 | 1.4716 | 1.281 | Y | 1.4716 | 1.4591 | 1.4716
MA025221 | 10510 | 5 | 168958 | Monti wiring butt splice10-Dec | Monti And Associates Inc. | MA02522-1 | 1.608 | 1.5784 | Y | 1.608 | 1.5784 | 1.608
MA025221 | 175891 | 1 | 168958 | Monti wiring butt splice10-Dec | Monti And Associates Inc. | MA02522-1 | 1.608 | 1.244 | Y | 1.608 | 1.5784 | 1.608
MA025261 | 10510 | 15 | 168958 | Monti electric connector16-14 .250 male, | Monti And Associates Inc. | MA02526-1 | 1.66 | 1.6506 | Y | 1.66 | 1.6506 | 1.66
MA025281 | 10510 | 13 | 168958 | Monti electric terminal ring16-14 #10 in | Monti And Associates Inc. | MA02528-1 | 1.4797 | 1.4713 | Y | 1.4797 | 1.4713 | 1.4797
MA025301 | 10510 | 21 | 168958 | Monti electric terminal ring12-10 #10 in | Monti And Associates Inc. | MA02530-1 | 1.8213 | 1.8198 | Y | 1.8213 | 1.8198 | 1.8213
MA025301 | 175891 | 3 | 168958 | Monti electric terminal ring12-10 #10 in | Monti And Associates Inc. | MA02530-1 | 1.8213 | 1.6337 | Y | 1.8213 | 1.8198 | 1.8213
MA025371 | 10510 | 27 | 168958 | Monti electric terminal ring16-14 #8 ins | Monti And Associates Inc. | MA02537-1 | 1.4894 | 1.4879 | Y | 1.4894 | 1.4879 | 1.4894
MA025411 | 10510 | 10 | 168958 | electric terminal spades16-14 #10 insula | Monti And Associates Inc. | MA02541-1 | 1.736 | 1.7356 | Y | 1.736 | 1.7356 | 1.736
MA025431 | 10510 | 37 | 168958 | electric terminal spades12-10 #10 insula | Monti And Associates Inc. | MA02543-1 | 1.7 | 1.7281 | Y | 1.7 | 1.7281 | 1.7281
MA025431 | 175891 | 3 | 168958 | electric terminal spades12-10 #10 insula | Monti And Associates Inc. | MA02543-1 | 1.7 | 1.6877 | Y | 1.7 | 1.7281 | 1.7281
MA025441 | 10510 | 59 | 168958 | electric terminal spades16-14 #8 insulat | Monti And Associates Inc. | MA02544-1 | 1.84 | 1.843 | Y | 1.84 | 1.843 | 1.843
MA025471 | 10510 | 21 | 168958 | electric terminal spades12-10 #8 insulat | Monti And Associates Inc. | MA02547-1 | 1.9 | 1.8999 | Y | 1.9 | 1.8999 | 1.9
MA025471 | 175891 | 1 | 168958 | electric terminal spades12-10 #8 insulat | Monti And Associates Inc. | MA02547-1 | 1.9 | 1.8999 | Y | 1.9 | 1.8999 | 1.9
MA025781 | 10510 | 14 | 168958 | Monti electric terminal rings22-18 #8 in | Monti And Associates Inc. | MA02578-1 | 1.455 | 1.4886 | N | 1.455 | 1.4886 | 1.4886
MA025791 | 10510 | 5 | 168958 | Monti electric terminal rings22-18 #10 i | Monti And Associates Inc. | MA02579-1 | 1.365 | 1.3623 | N | 1.365 | 1.3623 | 1.365
MA025811 | 10510 | 7 | 168958 | Monti electric terminal rings12-10 #8 in | Monti And Associates Inc. | MA02581-1 | 1.39 | 1.3887 | Y | 1.39 | 1.3887 | 1.39
MA025811 | 175891 | 2 | 168958 | Monti electric terminal rings12-10 #8 in | Monti And Associates Inc. | MA02581-1 | 1.39 | 1.334 | Y | 1.39 | 1.3887 | 1.39
MA025841 | 10510 | 11 | 168958 | electric terminal spades22-18 #10 insula | Monti And Associates Inc. | MA02584-1 | 1.488 | 1.473 | N | 1.488 | 1.473 | 1.488
MA025861 | 10510 | 13 | 168958 | female terminal disconnect22-18 .250 ins | Monti And Associates Inc. | MA02586-1 | 1.458 | 1.4532 | Y | 1.458 | 1.4532 | 1.458
MA025861 | 175891 | 3 | 168958 | female terminal disconnect22-18 .250 ins | Monti And Associates Inc. | MA02586-1 | 1.458 | 1.4193 | Y | 1.458 | 1.4532 | 1.458
MA025881 | 10510 | 40 | 168958 | female terminal disconnect16-14 .250 ins | Monti And Associates Inc. | MA02588-1 | 1.67 | 1.6752 | Y | 1.67 | 1.6752 | 1.6752
MA025891 | 10510 | 49 | 168958 | female terminal disconnect12-10 .250 ins | Monti And Associates Inc. | MA02589-1 | 1.61 | 1.6048 | Y | 1.61 | 1.6048 | 1.61
MA025891 | 175891 | 1 | 168958 | female terminal disconnect12-10 .250 ins | Monti And Associates Inc. | MA02589-1 | 1.61 | 1.5926 | Y | 1.61 | 1.6048 | 1.61
MA025901 | 10510 | 4 | 168958 | male electric disconnect12-10 .250 insul | Monti And Associates Inc. | MA02590-1 | 1.39 | 1.386 | N | 1.39 | 1.386 | 1.39
MA025901 | 175891 | 2 | 168958 | male electric disconnect12-10 .250 insul | Monti And Associates Inc. | MA02590-1 | 1.39 | 1.338 | Y | 1.39 | 1.386 | 1.39
MA025911 | 10510 | 12 | 168958 | Monti electric butt splice22-18 gauge | Monti And Associates Inc. | MA02591-1 | 1.444 | 1.4877 | Y | 1.444 | 1.4877 | 1.4877
MA025911 | 175891 | 1 | 168958 | Monti electric butt splice22-18 gauge | Monti And Associates Inc. | MA02591-1 | 1.444 | 1.244 | Y | 1.444 | 1.4877 | 1.4877
MA025921 | 10510 | 16 | 168958 | female electric disconnect20-14 .250, Mo | Monti And Associates Inc. | MA02592-1 | 2.032 | 2.2259 | Y | 2.032 | 2.2259 | 2.2259
MA025921 | 175891 | 4 | 168958 | female electric disconnect20-14 .250, Mo | Monti And Associates Inc. | MA02592-1 | 2.032 | 1.9812 | Y | 2.032 | 2.2259 | 2.2259
MA025951 | 10510 | 18 | 168958 | Monti electric spade adaptor.250 1 for 2 | Monti And Associates Inc. | MA02595-1 | 1.8113 | 1.8069 | Y | 1.8113 | 1.81 | 1.8113
MA025951 | 175891 | 4 | 168958 | Monti electric spade adaptor.250 1 for 2 | Monti And Associates Inc. | MA02595-1 | 1.8113 | 1.81 | Y | 1.8113 | 1.81 | 1.8113
MA025962 | 10510 | 18 | 168958 | Monti electric butt splice14-16 gauge 10 | Monti And Associates Inc. | MA02596-2 | 5.63 | 5.5769 | Y | 5.63 | 5.5769 | 5.63
MA025972 | 173042 | 5 | 134087 | SPADE TERMINAL, VINYL INSULATED, 16-14, | MONTI AND ASSOCIATES, INC. | MA02597-2 | 6.4 | 7.27 | Y | 6.4 | 7.27 | 7.27
MA025982 | 10510 | 28 | 134087 | Quick Disc.-Flared-Vinyl Ins. 16-14F (10 | MONTI AND ASSOCIATES, INC. | MA02598-2 | 7.06 | 6.9317 | Y | 7.06 | 8.02 | 8.02
MA025982 | 173042 | 9 | 134087 | Quick Disc.-Flared-Vinyl Ins. 16-14F (10 | MONTI AND ASSOCIATES, INC. | MA02598-2 | 7.06 | 8.02 | Y | 7.06 | 8.02 | 8.02
MA026522 | 175891 | 2 | 168958 | 18 Compartment Terminal Kit | Monti And Associates Inc. | MA02652-2 | 22.65 | 22.65 | Y | 22.65 | 22.65 | 22.65
MA028961 | 10510 | 15 | 168958 | electric terminal disconnect.250, 1 for | Monti And Associates Inc. | MA02896-1 | 1.79 | 1.7786 | Y | 1.79 | 1.7786 | 1.79
MA028961 | 175891 | 4 | 168958 | electric terminal disconnect.250, 1 for | Monti And Associates Inc. | MA02896-1 | 1.79 | 1.73 | Y | 1.79 | 1.7786 | 1.79
MA029031 | 10510 | 20 | 168958 | Monti elec terminal disconnect.250, sadd | Monti And Associates Inc. | MA02903-1 | 1.48 | 1.4774 | Y | 1.48 | 1.4774 | 1.48
MA029031 | 175891 | 4 | 168958 | Monti elec terminal disconnect.250, sadd | Monti And Associates Inc. | MA02903-1 | 1.48 | 1.45 | Y | 1.48 | 1.4774 | 1.48
MA029061 | 10510 | 11 | 168958 | Monti elec terminal disconnect0.25 | Monti And Associates Inc. | MA02906-1 | 1.444 | 1.4418 | Y | 1.444 | 1.4418 | 1.444
MA029061 | 175891 | 4 | 168958 | Monti elec terminal disconnect0.25 | Monti And Associates Inc. | MA02906-1 | 1.444 | 1.44 | Y | 1.444 | 1.4418 | 1.444
MA029731 | 10510 | 11 | 168958 | Monti elec insulated spadeterminal 22-18 | Monti And Associates Inc. | MA02973-1 | 1.51 | 1.4898 | Y | 1.51 | 1.4898 | 1.51
MA029752 | 173042 | 2 | 134087 | Spade Wire Term Flared Vinyl Insulated 2 | MONTI AND ASSOCIATES, INC. | MA02975-2 | 4.37 | 4.37 | N | 4.37 | 4.37 | 4.37
MA029822 | 173042 | 1 | 168958 | SPADE TERMINAL, VINYL INSULATED, 12-10, | Monti And Associates Inc. | MA02982-2 | 8.84 | 8.84 | Y | 8.84 | 8.84 | 8.84
MA029843 | 10510 | 9 | 168958 | Monti 18 electric accessorykit for compr | Monti And Associates Inc. | MA02984-3 | 6.574 | 6.5074 | Y | 6.574 | 6.572 | 6.574
MA029843 | 175891 | 4 | 168958 | Monti 18 electric accessorykit for compr | Monti And Associates Inc. | MA02984-3 | 6.574 | 6.572 | Y | 6.574 | 6.572 | 6.574
MA029872 | 10510 | 2 | 168958 | Monti test lead adaptors(electrical) | Monti And Associates Inc. | MA02987-2 | 5.4265 | 3.916 | N | 5.4265 | 5.4265 | 5.4265
MA029872 | 175891 | 2 | 168958 | Monti test lead adaptors(electrical) | Monti And Associates Inc. | MA02987-2 | 5.4265 | 5.4265 | N | 5.4265 | 5.4265 | 5.4265
MA029913 | 10008 | 5 | 134087 | Test Leads | MONTI AND ASSOCIATES, INC. | MA02991-3 | 3.99 | 3.5 | Y | 3.99 | 3.5 | 3.99
MA029913 | 10510 | 117 | 168958 | Test Leads | Monti And Associates Inc. | MA02991-3 | 3.99 | 3.4579 | Y | 3.99 | 3.5 | 3.99
MA029913 | 175891 | 4 | 168958 | Test Leads | Monti And Associates Inc. | MA02991-3 | 3.99 | 2.2849 | Y | 3.99 | 3.5 | 3.99
MA030112 | 10510 | 10 | 168958 | Monti butt splice connector22-18 gauge 1 | Monti And Associates Inc. | MA03011-2 | 5.44 | 5.14 | Y | 5.44 | 5.14 | 5.44
MA030112 | 175891 | 1 | 168958 | Monti butt splice connector22-18 gauge 1 | Monti And Associates Inc. | MA03011-2 | 5.44 | 5.116 | Y | 5.44 | 5.14 | 5.44
MA030122 | 10510 | 6 | 168958 | Monti butt splice connector10-12 gauge 1 | Monti And Associates Inc. | MA03012-2 | 7.39 | 7.2981 | N | 7.39 | 7.2981 | 7.39
MA030122 | 175891 | 2 | 168958 | Monti butt splice connector10-12 gauge 1 | Monti And Associates Inc. | MA03012-2 | 7.39 | 5.735 | Y | 7.39 | 7.2981 | 7.39
MA030132 | 10510 | 17 | 134087 | Wire Term. Quick Disc.-Flared-Vinyl Ins. | MONTI AND ASSOCIATES, INC. | MA03013-2 | 6.23 | 6.0499 | Y | 6.23 | 6.0499 | 6.23
MA030151 | 10510 | 11 | 168958 | female electic disconnect22-18 gauge .18 | Monti And Associates Inc. | MA03015-1 | 1.493 | 1.5067 | Y | 1.493 | 1.5067 | 1.5067
MA030151 | 175891 | 1 | 168958 | female electic disconnect22-18 gauge .18 | Monti And Associates Inc. | MA03015-1 | 1.493 | 1.372 | Y | 1.493 | 1.5067 | 1.5067
MA030181 | 10510 | 16 | 168958 | female electic disconnect16-14 gauge .18 | Monti And Associates Inc. | MA03018-1 | 1.8706 | 1.8394 | Y | 1.8706 | 1.8394 | 1.8706
MA030222 | 10510 | 1 | 168958 | Male electrical disconnect16-14M gauge . | Monti And Associates Inc. | MA03022-2 | 8.85 | 8.85 | N | 8.85 | 8.85 | 8.85
MA030931 | 10510 | 13 | 168958 | Monti large alligator clipinsulated | Monti And Associates Inc. | MA03093-1 | 1.4734 | 1.3226 | Y | 1.4734 | 1.3865 | 1.4734
MA030931 | 175891 | 3 | 168958 | Monti large alligator clipinsulated | Monti And Associates Inc. | MA03093-1 | 1.4734 | 1.3865 | Y | 1.4734 | 1.3865 | 1.4734
MA031681 | 10510 | 9 | 168958 | Monti grommets-15 pk(electrical) | Monti And Associates Inc. | MA03168-1 | 3.99 | 3.8875 | Y | 3.99 | 3.8875 | 3.99
MA031681 | 175891 | 4 | 168958 | Monti grommets-15 pk(electrical) | Monti And Associates Inc. | MA03168-1 | 3.99 | 3.8032 | Y | 3.99 | 3.8875 | 3.99
MA031682 | 10510 | 3 | 168958 | Monti 7/8electrical grommetsvinyl 100 pk | Monti And Associates Inc. | MA03168-2 | 16.3 | 16.116 | Y | 16.3 | 16.116 | 16.3
MA031682 | 175891 | 1 | 168958 | Monti 7/8electrical grommetsvinyl 100 pk | Monti And Associates Inc. | MA03168-2 | 16.3 | 16.116 | Y | 16.3 | 16.116 | 16.3
MA031722 | 10510 | 2 | 168958 | 4" Natural/White Wire Ties | Monti And Associates Inc. | MA03172-2 | 1.82 | 1.8 | Y | 1.82 | 1.8 | 1.82
MA031722 | 175891 | 2 | 168958 | 4" Natural/White Wire Ties | Monti And Associates Inc. | MA03172-2 | 1.82 | 1.498 | N | 1.82 | 1.8 | 1.82
MA031741 | 10510 | 5 | 168958 | Monti 5 1/2 wire ties(nylon) | Monti And Associates Inc. | MA03174-1 | 1.139 | 1.139 | N | 1.139 | 1.139 | 1.139
MA031782 | 10510 | 11 | 168958 | Monti 7-1/2 wire ties(nylon) | Monti And Associates Inc. | MA03178-2 | 2.25 | 2.25 | Y | 2.25 | 2.25 | 2.25
MA031831 | 10510 | 6 | 168958 | Monti 14 wire ties(nylon) | Monti And Associates Inc. | MA03183-1 | 1.55 | 1.55 | Y | 1.55 | 1.55 | 1.55
MA031831 | 175891 | 1 | 168958 | Monti 14 wire ties(nylon) | Monti And Associates Inc. | MA03183-1 | 1.55 | 1.148 | N | 1.55 | 1.55 | 1.55
MA032201 | 10510 | 9 | 168958 | Monti 10' red 12 AWGMonti red wire | Monti And Associates Inc. | MA03220-1 | 5.698 | 6.2436 | Y | 5.698 | 6.2436 | 6.2436
MA032201 | 175891 | 3 | 168958 | Monti 10' red 12 AWGMonti red wire | Monti And Associates Inc. | MA03220-1 | 5.698 | 5.7 | Y | 5.698 | 6.2436 | 6.2436
MA032251 | 10510 | 14 | 168958 | Monti 10' black 12 AWGMonti black wire | Monti And Associates Inc. | MA03225-1 | 5.884 | 6.2723 | Y | 5.884 | 6.2723 | 6.2723
MA032301 | 10510 | 7 | 168958 | Monti 10' white 12 AWGMonti white wire | Monti And Associates Inc. | MA03230-1 | 6.18 | 6.1751 | Y | 6.18 | 6.1751 | 6.18
MA032301 | 175891 | 3 | 168958 | Monti 10' white 12 AWGMonti white wire | Monti And Associates Inc. | MA03230-1 | 6.18 | 5.8325 | Y | 6.18 | 6.1751 | 6.18
MA032351 | 10510 | 3 | 168958 | Monti 10' green 12 AWGMonti green wire | Monti And Associates Inc. | MA03235-1 | 5.271 | 5.271 | Y | 5.271 | 5.271 | 5.271
MA032351 | 175891 | 3 | 168958 | Monti 10' green 12 AWGMonti green wire | Monti And Associates Inc. | MA03235-1 | 5.271 | 4.7645 | Y | 5.271 | 5.271 | 5.271
MA032401 | 10510 | 5 | 168958 | Monti 10' blue 12 AWGMonti blue wire | Monti And Associates Inc. | MA03240-1 | 5.5 | 5.449 | Y | 5.5 | 5.5 | 5.5
MA032401 | 175891 | 4 | 168958 | Monti 10' blue 12 AWGMonti blue wire | Monti And Associates Inc. | MA03240-1 | 5.5 | 5.5 | Y | 5.5 | 5.5 | 5.5
MA033431 | 10510 | 8 | 168958 | Monti compressor terminals12-8 gauge .25 | Monti And Associates Inc. | MA03343-1 | 1.308 | 1.2935 | Y | 1.308 | 1.2935 | 1.308
MA033491 | 10510 | 2 | 168958 | Monti .250 tab disconn 10-PKTecumseh ele | Monti And Associates Inc. | MA03349-1 | 1.33 | 1.33 | Y | 1.33 | 1.33 | 1.33
MA033491 | 175891 | 4 | 168958 | Monti .250 tab disconn 10-PKTecumseh ele | Monti And Associates Inc. | MA03349-1 | 1.33 | 1.33 | Y | 1.33 | 1.33 | 1.33
MA034142 | 10510 | 5 | 168958 | Monti #7 x 1/2 tap screws100-pack | Monti And Associates Inc. | MA03414-2 | 2.477 | 2.477 | N | 2.477 | 2.477 | 2.477
MA034152 | 10510 | 13 | 168958 | Monti #8 x 1/2 tap screws100-pack | Monti And Associates Inc. | MA03415-2 | 3.743 | 3.4811 | Y | 3.743 | 3.743 | 3.743
MA034152 | 175891 | 1 | 168958 | Monti #8 x 1/2 tap screws100-pack | Monti And Associates Inc. | MA03415-2 | 3.743 | 3.743 | Y | 3.743 | 3.743 | 3.743
MA034162 | 10510 | 9 | 168958 | Monti #8 x 3/4 tap screws100-pack | Monti And Associates Inc. | MA03416-2 | 2.839 | 3.1273 | Y | 2.839 | 3.1273 | 3.1273
MA034671 | 10510 | 14 | 168958 | Monti female elec disconnect22-18 fully | Monti And Associates Inc. | MA03467-1 | 1.51 | 1.51 | Y | 1.51 | 1.51 | 1.51
MA034711 | 10510 | 26 | 168958 | Monti female elec disconnect16-14 fully | Monti And Associates Inc. | MA03471-1 | 1.51 | 1.5055 | Y | 1.51 | 1.5055 | 1.51
MA034731 | 10510 | 19 | 168958 | Monti male electric disconnect16-14 full | Monti And Associates Inc. | MA03473-1 | 1.79 | 1.7855 | Y | 1.79 | 1.7855 | 1.79
MA035392 | 10510 | 8 | 168958 | Monti 1/4 hex drive chuck(for power dril | Monti And Associates Inc. | MA03539-2 | 1.494 | 1.4871 | Y | 1.494 | 1.494 | 1.494
MA035392 | 175891 | 2 | 168958 | Monti 1/4 hex drive chuck(for power dril | Monti And Associates Inc. | MA03539-2 | 1.494 | 1.494 | Y | 1.494 | 1.494 | 1.494
MA035402 | 10510 | 9 | 168958 | Monti 5/16 hex drive chuck(for power dri | Monti And Associates Inc. | MA03540-2 | 1.708 | 1.68 | Y | 1.708 | 1.708 | 1.708
MA035402 | 175891 | 2 | 168958 | Monti 5/16 hex drive chuck(for power dri | Monti And Associates Inc. | MA03540-2 | 1.708 | 1.708 | Y | 1.708 | 1.708 | 1.708
MA035412 | 10510 | 8 | 168958 | Monti 3/8 hex drive chuck(for power dril | Monti And Associates Inc. | MA03541-2 | 1.92 | 1.892 | Y | 1.92 | 1.92 | 1.92
MA035412 | 175891 | 2 | 168958 | Monti 3/8 hex drive chuck(for power dril | Monti And Associates Inc. | MA03541-2 | 1.92 | 1.92 | Y | 1.92 | 1.92 | 1.92
MA037582 | 10510 | 19 | 168958 | Monti 8 x 1/2 plated sheetmetal screws t | Monti And Associates Inc. | MA03758-2 | 4.39 | 5.4751 | Y | 4.39 | 5.4751 | 5.4751
MA037592 | 10510 | 5 | 168958 | Monti 8 x 3/4 plated sheetmetal screws t | Monti And Associates Inc. | MA03759-2 | 4.6285 | 4.5135 | Y | 4.6285 | 4.5135 | 4.6285
MA037592 | 175891 | 1 | 168958 | Monti 8 x 3/4 plated sheetmetal screws t | Monti And Associates Inc. | MA03759-2 | 4.6285 | 3.9853 | Y | 4.6285 | 4.5135 | 4.6285
MA037622 | 10510 | 17 | 168958 | Monti 10 x 3/4 plated sheetmetal screws | Monti And Associates Inc. | MA03762-2 | 9.43 | 10.0064 | Y | 9.43 | 10.0064 | 10.0064
MA037632 | 10510 | 13 | 168958 | Monti 10 x 1 plated sheetmetal screws te | Monti And Associates Inc. | MA03763-2 | 11.14 | 8.7528 | Y | 11.14 | 8.7528 | 11.14
MA037651 | 10510 | 10 | 134087 | Wire Tie Pads 1"x1" Flexible Base | MONTI AND ASSOCIATES, INC. | MA03765-1 | 1.21 | 1.55 | Y | 1.21 | 1.55 | 1.55
MA037651 | 175891 | 2 | 168958 | Wire Tie Pads 1"x1" Flexible Base | Monti And Associates Inc. | MA03765-1 | 1.21 | 1.133 | Y | 1.21 | 1.55 | 1.55
MA04625 | 10510 | 24 | 168958 | Monti abrasive pads solderingand brasing | Monti And Associates Inc. | MA-04625 | 4.777 | 4.7829 | Y | 4.777 | 4.7829 | 4.7829
MA04625 | 175891 | 1 | 168958 | Monti abrasive pads solderingand brasing | Monti And Associates Inc. | MA-04625 | 4.777 | 4.769 | Y | 4.777 | 4.7829 | 4.7829
MA047022B | 10510 | 5 | 168958 | Monti 4 1/16 to 3/4 wireties, black nylo | Monti And Associates Inc. | MA04702-2B | 1.61 | 1.61 | Y | 1.61 | 1.61 | 1.61
MA047082B | 175891 | 8 | 168958 | 50 Pack 11" Black Wire Ties | Monti And Associates Inc. | MA04708-2B | 3.1 | 3.1 | Y | 3.1 | 3.1 | 3.1
MA050312 | 10008 | 3 | 134087 | LOW VOLTAGE TEST LEAD (10 PACK) | MONTI AND ASSOCIATES, INC. | MA05031-2 | 8.32 | 8.25 | Y | 8.32 | 8.25 | 8.32
MA0620 | 10510 | 6 | 187617 | Mini-Maglite 2xAA xenonadjustable flashl | NOT ON FILE | MA-0620 | 12.247 | 12.247 | Y | 12.247 | 12.247 | 12.247
MA0620 | 175891 | 2 | 187617 | Mini-Maglite 2xAA xenonadjustable flashl | NOT ON FILE | MA-0620 | 12.247 | 12.247 | Y | 12.247 | 12.247 | 12.247
MA06295P | 10510 | 10 | 168958 | Monti assorted wire connectors240-plasti | Monti And Associates Inc. | MA06295P | 7.978 | 7.9836 | Y | 7.978 | 7.9836 | 7.9836
MA071812 | 10008 | 1 | 168958 | 11" Aqua Plenum Rated Wire Ties | Monti And Associates Inc. | MA07181-2 | 34.585 | 34.585 | N | 34.585 | 34.585 | 34.585
MA0HT12B3 | 10008 | 1 | 134087 | MA0HT12B-3 200C/600V BLACK | MONTI AND ASSOCIATES, INC. | MA0HT12B3 | 19.3267 | 22.75 | Y | 19.3267 | 22.75 | 22.75
MA1001 | 10510 | 3 | 168958 | Monti Magna-Lite Jr.(battery power) | Monti And Associates Inc. | MA-1001 | 9.787 | 9.7537 | Y | 9.787 | 9.7537 | 9.787
MA1001 | 175891 | 1 | 168958 | Monti Magna-Lite Jr.(battery power) | Monti And Associates Inc. | MA-1001 | 9.787 | 8.667 | Y | 9.787 | 9.7537 | 9.787
MA102 | 175891 | 1 | 168958 | Monti caulking guncartridge type | Monti And Associates Inc. | MA-102 | 3.408 | 3.408 | Y | 3.408 | 3.408 | 3.408
MA10344 | 10006 | 2 | 134087 | MA-10344 TRIDICATOR STRAIGHT MOUNT | MONTI AND ASSOCIATES, INC. | MA-10344 | 41.63 | 25.765 | N | 41.63 | 41.63 | 41.63
MA10344 | 10008 | 2 | 134087 | MA-10344 TRIDICATOR STRAIGHT MOUNT | MONTI AND ASSOCIATES, INC. | MA-10344 | 41.63 | 41.63 | Y | 41.63 | 41.63 | 41.63
MA10345 | 173042 | 1 | 168958 | 0/75 PSI 60-260F TRIDICATOR Back Mount, | Monti And Associates Inc. | MA-10345 | 32.37 | 32.37 | N | 32.37 | 32.37 | 32.37
MA1122 | 10510 | 30 | 168958 | Monti 20 rubber tie downblack | Monti And Associates Inc. | MA-1122 | 1.072 | 1.0864 | Y | 1.072 | 1.0864 | 1.0864
MA1122 | 175891 | 3 | 168958 | Monti 20 rubber tie downblack | Monti And Associates Inc. | MA-1122 | 1.072 | 0.907 | Y | 1.072 | 1.0864 | 1.0864
MA1131 | 10510 | 30 | 168958 | Monti 31 rubber tie downblack | Monti And Associates Inc. | MA-1131 | 1.322 | 1.3175 | Y | 1.322 | 1.32 | 1.322
MA1131 | 175891 | 1 | 168958 | Monti 31 rubber tie downblack | Monti And Associates Inc. | MA-1131 | 1.322 | 1.32 | Y | 1.322 | 1.32 | 1.322
MA11354 | 10510 | 12 | 168958 | Monti 14 oz grease cartridgelithium type | Monti And Associates Inc. | MA-11354 | 7.76 | 7.76 | N | 7.76 | 7.76 | 7.76
MA11354 | 175891 | 2 | 168958 | Monti 14 oz grease cartridgelithium type | Monti And Associates Inc. | MA-11354 | 7.76 | 5.927 | Y | 7.76 | 7.76 | 7.76
MA12835 | 10008 | 2 | 168958 | Manometer | Monti And Associates Inc. | MA-12835B | 104.27 | 104.2733 | Y | 104.27 | 104.2733 | 104.2733
MA142MA | 10510 | 42 | 168958 | Monti 2-1/4 inspection mirror(metal) | Monti And Associates Inc. | MA-142MA | 4.98 | 4.9945 | Y | 4.98 | 4.9945 | 4.9945
MA15007 | 166559 | 20 | 168958 | 3/4" Liquid Tight, Non-Metallic UL/C | Monti And Associates Inc. | MA-15007 | 0.357 | 0.357 | N | 0.357 | 0.357 | 0.357
MA157A | 10510 | 33 | 168958 | 1" x 2" oval telescopic mirror, 25" | Monti And Associates Inc. | MA-157A | 4.1179 | 4.1011 | Y | 4.1179 | 4.1011 | 4.1179
MA157A | 175891 | 1 | 134012 | 1" x 2" oval telescopic mirror, 25" | JOHNSON CONTROLS NORTH AMERICAN PRODUCTS (JCI) | MA157A | 4.1179 | 4.1011 | Y | 4.1179 | 4.1011 | 4.1179
MA2001 | 10510 | 5 | 168958 | Monti Magna-Lite Sr.(battery power) | Monti And Associates Inc. | MA-2001 | 23.22 | 21.3384 | Y | 23.22 | 21.3384 | 23.22
MA2001 | 175891 | 1 | 168958 | Monti Magna-Lite Sr.(battery power) | Monti And Associates Inc. | MA-2001 | 23.22 | 20.868 | Y | 23.22 | 21.3384 | 23.22
MA22010 | 10510 | 5 | 168958 | Monti 1/2 barb x 3/4 MPTadaptor | Monti And Associates Inc. | MA-22010 | 1.534 | 1.5224 | Y | 1.534 | 1.5224 | 1.534
MA22117 | 10510 | 2 | 168958 | Monti 1/2 barb x 3/4 MPTelbow | Monti And Associates Inc. | MA-22117 | 2.001 | 1.9615 | Y | 2.001 | 1.9615 | 2.001
MA31228 | 10510 | 9 | 168958 | Monti pipe joint compound8 oz | Monti And Associates Inc. | MA-31228 | 9.97 | 9.97 | Y | 9.97 | 9.97 | 9.97
MA31228 | 175891 | 1 | 168958 | Monti pipe joint compound8 oz | Monti And Associates Inc. | MA-31228 | 9.97 | 8.4845 | Y | 9.97 | 9.97 | 9.97
MA31230 | 10008 | 6 | 168958 | MA-31230 PIPE DOPE WITH TEFLON 4OZ | Monti And Associates Inc. | MA-31230 | 6.24 | 6.24 | N | 6.24 | 6.24 | 6.24
MA31231 | 10510 | 2 | 168958 | Monti pipe joint compound8 oz | Monti And Associates Inc. | MA-31231 | 18.56 | 18.56 | Y | 18.56 | 18.56 | 18.56
MA3222 | 10008 | 29 | 168958 | MA-322-2 ALUMINUM FOIL DUCT TAPE 2"X50 Y | Monti And Associates Inc. | MA-322-2 | 6.8111 | 6.8111 | N | 6.8111 | 6.8111 | 6.8111
MA3222 | 10510 | 9 | 168958 | MA-322-2 ALUMINUM FOIL DUCT TAPE 2"X50 Y | Monti And Associates Inc. | MA-322-2 | 6.8111 | 6.2836 | Y | 6.8111 | 6.8111 | 6.8111
MA32831 | 10510 | 12 | 168958 | Monti crocodile testleads | Monti And Associates Inc. | MA-32831 | 5.533 | 5.5275 | Y | 5.533 | 5.5275 | 5.533
MA32831 | 175891 | 2 | 168958 | Monti crocodile testleads | Monti And Associates Inc. | MA-32831 | 5.533 | 4.719 | Y | 5.533 | 5.5275 | 5.533
MA32N | 10510 | 7 | 168958 | Monti gasket material 1/32thick 12 x 40 | Monti And Associates Inc. | MA-32N | 7.5647 | 7.4136 | Y | 7.5647 | 7.4136 | 7.5647
MA32N | 175891 | 2 | 168958 | Monti gasket material 1/32thick 12 x 40 | Monti And Associates Inc. | MA-32N | 7.5647 | 6.534 | Y | 7.5647 | 7.4136 | 7.5647
MA33570 | 10008 | 3 | 168958 | Blue Shop Towels 100/Box | Monti And Associates Inc. | MA-33570 | 25.518 | 25.518 | N | 25.518 | 25.518 | 25.518
MA34790 | 10008 | 1 | 168958 | TERI-WIPES (125 PER BOX) | Monti And Associates Inc. | MA-34790 | 12.978 | 12.978 | N | 12.978 | 12.978 | 12.978
MA398 | 10008 | 2 | 168958 | SILVER DUCT TAPE | Monti And Associates Inc. | MA-398 | 5.0617 | 5.0617 | N | 5.0617 | 5.0617 | 5.0617
MA400RC50 | 10510 | 17 | 168958 | Monti 50# recovery cyl400# rated | Monti And Associates Inc. | MA-400RC50 | 128.8328 | 128.8155 | Y | 128.8328 | 128.8155 | 128.8328
MA400RC50 | 175891 | 2 | 168958 | Monti 50# recovery cyl400# rated | Monti And Associates Inc. | MA-400RC50 | 128.8328 | 115.5835 | Y | 128.8328 | 128.8155 | 128.8328
MA4431 | 10510 | 5 | 168958 | Monti 100 watt light bulbrough service | Monti And Associates Inc. | MA-4431 | 1.066 | 1.0274 | Y | 1.066 | 1.0274 | 1.066
MA4432 | 10510 | 3 | 168958 | Monti 75 watt light bulbrough service | Monti And Associates Inc. | MA-4432 | 1.017 | 1.017 | Y | 1.017 | 1.017 | 1.017
MA4433 | 10510 | 13 | 168958 | Monti 150 watt light bulbrough service | Monti And Associates Inc. | MA-4433 | 1.67 | 1.67 | N | 1.67 | 1.67 | 1.67
MA49310 | 10510 | 10 | 168958 | Monti deburring toolfor copper tube | Monti And Associates Inc. | MA-49310 | 5.415 | 5.5 | N | 5.415 | 5.5 | 5.5
MA5406BX | 10510 | 37 | 168958 | Monti hose clamp 3/8-7/8diameter, size 6 | Monti And Associates Inc. | MA-5406BX | 0.389 | 0.38844 | N | 0.389 | 0.38844 | 0.389
MA5406BX | 175891 | 4 | 168958 | Monti hose clamp 3/8-7/8diameter, size 6 | Monti And Associates Inc. | MA-5406BX | 0.389 | 0.375 | Y | 0.389 | 0.38844 | 0.389
MA6012W | 10510 | 7 | 168958 | Monti convenience kit 1/2x 6' #10 wire s | Monti And Associates Inc. | MA-6012W | 11.014 | 11.014 | Y | 11.014 | 11.014 | 11.014
MA6012W | 175891 | 2 | 168958 | Monti convenience kit 1/2x 6' #10 wire s | Monti And Associates Inc. | MA-6012W | 11.014 | 9.346 | Y | 11.014 | 11.014 | 11.014
MA6185 | 175891 | 8 | 168958 | Monti double row 10 terminal20 amp block | Monti And Associates Inc. | MA-6185 | 5.953 | 5.95 | Y | 5.953 | 5.95 | 5.953
MA63493 | 10510 | 1 | 168958 | Monti 50' 14/3 extensioncord, outdoor | Monti And Associates Inc. | MA-63493 | 36.51 | 36.51 | Y | 36.51 | 36.51 | 36.51
MA71493 | 175891 | 1 | 168958 | Monti 25' 16/3 trouble lightW/metal guar | Monti And Associates Inc. | MA-71493 | 21.84 | 21.84 | Y | 21.84 | 21.84 | 21.84
MA71801P | 10510 | 6 | 134087 | MA-71801P MAL | MONTI AND ASSOCIATES, INC. | MA-71801P | 2.918 | 2.918 | N | 2.918 | 2.918 | 2.918
MA71801P | 173042 | 1 | 134087 | MA-71801P MAL | MONTI AND ASSOCIATES, INC. | MA-71801P | 2.918 | 0.01 | N | 2.918 | 2.918 | 2.918
MA71801P | 175891 | 1 | 134087 | MA-71801P MAL | MONTI AND ASSOCIATES, INC. | MA-71801P | 2.918 | 2.638 | Y | 2.918 | 2.918 | 2.918
MA72433 | 10510 | 6 | 168958 | gasket scraper | Monti And Associates Inc. | MA72433 | 5.45 | 5.45 | N | 5.45 | 5.45 | 5.45
MA7519 | 10510 | 5 | 134087 | Fuse Puller | MONTI AND ASSOCIATES, INC. | MA-7519 | 6.773 | 6.773 | Y | 6.773 | 6.773 | 6.773
MA7519 | 175891 | 2 | 134087 | Fuse Puller | MONTI AND ASSOCIATES, INC. | MA-7519 | 6.773 | 2.769 | Y | 6.773 | 6.773 | 6.773
MA7601 | 10510 | 18 | 168958 | Monti ivory wall switchelectrical | Monti And Associates Inc. | MA-7601 | 1.314 | 1.4143 | N | 1.314 | 1.4143 | 1.4143
MA7601 | 175891 | 6 | 168958 | Monti ivory wall switchelectrical | Monti And Associates Inc. | MA-7601 | 1.314 | 1.3668 | Y | 1.314 | 1.4143 | 1.4143
MA7613 | 10510 | 3 | 168958 | Monti ivory duplex receptacleelectrical | Monti And Associates Inc. | MA-7613 | 1.591 | 1.591 | N | 1.591 | 1.591 | 1.591
MA7613 | 175891 | 1 | 168958 | Monti ivory duplex receptacleelectrical | Monti And Associates Inc. | MA-7613 | 1.591 | 1.591 | Y | 1.591 | 1.591 | 1.591
MA8032 | 10510 | 10 | 168958 | Monti qt spray bottlehand held | Monti And Associates Inc. | MA-8032 | 3.747 | 3.747 | N | 3.747 | 3.747 | 3.747
MA8400 | 10510 | 10 | 168958 | Monti aluminum pocket level5 long | Monti And Associates Inc. | MA-8400 | 2.71 | 2.71 | Y | 2.71 | 2.71 | 2.71
MA8410 | 10510 | 26 | 134087 | MA-8410MAL | MONTI AND ASSOCIATES, INC. | MA-8410 | 10.6547 | 12.6023 | Y | 10.6547 | 12.6023 | 12.6023
MA8410 | 175891 | 2 | 134087 | MA-8410MAL | MONTI AND ASSOCIATES, INC. | MA-8410 | 10.6547 | 4.922 | Y | 10.6547 | 12.6023 | 12.6023
MA8411 | 10008 | 4 | 168958 | 1/4 X 1" ANCHOR KIT, W/ DRILL BIT & 100 | Monti And Associates Inc. | MA-8411 | 12.39 | 12.3875 | Y | 12.39 | 12.3875 | 12.39
MA8411 | 10510 | 12 | 168958 | 1/4 X 1" ANCHOR KIT, W/ DRILL BIT & 100 | Monti And Associates Inc. | MA-8411 | 12.39 | 11.0423 | Y | 12.39 | 12.3875 | 12.39
MA8411 | 175891 | 1 | 168958 | 1/4 X 1" ANCHOR KIT, W/ DRILL BIT & 100 | Monti And Associates Inc. | MA-8411 | 12.39 | 4.966 | Y | 12.39 | 12.3875 | 12.39
MA935812 | 10008 | 4 | 168958 | 6 in Heavy Duty Screwdriver | Monti And Associates Inc. | MA-9358-12 | 4.9 | 4.8757 | Y | 4.9 | 4.9 | 4.9
MA935812 | 173042 | 3 | 168958 | 6 in Heavy Duty Screwdriver | Monti And Associates Inc. | MA-9358-12 | 4.9 | 4.9 | Y | 4.9 | 4.9 | 4.9
MAAT145 | 10008 | 4 | 134087 | 1/4" Aluminum Tubing (5 Coil) | MONTI AND ASSOCIATES, INC. | MA-AT14-5 | 10.73 | 10.99 | Y | 10.73 | 10.99 | 10.99
MAAT145 | 10510 | 39 | 134087 | 1/4" Aluminum Tubing (5 Coil) | MONTI AND ASSOCIATES, INC. | MA-AT14-5 | 10.73 | 10.7545 | Y | 10.73 | 10.99 | 10.99
MAAT145 | 173042 | 20 | 134087 | 1/4" Aluminum Tubing (5 Coil) | MONTI AND ASSOCIATES, INC. | MA-AT14-5 | 10.73 | 10.7545 | Y | 10.73 | 10.99 | 10.99
MAAT145 | 175891 | 3 | 134087 | 1/4" Aluminum Tubing (5 Coil) | MONTI AND ASSOCIATES, INC. | MA-AT14-5 | 10.73 | 10.7545 | Y | 10.73 | 10.99 | 10.99
MAAT3165 | 10510 | 17 | 168958 | Monti 3/16 x 5' aluminumtubing | Monti And Associates Inc. | MA-AT316-5 | 10.802 | 10.9195 | Y | 10.802 | 10.9195 | 10.9195
MAAT3165 | 175891 | 1 | 168958 | Monti 3/16 x 5' aluminumtubing | Monti And Associates Inc. | MA-AT316-5 | 10.802 | 8.177 | Y | 10.802 | 10.9195 | 10.9195
MAAT385 | 10510 | 26 | 168958 | Monti 3/8 x 5' aluminumtubing | Monti And Associates Inc. | MA-AT38-5 | 12.33 | 11.7055 | Y | 12.33 | 11.7055 | 12.33
MAC950 | 10510 | 50 | 168958 | MA-C950 TEFLON TAPE THREAD SEAL 1/2" X | Monti And Associates Inc. | MA-C950 | 0.4331 | 0.39705 | Y | 0.4331 | 0.39705 | 0.4331
MAC950 | 175891 | 15 | 168958 | MA-C950 TEFLON TAPE THREAD SEAL 1/2" X | Monti And Associates Inc. | MA-C950 | 0.4331 | 0.3748 | Y | 0.4331 | 0.39705 | 0.4331
MACH101 | 10510 | 4 | 168958 | Monti 240V crankcase heater54 watt | Monti And Associates Inc. | MA-CH101 | 18.86 | 18.86 | Y | 18.86 | 18.86 | 18.86
MACH102 | 10510 | 3 | 168958 | Monti 240V crankcase heaterfor Tecumseh | Monti And Associates Inc. | MA-CH102 | 13.99 | 12.4933 | Y | 13.99 | 12.4933 | 13.99
MACH103 | 10510 | 3 | 168958 | Monti 240V crankcase heaterfor Tecumseh | Monti And Associates Inc. | MA-CH103 | 8.167 | 8.167 | Y | 8.167 | 8.167 | 8.167
MACVT12 | 10510 | 1 | 168958 | Monti 1/2 ID clear tubing100' roll | Monti And Associates Inc. | MA-CVT12 | 8.124 | 8.124 | Y | 8.124 | 8.124 | 8.124
MAE110 | 10510 | 54 | 168958 | Monti 3/8 90 deg BX-conduitconnector scr | Monti And Associates Inc. | MA-E110 | 1.4395 | 1.4585 | Y | 1.4395 | 1.4585 | 1.4585
MAE110 | 175891 | 4 | 168958 | Monti 3/8 90 deg BX-conduitconnector scr | Monti And Associates Inc. | MA-E110 | 1.4395 | 0.839 | Y | 1.4395 | 1.4585 | 1.4585
MAE252 | 10510 | 20 | 168958 | Monti dual receptacle coverelectrical | Monti And Associates Inc. | MA-E252 | 0.3 | 0.3 | N | 0.3 | 0.3 | 0.3
MAE252 | 175891 | 6 | 168958 | Monti dual receptacle coverelectrical | Monti And Associates Inc. | MA-E252 | 0.3 | 0.3 | Y | 0.3 | 0.3 | 0.3
MAE253 | 10510 | 20 | 168958 | Monti on/off switch coverelectrical | Monti And Associates Inc. | MA-E253 | 0.647 | 0.6447 | N | 0.647 | 0.6447 | 0.647
MAE253 | 175891 | 3 | 168958 | Monti on/off switch coverelectrical | Monti And Associates Inc. | MA-E253 | 0.647 | 0.56 | Y | 0.647 | 0.6447 | 0.647
MAE273 | 10510 | 5 | 168958 | Monti on/off and dualreceptacle cover | Monti And Associates Inc. | MA-E273 | 0.65 | 0.65 | N | 0.65 | 0.65 | 0.65
MAE273 | 175891 | 3 | 168958 | Monti on/off and dualreceptacle cover | Monti And Associates Inc. | MA-E273 | 0.65 | 0.65 | Y | 0.65 | 0.65 | 0.65
MAE353D | 10510 | 34 | 168958 | Monti outlet box 4x4 2-1/8deep square 1/ | Monti And Associates Inc. | MA-E353D | 4.84 | 4.87 | Y | 4.84 | 4.87 | 4.87
MAE353D | 175891 | 2 | 168958 | Monti outlet box 4x4 2-1/8deep square 1/ | Monti And Associates Inc. | MA-E353D | 4.84 | 3.297 | N | 4.84 | 4.87 | 4.87
MAE376 | 10510 | 36 | 168958 | Monti 1/2in offset nipple for | Monti And Associates Inc. | MA-E376 | 3.21 | 3.0147 | Y | 3.21 | 3.0147 | 3.21
MAE376 | 175891 | 4 | 168958 | Monti 1/2in offset nipple for | Monti And Associates Inc. | MA-E376 | 3.21 | 2.065 | Y | 3.21 | 3.0147 | 3.21
MAE51 | 10510 | 37 | 168958 | Monti BX-conduit connector3/8 clamp type | Monti And Associates Inc. | MA-E51 | 0.481 | 0.481 | Y | 0.481 | 0.481 | 0.481
MAE51 | 175891 | 5 | 168958 | Monti BX-conduit connector3/8 clamp type | Monti And Associates Inc. | MA-E51 | 0.481 | 0.35 | Y | 0.481 | 0.481 | 0.481
MAE560 | 10510 | 12 | 168958 | Monti 2x4 mudring for 4square box | Monti And Associates Inc. | MA-E560 | 1.01 | 1.01 | Y | 1.01 | 1.01 | 1.01
MAE59 | 10510 | 148 | 168958 | Monti 1/2 conduit locknutsfully reversib | Monti And Associates Inc. | MA-E59 | 0.22 | 0.21412 | Y | 0.22 | 0.21412 | 0.22
MAE59 | 175891 | 4 | 168958 | Monti 1/2 conduit locknutsfully reversib | Monti And Associates Inc. | MA-E59 | 0.22 | 0.136 | N | 0.22 | 0.21412 | 0.22
MAE80 | 10510 | 28 | 168958 | Monti 3/4 conduit locknutsfully reversib | Monti And Associates Inc. | MA-E80 | 0.06 | 0.06 | N | 0.06 | 0.06 | 0.06
MAE80 | 175891 | 4 | 168958 | Monti 3/4 conduit locknutsfully reversib | Monti And Associates Inc. | MA-E80 | 0.06 | 0.06 | Y | 0.06 | 0.06 | 0.06
MAFB2 | 10510 | 5 | 168958 | Fan blade & wheel puller toolMonti | Monti And Associates Inc. | MA-FB2 | 19.595 | 19.595 | Y | 19.595 | 19.595 | 19.595
MAFD30A | 10510 | 1 | 168958 | Monti fused disconnect30-amp | Monti And Associates Inc. | MA-FD30A | 8.002 | 7.018 | N | 8.002 | 8.002 | 8.002
MAFD30A | 175891 | 2 | 168958 | Monti fused disconnect30-amp | Monti And Associates Inc. | MA-FD30A | 8.002 | 8.002 | N | 8.002 | 8.002 | 8.002
MAFL3A | 10510 | 7 | 168958 | Extendable Flashlight w/Flex Neck | Monti And Associates Inc. | MA-FL3A | 11.77 | 7.4 | Y | 11.77 | 7.4 | 11.77
MAFL3A | 175891 | 4 | 168958 | Extendable Flashlight w/Flex Neck | Monti And Associates Inc. | MA-FL3A | 11.77 | 7.4 | N | 11.77 | 7.4 | 11.77
MAFWP7 | 10510 | 2 | 134087 | Monti - 7 pc. Flexible headwrench set | MONTI AND ASSOCIATES, INC. | MA-FWP7 | 38.9 | 37.5 | Y | 38.9 | 37.5 | 38.9
MAFWP7 | 175891 | 1 | 134087 | Monti - 7 pc. Flexible headwrench set | MONTI AND ASSOCIATES, INC. | MA-FWP7 | 38.9 | 29.9 | N | 38.9 | 37.5 | 38.9
MAG1BK | 10008 | 8 | 134395 | Jumper, Magnetic | SUPCO SEALED UNIT PARTS CO., INC. / NSI | MAG1BK | 7.5 | 7.6235 | Y | 7.5 | 7.6235 | 7.6235
MAG1BK | 166553 | 2 | 134395 | Jumper, Magnetic | SUPCO SEALED UNIT PARTS CO., INC. / NSI | MAG1BK | 7.5 | 7.5 | Y | 7.5 | 7.6235 | 7.6235
MAG1BK | 166559 | 5 | 134395 | Jumper, Magnetic | SUPCO SEALED UNIT PARTS CO., INC. / NSI | MAG1BK | 7.5 | 7.5 | Y | 7.5 | 7.6235 | 7.6235
MAG1BK | 166561 | 1 | 134395 | Jumper, Magnetic | SUPCO SEALED UNIT PARTS CO., INC. / NSI | MAG1BK | 7.5 | 7.5 | Y | 7.5 | 7.6235 | 7.6235
MAG1BK | 173042 | 43 | 134395 | Jumper, Magnetic | SUPCO SEALED UNIT PARTS CO., INC. / NSI | MAG1BK | 7.5 | 7.5 | Y | 7.5 | 7.6235 | 7.6235
MAG1BL | 10008 | 7 | 134395 | Jumper, Magnetic | SUPCO SEALED UNIT PARTS CO., INC. / NSI | MAG1BL | 7.25 | 7.7982 | Y | 7.25 | 7.7982 | 7.7982
MAG1BL | 166553 | 6 | 134395 | Jumper, Magnetic | SUPCO SEALED UNIT PARTS CO., INC. / NSI | MAG1BL | 7.25 | 1.25 | Y | 7.25 | 7.7982 | 7.7982
MAG1BL | 166559 | 5 | 134395 | Jumper, Magnetic | SUPCO SEALED UNIT PARTS CO., INC. / NSI | MAG1BL | 7.25 | 1.1708 | Y | 7.25 | 7.7982 | 7.7982
MAG1GR | 10008 | 1 | 134395 | Jumper, Magnetic | SUPCO SEALED UNIT PARTS CO., INC. / NSI | MAG1GR | 7.4375 | 7.0184 | Y | 7.4375 | 7.4796 | 7.4796
MAG1GR | 166553 | 2 | 134395 | Jumper, Magnetic | SUPCO SEALED UNIT PARTS CO., INC. / NSI | MAG1GR | 7.4375 | 7.1937 | Y | 7.4375 | 7.4796 | 7.4796
MAG1GR | 166557 | 4 | 134395 | Jumper, Magnetic | SUPCO SEALED UNIT PARTS CO., INC. / NSI | MAG1GR | 7.4375 | 6.95 | N | 7.4375 | 7.4796 | 7.4796
MAG1GR | 166559 | 5 | 134395 | Jumper, Magnetic | SUPCO SEALED UNIT PARTS CO., INC. / NSI | MAG1GR | 7.4375 | 0 | Y | 7.4375 | 7.4796 | 7.4796
MAG1GR | 166561 | 4 | 134395 | Jumper, Magnetic | SUPCO SEALED UNIT PARTS CO., INC. / NSI | MAG1GR | 7.4375 | 7.4796 | Y | 7.4375 | 7.4796 | 7.4796
MAG1RD | 10008 | 7 | 134395 | Red Magnetic Jumper 20", 30VAC/DC Max, | SUPCO SEALED UNIT PARTS CO., INC. / NSI | MAG1RD | 7.5 | 7.7789 | Y | 7.5 | 7.7789 | 7.7789
MAG1RD | 166553 | 2 | 134395 | Red Magnetic Jumper 20", 30VAC/DC Max, | SUPCO SEALED UNIT PARTS CO., INC. / NSI | MAG1RD | 7.5 | 3.75 | Y | 7.5 | 7.7789 | 7.7789
MAG1RD | 166559 | 2 | 134395 | Red Magnetic Jumper 20", 30VAC/DC Max, | SUPCO SEALED UNIT PARTS CO., INC. / NSI | MAG1RD | 7.5 | 7.1333 | Y | 7.5 | 7.7789 | 7.7789
MAG1RD | 166561 | 4 | 134395 | Red Magnetic Jumper 20", 30VAC/DC Max, | SUPCO SEALED UNIT PARTS CO., INC. / NSI | MAG1RD | 7.5 | 7.5 | Y | 7.5 | 7.7789 | 7.7789
MAG1RD | 173042 | 42 | 134395 | Red Magnetic Jumper 20", 30VAC/DC Max, | SUPCO SEALED UNIT PARTS CO., INC. / NSI | MAG1RD | 7.5 | 7.5 | Y | 7.5 | 7.7789 | 7.7789
MAG1YL | 10008 | 6 | 134395 | Yellow Magnetic Jumper 20", 30VAC/DC Max | SUPCO SEALED UNIT PARTS CO., INC. / NSI | MAG1YL | 7.5 | 7.232 | Y | 7.5 | 7.5 | 7.5
MAG1YL | 166553 | 5 | 134395 | Yellow Magnetic Jumper 20", 30VAC/DC Max | SUPCO SEALED UNIT PARTS CO., INC. / NSI | MAG1YL | 7.5 | 7.5 | Y | 7.5 | 7.5 | 7.5
MAG1YL | 166559 | 2 | 134395 | Yellow Magnetic Jumper 20", 30VAC/DC Max | SUPCO SEALED UNIT PARTS CO., INC. / NSI | MAG1YL | 7.5 | 6.95 | Y | 7.5 | 7.5 | 7.5
MAG1YL | 166561 | 1 | 134395 | Yellow Magnetic Jumper 20", 30VAC/DC Max | SUPCO SEALED UNIT PARTS CO., INC. / NSI | MAG1YL | 7.5 | 6.95 | Y | 7.5 | 7.5 | 7.5
MAGF1 | 10510 | 12 | 168958 | Monti 10' steel pipe strapgalvanized | Monti And Associates Inc. | MA-GF-1 | 1.814 | 1.809 | Y | 1.814 | 1.814 | 1.814
MAGF1 | 175891 | 1 | 168958 | Monti 10' steel pipe strapgalvanized | Monti And Associates Inc. | MA-GF-1 | 1.814 | 1.814 | Y | 1.814 | 1.814 | 1.814
MAGJUMPER1 | 10510 | 9 | 187604 | Supco MagJumper #1 round lowvolt jumper | S & S MAGJUMPER LLC | MAGJUMPER 1 | 6 | 6 | Y | 6 | 6 | 6
MAGJUMPER1 | 175891 | 2 | 187604 | Supco MagJumper #1 round lowvolt jumper | S & S MAGJUMPER LLC | MAGJUMPER 1 | 6 | 6 | Y | 6 | 6 | 6
MAGLVXL | 175891 | 2 | 168958 | Monti Nylon work glovesextra large | Monti And Associates Inc. | MA-GLVXL | 7.575 | 7.575 | Y | 7.575 | 7.575 | 7.575
MAKVS007 | 10510 | 1 | 168958 | Monti pocket knife 2 blade3 closed | Monti And Associates Inc. | MA-KVS007 | 5.024 | 5.024 | N | 5.024 | 5.024 | 5.024
MAL-MA010183 | 10510 | 30 | 134087 | 100 GRAY WIRE CONNECTORS | MONTI AND ASSOCIATES, INC. | MA01018-3 | 2.1 | 2.129 | Y | 2.1 | 2.129 | 2.129
MAL-MA010183 | 173042 | 3 | 134087 | 100 GRAY WIRE CONNECTORS | MONTI AND ASSOCIATES, INC. | MA01018-3 | 2.1 | 2.0343 | Y | 2.1 | 2.129 | 2.129
MAL-MA010193 | 10510 | 42 | 134087 | 100 BLUE WIRE CONNECTORS | MONTI AND ASSOCIATES, INC. | MA01019-3 | 2.8 | 2.65 | Y | 2.8 | 2.6646 | 2.8
MAL-MA010193 | 173042 | 7 | 134087 | 100 BLUE WIRE CONNECTORS | MONTI AND ASSOCIATES, INC. | MA01019-3 | 2.8 | 2.6646 | Y | 2.8 | 2.6646 | 2.8
MAL-MA010203 | 10510 | 38 | 134087 | 100 ORANGE WIRE CONNECTORS | MONTI AND ASSOCIATES, INC. | MA01020-3 | 4.1 | 3.9 | Y | 4.1 | 3.9514 | 4.1
MAL-MA010203 | 173042 | 7 | 134087 | 100 ORANGE WIRE CONNECTORS | MONTI AND ASSOCIATES, INC. | MA01020-3 | 4.1 | 3.9514 | Y | 4.1 | 3.9514 | 4.1
MAL-MA010213 | 10510 | 17 | 134087 | 100 YELLOW WIRE CONNECTORS | MONTI AND ASSOCIATES, INC. | MA01021-3 | 4.55 | 4.55 | Y | 4.55 | 4.55 | 4.55
MAL-MA010213 | 173042 | 2 | 134087 | 100 YELLOW WIRE CONNECTORS | MONTI AND ASSOCIATES, INC. | MA01021-3 | 4.55 | 4.27 | Y | 4.55 | 4.55 | 4.55
MAL-MA010223 | 10510 | 20 | 134087 | 100 RED WIRE CONNECTORS | MONTI AND ASSOCIATES, INC. | MA01022-3 | 7.05 | 7.05 | Y | 7.05 | 7.05 | 7.05
MAL-MA010223 | 173042 | 6 | 134087 | 100 RED WIRE CONNECTORS | MONTI AND ASSOCIATES, INC. | MA01022-3 | 7.05 | 6.9521 | Y | 7.05 | 7.05 | 7.05
MAL-MA026192 | 173042 | 2 | 134087 | 12-10 FEMALE CONNECTOR | MONTI AND ASSOCIATES, INC. | MA02619-2 | 8.18 | 9.29 | Y | 8.18 | 9.29 | 9.29
MAL-MA026202 | 173042 | 6 | 134087 | 16-14 #8 STUD INSUL. RING | MONTI AND ASSOCIATES, INC. | MA02620-2 | 5.95 | 5.95 | N | 5.95 | 5.95 | 5.95
MAL-MA029112 | 173042 | 795 | 134087 | .250 TAB DISCONNECT | MONTI AND ASSOCIATES, INC. | MA02911-2 | 8.6 | 0.091466 | Y | 8.6 | 0.091466 | 8.6
MAL-MA029392 | 173042 | 8 | 134087 | 22-18 #6 STUD INSUL. RING | MONTI AND ASSOCIATES, INC. | MA02939-2 | 3.25 | 4.97 | N | 3.25 | 4.97 | 4.97
MAL-MA029402 | 173042 | 1 | 134087 | 22-18 #8 STUD INSUL. RING | MONTI AND ASSOCIATES, INC. | MA02940-2 | 4.76 | 3.7 | N | 4.76 | 3.7 | 4.76
MAL-MA029622 | 173042 | 2 | 134087 | 12-10 #8 STUD INSUL. RING | MONTI AND ASSOCIATES, INC. | MA02962-2 | 5.54 | 7.0867 | N | 5.54 | 7.0867 | 7.0867
MAL-MA031711 | 10510 | 6 | 134087 | 4" WIRE TIE (PKG OF 36) | MONTI AND ASSOCIATES, INC. | MA03171-1 | 1.55 | 1.125 | Y | 1.55 | 1.26 | 1.55
MAL-MA031711 | 173042 | 6 | 134087 | 4" WIRE TIE (PKG OF 36) | MONTI AND ASSOCIATES, INC. | MA03171-1 | 1.55 | 1.26 | N | 1.55 | 1.26 | 1.55
MAL-MA031932 | 173042 | 3 | 134087 | 7 1/2" CABLE TIE W/MTG. HOLE | MONTI AND ASSOCIATES, INC. | MA03193-2 | 3.95 | 3.95 | Y | 3.95 | 3.95 | 3.95
MAL-MA045022 | 173042 | 1 | 134087 | SPDT | MONTI AND ASSOCIATES, INC. | MA04502-2 | 5.32 | 6.26 | N | 5.32 | 6.26 | 6.26
MAL-MA045032 | 173042 | 2 | 134087 | SPDT C/O TOGGLE SWITCH | MONTI AND ASSOCIATES, INC. | MA04503-2 | 5.44 | 6.4 | N | 5.44 | 6.4 | 6.4
MAL-MA045052 | 173042 | 5 | 134087 | DPDT | MONTI AND ASSOCIATES, INC. | MA04505-2 | 7.33 | 0 | N | 7.33 | 0 | 7.33
MAL-MA045062 | 173042 | 7 | 134087 | DPDT C/O SWITCH | MONTI AND ASSOCIATES, INC. | MA04506-2 | 7.06 | 0 | N | 7.06 | 0 | 7.06
MAL-MA12835B | 173042 | 1 | 134087 | DIGITAL DUAL DIFF. MANOMETER | MONTI AND ASSOCIATES, INC. | MA-12835B | 79.8 | 79.8 | Y | 79.8 | 79.8 | 79.8
MAL-MA185 | 10510 | 4 | 134087 | TELESCOPIC MATCH HOLDER FOR PILOTS | MONTI AND ASSOCIATES, INC. | MA-185 | 2.1 | 1.4524 | Y | 2.1 | 1.4524 | 2.1
MAL-MA185 | 175891 | 1 | 134087 | TELESCOPIC MATCH HOLDER FOR PILOTS | MONTI AND ASSOCIATES, INC. | MA-185 | 2.1 | 1.27 | Y | 2.1 | 1.4524 | 2.1
MAL-MA3600 | 10510 | 11 | 134087 | 18 COMPARTMENT PLASTIC PARTS BOX | MONTI AND ASSOCIATES, INC. | MA-3600 | 9.38 | 8.361 | Y | 9.38 | 9.38 | 9.38
MAL-MA3600 | 173042 | 5 | 134087 | 18 COMPARTMENT PLASTIC PARTS BOX | MONTI AND ASSOCIATES, INC. | MA-3600 | 9.38 | 9.38 | Y | 9.38 | 9.38 | 9.38
MAL-MA3600 | 175891 | 1 | 134087 | 18 COMPARTMENT PLASTIC PARTS BOX | MONTI AND ASSOCIATES, INC. | MA-3600 | 9.38 | 8.361 | Y | 9.38 | 9.38 | 9.38
MAL-MA7604 | 173042 | 2 | 134087 | D.P. 20A TOGGLE SWITCH | MONTI AND ASSOCIATES, INC. | MA-7604 | 10.45 | 8.91 | N | 10.45 | 8.91 | 10.45
MAL-MA7653TR | 173042 | 20 | 134087 | TOGGLE SWITCH & RECEPTACLE | MONTI AND ASSOCIATES, INC. | MA-7653TR | 11.15 | 10.45 | N | 11.15 | 10.45 | 11.15
MAL-MAAT14 | 10510 | 1 | 134087 | 1/4"X50 ALUMINUM TUBING | MONTI AND ASSOCIATES, INC. | MA-AT14 | 25.55 | 25.55 | Y | 25.55 | 26.95 | 26.95
MAL-MAAT14 | 173042 | 4 | 134087 | 1/4"X50 ALUMINUM TUBING | MONTI AND ASSOCIATES, INC. | MA-AT14 | 25.55 | 26.95 | Y | 25.55 | 26.95 | 26.95
MAL-MAAT185 | 10510 | 28 | 134087 | 1/8"ALUMINUM TUBING KIT | MONTI AND ASSOCIATES, INC. | MA-AT18-5 | 10.45 | 10.0341 | Y | 10.45 | 10.0341 | 10.45
MAL-MAAT185 | 173042 | 20 | 134087 | 1/8"ALUMINUM TUBING KIT | MONTI AND ASSOCIATES, INC. | MA-AT18-5 | 10.45 | 6.06 | N | 10.45 | 10.0341 | 10.45
MAL-MAAT185 | 175891 | 2 | 134087 | 1/8"ALUMINUM TUBING KIT | MONTI AND ASSOCIATES, INC. | MA-AT18-5 | 10.45 | 5.235 | Y | 10.45 | 10.0341 | 10.45
MAL-MAAT38 | 10510 | 19 | 134087 | 3/8X50 ALUMINUM TUBING | MONTI AND ASSOCIATES, INC. | MA-AT38 | 33.45 | 31.4745 | Y | 33.45 | 31.4745 | 33.45
MAL-MAAT38 | 175891 | 1 | 134087 | 3/8X50 ALUMINUM TUBING | MONTI AND ASSOCIATES, INC. | MA-AT38 | 33.45 | 19.853 | Y | 33.45 | 31.4745 | 33.45
MAL-MADM1 | 173042 | 10 | 134087 | DIGITAL MULTI-METER | MONTI AND ASSOCIATES, INC. | MA-DM1 | 8.95 | 8.95 | Y | 8.95 | 8.95 | 8.95
MAL-MAE201 | 10510 | 92 | 134087 | 2 X 4 UTILITY BOX | MONTI AND ASSOCIATES, INC. | MA-E201 | 1.79 | 1.7856 | Y | 1.79 | 1.7863 | 1.79
MAL-MAE201 | 173042 | 1 | 134087 | 2 X 4 UTILITY BOX | MONTI AND ASSOCIATES, INC. | MA-E201 | 1.79 | 0.73 | N | 1.79 | 1.7863 | 1.79
MAL-MAE201 | 175891 | 26 | 134087 | 2 X 4 UTILITY BOX | MONTI AND ASSOCIATES, INC. | MA-E201 | 1.79 | 1.7863 | Y | 1.79 | 1.7863 | 1.79
MAL-MAE254 | 10510 | 89 | 134087 | BLANK 2 X 4 COVER | MONTI AND ASSOCIATES, INC. | MA-E254 | 0.67 | 0.57699 | Y | 0.67 | 0.57699 | 0.67
MAL-MAE254 | 175891 | 6 | 134087 | BLANK 2 X 4 COVER | MONTI AND ASSOCIATES, INC. | MA-E254 | 0.67 | 0.497 | Y | 0.67 | 0.57699 | 0.67
MAL-MAE353 | 173042 | 21 | 134087 | 4" SQUARE UTILITY BOX | MONTI AND ASSOCIATES, INC. | MA-E353 | 2.41 | 1.57 | N | 2.41 | 1.57 | 2.41
MAL-MAE554 | 10510 | 44 | 134087 | BLANK 4" SQUARE COVER | MONTI AND ASSOCIATES, INC. | MA-E554 | 0.78 | 0.77304 | Y | 0.78 | 0.77304 | 0.78
MAL-MAE554 | 175891 | 1 | 134087 | BLANK 4" SQUARE COVER | MONTI AND ASSOCIATES, INC. | MA-E554 | 0.78 | 0.496 | N | 0.78 | 0.77304 | 0.78
MAL-MAE564 | 173042 | 8 | 134087 | 4" SQUARE COVER W/1/2" K.O. | MONTI AND ASSOCIATES, INC. | MA-E564 | 1.01 | 0 | N | 1.01 | 0 | 1.01
MAL-MAPAK2 | 173042 | 3 | 134087 | ASSORTED WIRE TIES | MONTI AND ASSOCIATES, INC. | MA-PAK-2 | 18.51 | 19.775 | Y | 18.51 | 19.775 | 19.775
MAL-MART330 | 173042 | 1 | 134087 | DIGITAL POCKET THERMOMETER | MONTI AND ASSOCIATES, INC. | MA-RT330 | 6.85 | 9.23 | Y | 6.85 | 9.23 | 9.23
MAL-SH3 | 175891 | 1 | 175108 | MALCO 18OZ STTNG HAMMER | RHI SUPPLY | SH3 | 51.43 | 51.43 | N | 51.43 | 51.43 | 51.43
MALAMA322 | 173042 | 1 | 134087 | 2 1/2" DIAM. WIRE FLUE BRUSH | MONTI AND ASSOCIATES, INC. | AMA-322 | 9.47 | 9.47 | N | 9.47 | 9.47 | 9.47
MALC20E | 166559 | 29 | 168958 | ¾" LT 90 DEG. ELBOW | Monti And Associates Inc. | MA-LC20E | 0.86 | 0.68 | N | 0.86 | 0.86 | 0.86
MALC20E | 166561 | 20 | 168958 | ¾" LT 90 DEG. ELBOW | Monti And Associates Inc. | MA-LC20E | 0.86 | 0.86 | N | 0.86 | 0.86 | 0.86
MALC43E | 166561 | 14 | 134087 | ¾" LT STRAIGHT | MONTI AND ASSOCIATES, INC. | MALC43E | 0.64 | 0.63 | N | 0.64 | 0.63 | 0.64
MALE SPADE CONNECTOR BLUE | 175883 | 100 | 134179 | Vinyl Insulated Spade Wire Connector Ele | NEUCO INC. | MALE SPADE CONNECTOR BLUE | 0 | 0.0669 | N | 0 | 0.0669 | 0.0669
MALE SPADE CONNECTOR RED | 175883 | 84 | 134179 | Vinyl Insulated Spade Wire Connector Ele | NEUCO INC. | MALE SPADE CONNECTOR RED | 0 | 0.0649 | N | 0 | 0.0649 | 0.0649
MANDK10 | 10510 | 1 | 168958 | Monti - 10pc. Hex MagneticNut Driver Kit | Monti And Associates Inc. | MA-NDK10 | 20.95 | 20.95 | Y | 20.95 | 20.95 | 20.95
MANDK10 | 175891 | 1 | 168958 | Monti - 10pc. Hex MagneticNut Driver Kit | Monti And Associates Inc. | MA-NDK10 | 20.95 | 15.9 | N | 20.95 | 20.95 | 20.95
MANDK16 | 10510 | 5 | 168958 | Monti - 16pc hex magneticnut driver set | Monti And Associates Inc. | MA-NDK16 | 19.69 | 19.69 | Y | 19.69 | 19.69 | 19.69
MANDK16 | 175891 | 1 | 168958 | Monti - 16pc hex magneticnut driver set | Monti And Associates Inc. | MA-NDK16 | 19.69 | 17.58 | N | 19.69 | 19.69 | 19.69
MAPLT7 | 10008 | 1 | 134087 | PLENUM RATED Ties 7", (100/pkg) Burgundy | MONTI AND ASSOCIATES, INC. | MA-PLT7 | 5.184 | 5.184 | N | 5.184 | 5.184 | 5.184
MAPPRO | 10510 | 11 | 187610 | HAZMAT 14.1 oz mapp gascylinder | MINNEAPOLIS OXYGEN CO. | MAPPRO | 13.32 | 12.6609 | Y | 13.32 | 12.6609 | 13.32
MAR-12100 | 10770 | 4 | 134012 | TURBO 200 MINI 2.5-12.5MFD 370/440V | JOHNSON CONTROLS NORTH AMERICAN PRODUCTS (JCI) | 12100 | 7.978 | 7.978 | Y | 7.978 | 7.978 | 7.978
MAR-12100 | 166553 | 2 | 134012 | TURBO 200 MINI 2.5-12.5MFD 370/440V | JOHNSON CONTROLS NORTH AMERICAN PRODUCTS (JCI) | 12100 | 7.978 | 7.3336 | N | 7.978 | 7.978 | 7.978
MAR-12100 | 166559 | 2 | 134012 | TURBO 200 MINI 2.5-12.5MFD 370/440V | JOHNSON CONTROLS NORTH AMERICAN PRODUCTS (JCI) | 12100 | 7.978 | 5.69 | N | 7.978 | 7.978 | 7.978
MAR-12100 | 173042 | 2 | 134012 | TURBO 200 MINI 2.5-12.5MFD 370/440V | JOHNSON CONTROLS NORTH AMERICAN PRODUCTS (JCI) | 12100 | 7.978 | 7.13 | N | 7.978 | 7.978 | 7.978
MAR-12100 | 175883 | 3 | 134012 | TURBO 200 MINI 2.5-12.5MFD 370/440V | JOHNSON CONTROLS NORTH AMERICAN PRODUCTS (JCI) | 12100 | 7.978 | 5.97 | N | 7.978 | 7.978 | 7.978
MAR-12200 | 10510 | 4 | 134012 | TURBO 200 2.5-67.5MFD 370/440V | JOHNSON CONTROLS NORTH AMERICAN PRODUCTS (JCI) | 12200 | 52.964 | 51.3756 | Y | 52.964 | 52.964 | 52.964
MAR-12200 | 10770 | 3 | 134012 | TURBO 200 2.5-67.5MFD 370/440V | JOHNSON CONTROLS NORTH AMERICAN PRODUCTS (JCI) | 12200 | 52.964 | 52.964 | Y | 52.964 | 52.964 | 52.964
MAR-12200 | 166553 | 2 | 134012 | TURBO 200 2.5-67.5MFD 370/440V | JOHNSON CONTROLS NORTH AMERICAN PRODUCTS (JCI) | 12200 | 52.964 | 37.79 | N | 52.964 | 52.964 | 52.964
MAR-12200 | 173042 | 1 | 134012 | TURBO 200 2.5-67.5MFD 370/440V | JOHNSON CONTROLS NORTH AMERICAN PRODUCTS (JCI) | 12200 | 52.964 | 48.47 | N | 52.964 | 52.964 | 52.964
MAR-12200 | 175883 | 3 | 134012 | TURBO 200 2.5-67.5MFD 370/440V | JOHNSON CONTROLS NORTH AMERICAN PRODUCTS (JCI) | 12200 | 52.964 | 39.629 | N | 52.964 | 52.964 | 52.964
MAR-12200 | 175891 | 2 | 134012 | TURBO 200 2.5-67.5MFD 370/440V | JOHNSON CONTROLS NORTH AMERICAN PRODUCTS (JCI) | 12200 | 52.964 | 51.526 | Y | 52.964 | 52.964 | 52.964
MAR-12300 | 10770 | 4 | 134012 | TURBO 200X 5-97.5MFD 370/440V | JOHNSON CONTROLS NORTH AMERICAN PRODUCTS (JCI) | 12300 | 71.057 | 71.057 | Y | 71.057 | 71.057 | 71.057
MAR-12300 | 166553 | 1 | 134012 | TURBO 200X 5-97.5MFD 370/440V | JOHNSON CONTROLS NORTH AMERICAN PRODUCTS (JCI) | 12300 | 71.057 | 49.49 | N | 71.057 | 71.057 | 71.057
MAR-12300 | 166561 | 1 | 134012 | TURBO 200X 5-97.5MFD 370/440V | JOHNSON CONTROLS NORTH AMERICAN PRODUCTS (JCI) | 12300 | 71.057 | 49.49 | N | 71.057 | 71.057 | 71.057
MAR-12300 | 175883 | 3 | 134012 | TURBO 200X 5-97.5MFD 370/440V | JOHNSON CONTROLS NORTH AMERICAN PRODUCTS (JCI) | 12300 | 71.057 | 53.17 | N | 71.057 | 71.057 | 71.057
MAR-17335 | 10770 | 6 | 134078 | 3 POLE,30 AMP., 24V. COIL CONTACTOR | MARS MOTORS & ARMATURES INC | 17335 | 15.448 | 15.448 | Y | 15.448 | 15.911 | 15.911
MAR-17335 | 166557 | 19 | 134078 | 3 POLE,30 AMP., 24V. COIL CONTACTOR | MARS MOTORS & ARMATURES INC | 17335 | 15.448 | 15.911 | Y | 15.448 | 15.911 | 15.911
MAR-17335 | 173042 | 14 | 134078 | 3 POLE,30 AMP., 24V. COIL CONTACTOR | MARS MOTORS & ARMATURES INC | 17335 | 15.448 | 9.29 | N | 15.448 | 15.911 | 15.911
MAR-17335 | 175883 | 4 | 134078 | 3 POLE,30 AMP., 24V. COIL CONTACTOR | MARS MOTORS & ARMATURES INC | 17335 | 15.448 | 9.29 | N | 15.448 | 15.911 | 15.911
MAR-17336 | 10770 | 6 | 134012 | 3 POLE,30 AMP.,120V. COIL CONTACTOR | JOHNSON CONTROLS NORTH AMERICAN PRODUCTS (JCI) | 17336 | 15.448 | 15.448 | Y | 15.448 | 15.5807 | 15.5807
MAR-17336 | 166557 | 14 | 134078 | 3 POLE,30 AMP.,120V. COIL CONTACTOR | MARS MOTORS & ARMATURES INC | 17336 | 15.448 | 15.5807 | Y | 15.448 | 15.5807 | 15.5807
MAR-17336 | 175883 | 4 | 134012 | 3 POLE,30 AMP.,120V. COIL CONTACTOR | JOHNSON CONTROLS NORTH AMERICAN PRODUCTS (JCI) | 17336 | 15.448 | 14.854 | N | 15.448 | 15.5807 | 15.5807
MAR-24010 | 10510 | 5 | 134078 | 120/208/240 FAN CTR, DPDT | MARS MOTORS & ARMATURES INC | 24010 | 32.465 | 17.375 | Y | 32.465 | 40.321 | 40.321
MAR-24010 | 166559 | 3 | 134078 | 120/208/240 FAN CTR, DPDT | MARS MOTORS & ARMATURES INC | 24010 | 32.465 | 40.321 | Y | 32.465 | 40.321 | 40.321
MAR-24010 | 173042 | 4 | 134078 | 120/208/240 FAN CTR, DPDT | MARS MOTORS & ARMATURES INC | 24010 | 32.465 | 21.2455 | Y | 32.465 | 40.321 | 40.321
MAR-32391 | 10510 | 24 | 134078 | ON DELAY TIMER | MARS MOTORS & ARMATURES INC | 32391 | 25.0045 | 25.0045 | Y | 25.0045 | 25.0045 | 25.0045
MAR-32391 | 175891 | 3 | 134078 | ON DELAY TIMER | MARS MOTORS & ARMATURES INC | 32391 | 25.0045 | 17.21 | Y | 25.0045 | 25.0045 | 25.0045
MAR-6148242FE35AG106 | 173042 | 2 | 134078 | 3P 75A 208/240V. CONTACTOR | MARS MOTORS & ARMATURES INC | 61482 | 80.92 | 80.92 | N | 80.92 | 80.92 | 80.92
MAR-84202 | 10008 | 2 | 133695 | 18/3 X 500 UL TSTAT WIRE | Genuine Cable Group (GCG) (Connect Air) | 84202 | 82.5323 | 79.358 | Y | 82.5323 | 79.358 | 82.5323
MAR-84202 | 173042 | 2 | 133695 | 18/3 X 500 UL TSTAT WIRE | Genuine Cable Group (GCG) (Connect Air) | 84202 | 82.5323 | 23.9282 | N | 82.5323 | 79.358 | 82.5323
MAR-84203 | 10006 | 2 | 133695 | 18/4 X 250 UL T-STAT WIRE | Genuine Cable Group (GCG) (Connect Air) | 84203 | 36.9616 | 35.54 | N | 36.9616 | 35.54 | 36.9616
MAR-84203 | 173042 | 3 | 133695 | 18/4 X 250 UL T-STAT WIRE | Genuine Cable Group (GCG) (Connect Air) | 84203 | 36.9616 | 8.89 | N | 36.9616 | 35.54 | 36.9616
MAR-90294 | 166559 | 1 | 134078 | RELAY | MARS MOTORS & ARMATURES INC | 90294 | 12.02 | 12.02 | Y | 12.02 | 12.02 | 12.02
MAR-90294 | 173042 | 151 | 134078 | RELAY | MARS MOTORS & ARMATURES INC | 90294 | 12.02 | 6.731 | N | 12.02 | 12.02 | 12.02
MAR-92340 | 10006 | 6 | 134078 | 25Amp power relay, 24VAC coil | MARS MOTORS & ARMATURES INC | 92340 | 9.28 | 5.055 | N | 9.28 | 9.28 | 9.28
MAR-92340 | 10008 | 4 | 134078 | 25Amp power relay, 24VAC coil | MARS MOTORS & ARMATURES INC | 92340 | 9.28 | 9.28 | Y | 9.28 | 9.28 | 9.28
MAR-92340 | 166553 | 4 | 134078 | 25Amp power relay, 24VAC coil | MARS MOTORS & ARMATURES INC | 92340 | 9.28 | 8.9778 | Y | 9.28 | 9.28 | 9.28
MAR-92341 | 10008 | 3 | 134078 | 25Amp power relay, 120VAC coil | MARS MOTORS & ARMATURES INC | 92341 | 10.18 | 10.18 | Y | 10.18 | 10.18 | 10.18
MAR-92341 | 166553 | 9 | 134078 | 25Amp power relay, 120VAC coil | MARS MOTORS & ARMATURES INC | 92341 | 10.18 | 10.18 | Y | 10.18 | 10.18 | 10.18
MAR-93240 | 166553 | 5 | 134065 | ZOOM SPOUT OILER 4 OZ. | SIEMENS INDUSTRY, INC. | 93240 | 0.8771 | 0.8771 | N | 0.8771 | 0.8771 | 0.8771
MAR17322 | 173042 | 5 | 134078 | 2 POLE,30 AMP., 120V. COIL CONTACTOR | MARS MOTORS & ARMATURES INC | MAR-17322 | 3.88 | 3.88 | N | 3.88 | 3.88 | 3.88
MAR17535 | 10008 | 3 | 134078 | 3PST 50 amp relay, 24VAC coil | MARS MOTORS & ARMATURES INC | MAR-17535 | 45.78 | 45.78 | Y | 45.78 | 45.78 | 45.78
MAR17536 | 10008 | 4 | 134078 | 3PST 50 amp relay, 120VAC coil | MARS MOTORS & ARMATURES INC | MAR-17536 | 45.78 | 45.78 | Y | 45.78 | 45.78 | 45.78
MAR17637 | 173042 | 2 | 134078 | 60A.,3 POLE,240V. CONTACTOR | MARS MOTORS & ARMATURES INC | MAR-17637 | 26.95 | 26.95 | N | 26.95 | 26.95 | 26.95
MAR17937 | 173042 | 4 | 134078 | 90A.,3 POLE, 240V. CONTACTOR | MARS MOTORS & ARMATURES INC | MAR-17937 | 66.91 | 66.91 | N | 66.91 | 66.91 | 66.91
MAR25921 | 173042 | 2 | 134078 | WIRE MARKERS0-9 | MARS MOTORS & ARMATURES INC | MAR-25921 | 10.62 | 10.62 | Y | 10.62 | 10.62 | 10.62
MAR25922 | 173042 | 5 | 134078 | WIREMARKERSA-Z | MARS MOTORS & ARMATURES INC | MAR-25922 | 20.56 | 21.588 | Y | 20.56 | 21.588 | 21.588
MAR39018 | 173042 | 10 | 134078 | L140-4 LIMIT SWITCH | MARS MOTORS & ARMATURES INC | MAR-39018 | 7.4469 | 7.4469 | N | 7.4469 | 7.4469 | 7.4469
MAR39033 | 173042 | 4 | 134078 | 350 DISC LIMIT | MARS MOTORS & ARMATURES INC | MAR-39033 | 7.8 | 7.8 | N | 7.8 | 7.8 | 7.8
MAR39042 | 10510 | 14 | 134078 | MR220MANUAL RESET LIMIT SWITCH | MARS MOTORS & ARMATURES INC | MAR-39042 | 14.2077 | 13.5708 | Y | 14.2077 | 13.5708 | 14.2077
MAR39042 | 173042 | 5 | 134078 | MR220MANUAL RESET LIMIT SWITCH | MARS MOTORS & ARMATURES INC | MAR-39042 | 14.2077 | 10.37 | N | 14.2077 | 13.5708 | 14.2077
MAR39042 | 175891 | 1 | 134078 | MR220MANUAL RESET LIMIT SWITCH | MARS MOTORS & ARMATURES INC | MAR-39042 | 14.2077 | 13.5708 | Y | 14.2077 | 13.5708 | 14.2077
MAR39205 | 173042 | 18 | 134078 | ADJ FAN SWITCH 90-130 DEG F | MARS MOTORS & ARMATURES INC | MAR-39205 | 11.53 | 11.53 | N | 11.53 | 11.53 | 11.53
MAR39210 | 173042 | 1 | 134078 | ADJ. FAN SWITCH 140-180 | MARS MOTORS & ARMATURES INC | MAR-39210 | 9.23 | 9.23 | N | 9.23 | 9.23 | 9.23
MAR39220 | 173042 | 6 | 134078 | ADJ. LIMIT SWITCH 135-175 | MARS MOTORS & ARMATURES INC | MAR-39220 | 13.01 | 13.01 | N | 13.01 | 13.01 | 13.01
MAR39225 | 173042 | 5 | 134078 | ADJ LIMIT SWITCH 175-215 DEG F | MARS MOTORS & ARMATURES INC | MAR-39225 | 13.01 | 13.01 | N | 13.01 | 13.01 | 13.01
MAR39230 | 173042 | 11 | 134078 | ADJ. LIMIT SWITCH 210-250 | MARS MOTORS & ARMATURES INC | MAR-39230 | 13.35 | 13.35 | N | 13.35 | 13.35 | 13.35
MAR61623 | 10510 | 18 | 134078 | AUX.CONTACT FOR 60-90A.(49CE42SPDT) | MARS MOTORS & ARMATURES INC | MAR-61623 | 19.0517 | 20.058 | Y | 19.0517 | 20.058 | 20.058
MAR61623 | 173042 | 5 | 134078 | AUX.CONTACT FOR 60-90A.(49CE42SPDT) | MARS MOTORS & ARMATURES INC | MAR-61623 | 19.0517 | 12.17 | N | 19.0517 | 20.058 | 20.058
MAR61623 | 175891 | 4 | 134078 | AUX.CONTACT FOR 60-90A.(49CE42SPDT) | MARS MOTORS & ARMATURES INC | MAR-61623 | 19.0517 | 17.125 | Y | 19.0517 | 20.058 | 20.058
MAR79037 | 10510 | 6 | 134078 | WD-40 11 oz. | MARS MOTORS & ARMATURES INC | MAR-79037 | 9.284 | 9.1707 | Y | 9.284 | 9.1707 | 9.284
MAR79037 | 175891 | 2 | 134078 | WD-40 11 oz. | MARS MOTORS & ARMATURES INC | MAR-79037 | 9.284 | 5.99 | N | 9.284 | 9.1707 | 9.284
MAR79094 | 173042 | 5 | 134078 | 24 OZ. NASHUA SPRAY ADHESIVE | MARS MOTORS & ARMATURES INC | MAR-79094 | 13.31 | 13.3083 | N | 13.31 | 13.3083 | 13.31
MAR84204 | 173042 | 1 | 133695 | 18/5 X 250 UL T-STAT WIRE | Genuine Cable Group (GCG) (Connect Air) | MAR-84204 | 20.3372 | 19.555 | N | 20.3372 | 19.555 | 20.3372
MAR90293 | 10008 | 1 | 134078 | RELAY | MARS MOTORS & ARMATURES INC | MAR-90293 | 9.9684 | 6.516 | N | 9.9684 | 11.206 | 11.206
MAR90293 | 166559 | 3 | 134078 | RELAY | MARS MOTORS & ARMATURES INC | MAR-90293 | 9.9684 | 10.775 | Y | 9.9684 | 11.206 | 11.206
MAR90293 | 173042 | 10 | 134078 | RELAY | MARS MOTORS & ARMATURES INC | MAR-90293 | 9.9684 | 11.206 | Y | 9.9684 | 11.206 | 11.206
MAR90340 | 173042 | 17 | 134179 | 24VAC DPDT REPL R8222D | NEUCO INC. | MAR-90340 | 8.2 | 15 | N | 8.2 | 15 | 15
MAR92370 | 10008 | 4 | 134078 | SPDT Peanut relay, 24VAC coil | MARS MOTORS & ARMATURES INC | MAR-92370 | 9.28 | 9.28 | Y | 9.28 | 9.28 | 9.28
MAR92372 | 10008 | 2 | 134078 | SPDT Peanut relay, 120VAC coil | MARS MOTORS & ARMATURES INC | MAR-92372 | 11.25 | 12.1787 | Y | 11.25 | 12.1787 | 12.1787
MAR93242 | 173042 | 6 | 134078 | KLEEN-AIR DEODORIZER | MARS MOTORS & ARMATURES INC | MAR-93242 | 1.02 | 1.02 | N | 1.02 | 1.02 | 1.02
MAREF401F | 10008 | 1 | 134087 | Refractometer, Glycol | MONTI AND ASSOCIATES, INC. | MA-REF401F | 98.95 | 98.95 | Y | 98.95 | 98.95 | 98.95
MART335 | 10008 | 1 | 134087 | MA-RT335 DIGITAL THERMOMETER | MONTI AND ASSOCIATES, INC. | MA-RT335 | 9.665 | 9.665 | N | 9.665 | 9.665 | 9.665
MASC600CF | 10510 | 5 | 168958 | Monti 90-sec smoke generatingcartridge 1 | Monti And Associates Inc. | MA-SC600CF | 11.778 | 11.6621 | Y | 11.778 | 11.778 | 11.778
MASC600CF | 175891 | 2 | 168958 | Monti 90-sec smoke generatingcartridge 1 | Monti And Associates Inc. | MA-SC600CF | 11.778 | 11.778 | Y | 11.778 | 11.778 | 11.778
MASRT145 | 10008 | 6 | 134087 | 1/4" ID Red Silicone Rubber Tubing | MONTI AND ASSOCIATES, INC. | MA-SRT14-5 | 5.18 | 5.11 | Y | 5.18 | 5.11 | 5.18
MASRT3165 | 10510 | 31 | 168958 | Monti silicone rubber tubing3/16 ID (5/1 | Monti And Associates Inc. | MA-SRT316-5 | 4.05 | 4.2003 | Y | 4.05 | 4.2003 | 4.2003
MASRT3165 | 175891 | 1 | 168958 | Monti silicone rubber tubing3/16 ID (5/1 | Monti And Associates Inc. | MA-SRT316-5 | 4.05 | 4.0507 | Y | 4.05 | 4.2003 | 4.2003
MASVOM18 | 10510 | 13 | 168958 | Monti - 18mm/.75 SolenoidValve Operating | Monti And Associates Inc. | MA-SVOM18 | 20.49 | 20.494 | Y | 20.49 | 20.494 | 20.494
MASVOM18 | 175891 | 2 | 168958 | Monti - 18mm/.75 SolenoidValve Operating | Monti And Associates Inc. | MA-SVOM18 | 20.49 | 20.4924 | Y | 20.49 | 20.494 | 20.494
MATX202 | 10008 | 6 | 134087 | 20VA TRANSFORMER PLUG-IN 120V/24V | MONTI AND ASSOCIATES, INC. | MA-TX202 | 10.76 | 11.49 | Y | 10.76 | 11.49 | 11.49
MATX405 | 10008 | 4 | 134087 | Transformer, 120-24VAC, foot mount,40VA | MONTI AND ASSOCIATES, INC. | MA-TX405 | 8.22 | 9.35 | Y | 8.22 | 9.35 | 9.35
MATX407 | 10008 | 8 | 134087 | Transformer 120/208/240-24V 40VA | MONTI AND ASSOCIATES, INC. | MA-TX407 | 12.15 | 12.15 | Y | 12.15 | 12.15 | 12.15
MATX502 | 10008 | 6 | 134087 | Transformer, 120/208/240-24V, 50VA | MONTI AND ASSOCIATES, INC. | MA-TX502 | 14.09 | 14.09 | Y | 14.09 | 14.09 | 14.09
MAWSFD30A | 175891 | 2 | 168958 | Monti - fused disconnect30 amp | Monti And Associates Inc. | MA-WSFD30A | 6.9 | 6.9 | N | 6.9 | 6.9 | 6.9
MAWTJ1 | 10510 | 5 | 168958 | Assorted nylon ties | Monti And Associates Inc. | MA-WTJ1 | 17.602 | 17.602 | Y | 17.602 | 17.602 | 17.602
MAWTJ1 | 175891 | 1 | 168958 | Assorted nylon ties | Monti And Associates Inc. | MA-WTJ1 | 17.602 | 17.602 | Y | 17.602 | 17.602 | 17.602
MAX-325-3-3/8 | 173042 | 1 | 134114 | 325-3 REG 4-12"WC SPRING OUT | METROPAC, INC. | MAX-325-3-3/8 | 26.57 | 26.57 | N | 26.57 | 26.57 | 26.57
MAXL8025 | 10510 | 15 | 168958 | Monti cotton shop towel24 per bag | Monti And Associates Inc. | MA-XL80-25 | 15.344 | 15.3401 | Y | 15.344 | 15.3401 | 15.344
MAXL8025 | 175891 | 1 | 168958 | Monti cotton shop towel24 per bag | Monti And Associates Inc. | MA-XL80-25 | 15.344 | 12.433 | Y | 15.344 | 15.3401 | 15.344
MAXL805 | 10510 | 9 | 168958 | Monti cotton shop towel5 per bag | Monti And Associates Inc. | MA-XL80-5 | 3.143 | 3.2277 | N | 3.143 | 3.2277 | 3.2277
MB6012GM50E2 | 175888 | 2 | 133647 | P & FF MAGNETIC PROXIMITY SWITCH | CARLTON-BATES COMPANY | MB6012GM50E2 | 117.5806 | 117.5806 | N | 117.5806 | 117.5806 | 117.5806
MBS | 166553 | 2 | 171785 | MAGBENCH STANDARD | Magnitude Products, LLC | MBS | 125.95 | 132.7 | Y | 125.95 | 134.95 | 134.95
MBS | 166559 | 2 | 171785 | MAGBENCH STANDARD | Magnitude Products, LLC | MBS | 125.95 | 134.0125 | N | 125.95 | 134.95 | 134.95
MBS | 166561 | 3 | 171785 | MAGBENCH STANDARD | Magnitude Products, LLC | MBS | 125.95 | 134.95 | Y | 125.95 | 134.95 | 134.95
MBSS | 166559 | 2 | 171785 | MagBench Security Strap Kit | Magnitude Products, LLC | MBSS | 13.95 | 13.95 | N | 13.95 | 13.95 | 13.95
MBU | 166553 | 1 | 171785 | MagBench Utility | Magnitude Products, LLC | MBU | 122.95 | 122.95 | Y | 122.95 | 127.95 | 127.95
MBU | 166559 | 1 | 171785 | MagBench Utility | Magnitude Products, LLC | MBU | 122.95 | 122.95 | N | 122.95 | 127.95 | 127.95
MBU | 166561 | 2 | 171785 | MagBench Utility | Magnitude Products, LLC | MBU | 122.95 | 127.95 | Y | 122.95 | 127.95 | 127.95
MC081C | 166553 | 1 | 188731 | Microil 8oz liquid precision lubricant | Kano Laboratories, LLC | MC081C | 14.2 | 14.2 | Y | 14.2 | 14.2 | 14.2
MC081C | 166561 | 11 | 188731 | Microil 8oz liquid precision lubricant | Kano Laboratories, LLC | MC081C | 14.2 | 14.2 | Y | 14.2 | 14.2 | 14.2
MC12B-30-11-K7-S-E | 175883 | 1 | 193712 | MC-12b AC120V 50/60Hz 1a1b SCREW | Techni-Reps, Inc. | MC12B-30-11-K7-S-E | 30.84 | 30.84 | N | 30.84 | 30.84 | 30.84
MC18B-30-11-B7-S-E | 175883 | 1 | 134179 | 18A 3 P 24VAC 2NO/NC AUX Contactor | NEUCO INC. | MC18B-30-11-B7-S-E | 0 | 35.45 | N | 0 | 35.45 | 35.45
MC22B-30-11-K7-S-E | 175883 | 3 | 193712 | MC-22b AC120V 50/60Hz 1a1b SCREW | Techni-Reps, Inc. | MC22B-30-11-K7-S-E | 0 | 23.38 | N | 0 | 23.38 | 23.38
MC32A-30-22-B7-S-E | 175883 | 4 | 193712 | MC-32a AC24V SCREW 2a2b | Techni-Reps, Inc. | MC32A-30-22-B7-S-E | 0 | 32.6 | N | 0 | 32.6 | 32.6
MC40A-30-22-B7-S-E | 175883 | 3 | 134179 | MC40A-30-22-B7-S-E | NEUCO INC. | MC40A-30-22-B7-S-E | 0 | 82.58 | N | 0 | 82.58 | 82.58
MC50A-30-22-K7-L-E | 175883 | 4 | 193712 | 50A 3pole 120v coil | Techni-Reps, Inc. | MC50A-30-22-K7-L-E | 0 | 59.78 | N | 0 | 59.78 | 59.78
MC75A-30-22-B7-L-E | 175883 | 2 | 193712 | MC-75a AC24V 50/60Hz LUG 2a2b | Techni-Reps, Inc. | MC75A-30-22-B7-L-E | 0 | 82.69 | N | 0 | 82.69 | 82.69
MCATIFS3DAGNS | 166561 | 2 | 192675 | Med OTF "Come and take it" Dagger | COBRA TEC KNIVES LLC | MCATIFS-3DAGNS | 75 | 75 | N | 75 | 75 | 75
MCEXCH | 10510 | 14 | 187610 | HAZMAT acetylene content 14high cylinder | MINNEAPOLIS OXYGEN CO. | MC-EXCH | 32.76 | 33.9169 | Y | 32.76 | 33.9169 | 33.9169
MCEXCHM | 175891 | 5 | 187617 | MC-EXCH-M | NOT ON FILE | MCEXCHM | 46.35 | 46.35 | Y | 46.35 | 46.35 | 46.35
MCO-30001111102 | 166559 | 1 | 133367 | Macurco Cal-Kit 1 | MACURCO INC. (AERIONICS, INC.) | 30-0011-1110-2 | 286 | 256.695 | N | 286 | 256.695 | 286
MCO-30002111101 | 10008 | 0 | 133367 | Macurco Cal-Kit 2 | MACURCO INC. (AERIONICS, INC.) | 30-0021-1110-1 | 286 | 275 | N | 286 | 275 | 286
MCO-37008141341 | 10008 | 0 | 133367 | CO-200PPM-AL | MACURCO INC. (AERIONICS, INC.) | 37-0081-4134-1 | 137.124 | 0 | N | 137.124 | 131.85 | 137.124
MCO-37008141341 | 10510 | 2 | 133367 | CO-200PPM-AL | MACURCO INC. (AERIONICS, INC.) | 37-0081-4134-1 | 137.124 | 131.85 | N | 137.124 | 131.85 | 137.124
MCO-37008181141 | 173042 | 5 | 133367 | CM-E1-FTG | MACURCO INC. (AERIONICS, INC.) | 37-0081-8114-1 | 52 | 48.83 | N | 52 | 48.83 | 52
MCO-37045041342 | 10008 | 0 | 133367 | NO2-5PPM-AL | MACURCO INC. (AERIONICS, INC.) | 37-0450-4134-2 | 345.8728 | 0 | N | 345.8728 | 0 | 345.8728
MCO-70071403151 | 10510 | 2 | 133367 | DVP-120 90-250VAC | MACURCO INC. (AERIONICS, INC.) | 70-0714-0315-1 | 903.2816 | 847.35 | N | 903.2816 | 847.35 | 903.2816
MCO-70071565009 | 10008 | 3 | 133367 | CM-6 12-24VAC / 12-32VDC | MACURCO INC. (AERIONICS, INC.) | 70-0715-6500-9 | 338 | 324.5337 | Y | 338 | 326.2988 | 338
MCO-70071565009 | 10510 | 12 | 133367 | CM-6 12-24VAC / 12-32VDC | MACURCO INC. (AERIONICS, INC.) | 70-0715-6500-9 | 338 | 324.9806 | Y | 338 | 326.2988 | 338
MCO-70071565009 | 166559 | 3 | 133367 | CM-6 12-24VAC / 12-32VDC | MACURCO INC. (AERIONICS, INC.) | 70-0715-6500-9 | 338 | 324.9806 | N | 338 | 326.2988 | 338
MCO-70071565009 | 175888 | 1 | 133367 | CM-6 12-24VAC / 12-32VDC | MACURCO INC. (AERIONICS, INC.) | 70-0715-6500-9 | 338 | 326.2988 | N | 338 | 326.2988 | 338
MCO-70071565009 | 175890 | 1 | 133367 | CM-6 12-24VAC / 12-32VDC | MACURCO INC. (AERIONICS, INC.) | 70-0715-6500-9 | 338 | 313.43 | N | 338 | 326.2988 | 338
MCO-70071565009 | 175891 | 9 | 133367 | CM-6 12-24VAC / 12-32VDC | MACURCO INC. (AERIONICS, INC.) | 70-0715-6500-9 | 338 | 320.486 | Y | 338 | 326.2988 | 338
MCO-70071608023 | 10008 | 3 | 133367 | GD-6 12-24VAC / 12-32VDC | MACURCO INC. (AERIONICS, INC.) | 70-0716-0802-3 | 334.1208 | 321.27 | Y | 334.1208 | 321.27 | 334.1208
MCO-70071608023 | 173042 | 1 | 133367 | GD-6 12-24VAC / 12-32VDC | MACURCO INC. (AERIONICS, INC.) | 70-0716-0802-3 | 334.1208 | 277.36 | N | 334.1208 | 321.27 | 334.1208
MCO-70071608023 | 175890 | 1 | 133367 | GD-6 12-24VAC / 12-32VDC | MACURCO INC. (AERIONICS, INC.) | 70-0716-0802-3 | 334.1208 | 298.4355 | N | 334.1208 | 321.27 | 334.1208
MCO-70290000042 | 10510 | 2 | 133367 | TX-6-ND 12-24VAC / 12-32VDC | MACURCO INC. (AERIONICS, INC.) | 70-2900-0004-2 | 449.9664 | 432.66 | N | 449.9664 | 432.66 | 449.9664
MCO-70290000121 | 10008 | 3 | 133367 | MRS-485 12-24VAC or VDC | MACURCO INC. (AERIONICS, INC.) | 70-2900-0012-1 | 83.2 | 75.3333 | N | 83.2 | 75.3333 | 83.2
MCO-70290000200 | 10008 | 9 | 133367 | CM-12 100-240VAC | MACURCO INC. (AERIONICS, INC.) | 70-2900-0020-0 | 356.2 | 329.34 | Y | 356.2 | 329.34 | 356.2
MCO-70290001302 | 10008 | 8 | 133367 | CX-6 12-24VAC / 12-32VDC | MACURCO INC. (AERIONICS, INC.) | 70-2900-0130-2 | 596.18 | 573.25 | Y | 596.18 | 573.25 | 596.18
MCO-70290001302 | 10510 | 1 | 133367 | CX-6 12-24VAC / 12-32VDC | MACURCO INC. (AERIONICS, INC.) | 70-2900-0130-2 | 596.18 | 573.25 | Y | 596.18 | 573.25 | 596.18
MCO-70290001618 | 10008 | 3 | 133367 | HS-C 16-33VDC | MACURCO INC. (AERIONICS, INC.) | 70-2900-0161-8 | 120.12 | 115.5 | Y | 120.12 | 115.5 | 120.12
MCO-70290001618 | 173042 | 1 | 133367 | HS-C 16-33VDC | MACURCO INC. (AERIONICS, INC.) | 70-2900-0161-8 | 120.12 | 110 | N | 120.12 | 115.5 | 120.12
MCO-70290001630 | 10008 | 2 | 133367 | HS-B 16-33VDC | MACURCO INC. (AERIONICS, INC.) | 70-2900-0163-0 | 120.12 | 115.5 | Y | 120.12 | 115.5 | 120.12
MCO-70290005860 | 10510 | 6 | 133367 | E-STOP Optional LED 121-24V | MACURCO INC. (AERIONICS, INC.) | 70-2900-0586-0 | 91 | 87.4178 | Y | 91 | 87.4178 | 91
MCO-70290006044 | 10008 | 4 | 133367 | PS-24-H 85-264VAC | MACURCO INC. (AERIONICS, INC.) | 70-2900-0604-4 | 41.6 | 39.29 | Y | 41.6 | 39.29 | 41.6
MCO-70290006055 | 10008 | 0 | 133367 | CX-CO SENSOR | MACURCO INC. (AERIONICS, INC.) | 70-2900-0605-5 | 67.6 | 65 | N | 67.6 | 65 | 67.6
MCO-70290006056 | 10008 | 0 | 133367 | CX-ND SENSOR | MACURCO INC. (AERIONICS, INC.) | 70-2900-0605-6 | 54.8496 | 52.74 | N | 54.8496 | 52.74 | 54.8496
MCONTROLLER2X00 | 175883 | 1 | 130004 | M-Controller2 with M-View Software | Automation Components Inc (ACI) | M-CONTROLLER2-X00 | 1088.32 | 1022.2 | N | 1088.32 | 1022.2 | 1088.32
MCPURCH | 10510 | 21 | 187610 | HAZMAT acetylene cylindr 14high cylinder | MINNEAPOLIS OXYGEN CO. | MC-PURCH | 98.12 | 77.6256 | Y | 98.12 | 77.6256 | 98.12
MCPURCHM | 175891 | 9 | 187617 | MC-PURCH-M | NOT ON FILE | MCPURCHM | 60 | 60 | N | 60 | 60 | 60
MD11SR3P06 | 175888 | 12 | 176391 | 11-PIN DIN RAIL SOCK | EQUIPTEX INDUSTRIAL PRODUCTS CORP-PF | SR3P-06 | 5.45 | 4.1589 | N | 5.45 | 4.1589 | 5.45
ME4530S05 | 175890 | 2 | 134378 | SPARTAN 24V N/C ACTUATOR SPECIAL TO LUMA | SPARTAN PERIPHERAL DEVIVES | ME4530S05 | 0 | 70 | Y | 0 | 70 | 70
MEM12907 | 173042 | 21 | 175096 | 7.5MFD 370VAC CAPACITOR | MARATHON ELECTRIC MFG | 12907 | 1.2 | 1.2 | N | 1.2 | 1.2 | 1.2
MEM12908 | 173042 | 11 | 175096 | 10MFD 370VAC CAPACITOR | MARATHON ELECTRIC MFG | MEM-12908 | 1.23 | 1.23 | N | 1.23 | 1.23 | 1.23
MEM12910 | 173042 | 8 | 175096 | 15MFD 370VAC CAPACITOR | MARATHON ELECTRIC MFG | MEM-12910 | 1.97 | 1.97 | N | 1.97 | 1.97 | 1.97
MEMA107 | 173042 | 1 | 175096 | 48 FR RES. MTG BASE | MARATHON ELECTRIC MFG | MEM-A107 | 3.52 | 3.52 | N | 3.52 | 3.52 | 3.52
MEMC334 | 173042 | 5 | 134236 | 1HP,3450,1PH,56C, TEFC | PRECISION ELECTRIC MOTOR SALES | MC334 | 195.13 | 206.17 | Y | 195.13 | 206.17 | 206.17
MEMC336 | 173042 | 4 | 134236 | 1.5HP,3450,1PH,56C,TEFC (J019) | PRECISION ELECTRIC MOTOR SALES | MEM-C336 | 269.79 | 315.87 | Y | 269.79 | 315.87 | 315.87
MEMC338 | 173042 | 2 | 134236 | 2HP,3450,1PH,56C,TEFC | PRECISION ELECTRIC MOTOR SALES | MEM-C338 | 330.455 | 334.81 | Y | 330.455 | 334.81 | 334.81
MEMG573 | 173042 | 1 | 175096 | 56C17F5323 | MARATHON ELECTRIC MFG | MEM-G573 | 127.16 | 127.16 | N | 127.16 | 127.16 | 127.16
MEMO210 | 173042 | 3 | 134236 | 1/3HP, 3450, 1PH, 56C FACE | PRECISION ELECTRIC MOTOR SALES | MEMO210 | 133.04 | 139.2949 | Y | 133.04 | 139.2949 | 139.2949
MEMO212 | 173042 | 4 | 134236 | 1/2HP, 3450, 1PH, 56C FACE | PRECISION ELECTRIC MOTOR SALES | O212 | 140.94 | 151.9941 | Y | 140.94 | 151.9941 | 151.9941
MEMO214 | 173042 | 1 | 134236 | 3/4HP, 3450, 1PH, 56C FACE | PRECISION ELECTRIC MOTOR SALES | MEM-O214 | 177.49 | 177.49 | Y | 177.49 | 177.49 | 177.49
MEMO231 | 173042 | 4 | 134236 | 1.5HP 56C 1 PHASE | PRECISION ELECTRIC MOTOR SALES | MEM-O231 | 338.03 | 280.99 | Y | 338.03 | 280.99 | 338.03
MEMX005 | 173042 | 1 | 175096 | 1/2 1075/3 208-230 48Y FAN,BLOWER PS | MARATHON ELECTRIC MFG | MEM-X005 | 33.3 | 33.3 | N | 33.3 | 33.3 | 33.3
MEMX411 | 173042 | 2 | 175096 | 1/6 1075/1 208-230 48Y ALL ANGLE CND | MARATHON ELECTRIC MFG | MEM-X411 | 24.45 | 24.45 | N | 24.45 | 24.45 | 24.45
MEMX500 | 173042 | 2 | 175096 | 1/2 1140 200-230/460 3PH 56Y CNDSER | MARATHON ELECTRIC MFG | MEM-X500 | 79.24 | 79.24 | N | 79.24 | 79.24 | 79.24
MEMX501 | 173042 | 2 | 175096 | 3/4 1140 200-230/460 3PH 56Y CNDSER | MARATHON ELECTRIC MFG | MEM-X501 | 87 | 87 | N | 87 | 87 | 87
MEMX701 | 173042 | 3 | 175096 | 1/8 1725 115 48Y TACO RESILIENT MTG | MARATHON ELECTRIC MFG | MEM-X701 | 35.6 | 35.6 | N | 35.6 | 35.6 | 35.6
MEQ10 | 10510 | 5 | 134078 | Edison 10 amp fusetime delay 500V ATQ-10 | MARS MOTORS & ARMATURES INC | MEQ10 | 7.66 | 7.66 | Y | 7.66 | 7.66 | 7.66
MFD10 | 10510 | 5 | 134395 | Supco digital capacitor testerSealed Uni | SUPCO SEALED UNIT PARTS CO., INC. / NSI | MFD10 | 46.99 | 46.8931 | Y | 46.99 | 46.8931 | 46.99
MFD10 | 175891 | 1 | 134395 | Supco digital capacitor testerSealed Uni | SUPCO SEALED UNIT PARTS CO., INC. / NSI | MFD10 | 46.99 | 46.877 | Y | 46.99 | 46.8931 | 46.99
MFLK12 | 166553 | 1 | 168924 | Mounting Flange Kit 12" | Integra Enclosures Inc. | MFLK12 | 12.6 | 12.6 | N | 12.6 | 12.6 | 12.6
MFP2KDYECOM | 10008 | 200 | 175872 | ioSMART COMPOSITE CARD | Kantech | MFP-2KDYE-COM | 3.7 | 3.7 | N | 3.7 | 3.7 | 3.7
MFR-25FTE52-499R | 175883 | 675 | 134179 | 499 Ohm Resistors | NEUCO INC. | MFR-25FTE52-499R | 0 | 0.1 | N | 0 | 0.1 | 0.1
MG44 | 10510 | 1 | 133856 | Fieldpiece micron gaugew/ Joblink App | FIELDPIECE INSTRUMENTS, INC. | MG44 | 167.46 | 179.76 | Y | 167.46 | 179.76 | 179.76
MG44 | 10770 | 1 | 133856 | Fieldpiece micron gaugew/ Joblink App | FIELDPIECE INSTRUMENTS, INC. | MG44 | 167.46 | 167.46 | N | 167.46 | 179.76 | 179.76
MG44 | 175883 | 1 | 133856 | Fieldpiece micron gaugew/ Joblink App | FIELDPIECE INSTRUMENTS, INC. | MG44 | 167.46 | 164.07 | N | 167.46 | 179.76 | 179.76
MG44 | 175891 | 6 | 133856 | Fieldpiece micron gaugew/ Joblink App | FIELDPIECE INSTRUMENTS, INC. | MG44 | 167.46 | 177.9892 | Y | 167.46 | 179.76 | 179.76
MGAVCR | 175891 | 8 | 175108 | APPION 5/16IN ONLY CORE REMOVAL TOOL | RHI SUPPLY | MGAVCR | 58.73 | 61.4889 | Y | 58.73 | 61.4889 | 61.4889
MGAVCT | 175891 | 14 | 175108 | valve core removal tool | RHI SUPPLY | MGAVCT | 57.185 | 61.6269 | Y | 57.185 | 61.6269 | 61.6269
MGT2450P | 166553 | 9 | 168938 | PLUG-IN TRANSFORMER, 120PRI X 24 SEC | Lectro Components, Inc. | MGT2450P | 14.56 | 14.5571 | Y | 14.56 | 14.5571 | 14.56
MGT2450P | 166561 | 3 | 168938 | PLUG-IN TRANSFORMER, 120PRI X 24 SEC | Lectro Components, Inc. | MGT2450P | 14.56 | 14.26 | Y | 14.56 | 14.5571 | 14.56
MI10072 | 10510 | 116 | 187567 | Anderson Forrester orificeadaptor LP #72 | ANDERSON FORRESTER | MI100-72 | 1.006 | 1.0025 | Y | 1.006 | 1.0025 | 1.006
MIC-B05020001 | 166561 | 0 | 130026 | Transformer 50va 208 230 460 480v Prim | GALCO INDUSTRIAL ELECTRONICS | B050-2000-1 | 87.04 | 0 | N | 87.04 | 0 | 87.04
MIL72AQWUZH120 | 10510 | 1 | 133886 | 7 DAY 120V TIMER | INTERMATIC INC. | MIL72AQWUZH120 | 140.96 | 138.25 | Y | 140.96 | 138.25 | 140.96
MIL72AQWUZH240 | 175891 | 1 | 133886 | GRASSLIN TIME CLOCK 240V 7DAY BAT | INTERMATIC INC. | MIL72AQWUZH240 | 123.41 | 123.41 | N | 123.41 | 123.41 | 123.41
MIL72ASTUZ120 | 10510 | 4 | 133886 | Grasslin timer 120VAC24 hour SPDT | INTERMATIC INC. | MIL72A-STUZ-120 | 46.86 | 46.0925 | Y | 46.86 | 46.0925 | 46.86
MIL72ASTUZH120 | 10510 | 1 | 133886 | 120V 24HR TIMER 48 PROG DIN/SURF | INTERMATIC INC. | MIL72ASTUZH-120 | 48.4107 | 44.0603 | Y | 48.4107 | 44.0603 | 48.4107
MIL72ASTUZH120 | 175891 | 3 | 133886 | 120V 24HR TIMER 48 PROG DIN/SURF | INTERMATIC INC. | MIL72ASTUZH-120 | 48.4107 | 36.2195 | N | 48.4107 | 44.0603 | 48.4107
MIL72ASTUZH24 | 10510 | 3 | 133886 | Grasslin timer 24VAC24 hour SPDT | INTERMATIC INC. | MIL72A-STUZH-24 | 50.68 | 50.4725 | Y | 50.68 | 50.4725 | 50.68
MIL72ASWUZH120 | 10510 | 1 | 133886 | 120V 7DAY TIMER 48 PROG DIN/SURF | INTERMATIC INC. | MIL72ASWUZH-120 | 91.96 | 85.77 | Y | 91.96 | 85.77 | 91.96
MINI50 | 10008 | 4 | 172310 | Pyure Mini - Small spaces | The Pyure Company Inc. | MINI 50 | 584.55 | 584.55 | N | 584.55 | 584.55 | 584.55
MINI50 | 166553 | 2 | 172310 | Pyure Mini - Small spaces | The Pyure Company Inc. | MINI 50 | 584.55 | 584.55 | N | 584.55 | 584.55 | 584.55
MINI50 | 166559 | 3 | 172310 | Pyure Mini - Small spaces | The Pyure Company Inc. | MINI 50 | 584.55 | 584.55 | N | 584.55 | 584.55 | 584.55
MINI50 | 166561 | 3 | 172310 | Pyure Mini - Small spaces | The Pyure Company Inc. | MINI 50 | 584.55 | 584.55 | N | 584.55 | 584.55 | 584.55
MIS-SOFTWARE UPGRADE | 173042 | 1 | 173238 | SOFTWARE UPGRADE FOR MPC-RINET | HEAT-TIMER CORP | MIS-SOFTWARE UPGRADE | 1 | 1 | N | 1 | 1 | 1
MISC CHARGE | 10010 | 50 | 133982 | Miscellaneous Charge | INSUL_GUARD | MISC CHARGE | 1.1 | 0 | N | 1.1 | 50.76 | 50.76
MISC CHARGE | 166553 | 1 | 133982 | Miscellaneous Charge | INSUL_GUARD | MISC CHARGE | 1.1 | 50.76 | N | 1.1 | 50.76 | 50.76
MISC CHARGE | 166561 | 1 | 133982 | Miscellaneous Charge | INSUL_GUARD | MISC CHARGE | 1.1 | 0 | N | 1.1 | 50.76 | 50.76
MISC CHARGE | 173042 | 9997 | 133982 | Miscellaneous Charge | INSUL_GUARD | MISC CHARGE | 1.1 | 0.54442 | N | 1.1 | 50.76 | 50.76
MISCITEM | 10008 | 2 | 164625 | MISC ITEM | INDUSTRIAL CONTROLS | MISCITEM | 0 | 192 | N | 0 | 192 | 192
MISCITEM | 166560 | 2 | 164625 | MISC ITEM | INDUSTRIAL CONTROLS | MISCITEM | 0 | 0 | N | 0 | 192 | 192
MISCITEM | 175883 | 98 | 164625 | MISC ITEM | INDUSTRIAL CONTROLS | MISCITEM | 0 | 0 | N | 0 | 192 | 192
MM700 | 166559 | 1 | 168933 | CAT IV/1000V TRMS MultiMeter | Klein Tools, Inc. | MM700 | 82.16 | 74 | Y | 82.16 | 74 | 82.16
MNB100015 | 175891 | 7 | 134342 | MICRONET BACNET REMOTE I/O MODULE | SCHNEIDER ELECTRIC BUILDINGS AMERICAS, INC | MNB100015 | 208.53 | 206.593 | N | 208.53 | 206.593 | 208.53
MNL15RS3 | 175891 | 3 | 134342 | CONTROLLER | SCHNEIDER ELECTRIC BUILDINGS AMERICAS, INC | MNL15RS3 | 183.26 | 183.2594 | N | 183.26 | 183.2594 | 183.26
MNL20RS3 | 175891 | 7 | 134342 | MN200 LONMARK CONTROLLER | SCHNEIDER ELECTRIC BUILDINGS AMERICAS, INC | MNL20RS3 | 375.98 | 375.9768 | N | 375.98 | 375.9768 | 375.98
MNL20RS4 | 175891 | 1 | 134342 | MICRONET CONTROLLER | SCHNEIDER ELECTRIC BUILDINGS AMERICAS, INC | MNL-20RS4 | 623.9175 | 623.9175 | N | 623.9175 | 623.9175 | 623.9175
MNL800101 | 175891 | 12 | 134342 | MNL-800 CONTROLLER | SCHNEIDER ELECTRIC BUILDINGS AMERICAS, INC | MNL800101 | 522.75 | 522.7452 | N | 522.75 | 522.7452 | 522.75
MNLV2RV32 | 175891 | 5 | 134342 | CONTROLLER ACTUATOR FAN PWRD | SCHNEIDER ELECTRIC BUILDINGS AMERICAS, INC | MNLV2RV32 | 231.75 | 231.7549 | N | 231.75 | 231.7549 | 231.7549
MNLV3RV3 | 175891 | 2 | 134342 | CONTROLLER FAN POWERED | SCHNEIDER ELECTRIC BUILDINGS AMERICAS, INC | MNLV3RV3 | 215.7774 | 215.7774 | N | 215.7774 | 215.7774 | 215.7774
MNS1500 | 175891 | 1 | 134342 | MicroNet temperature Sensor, Wall Mount, | SCHNEIDER ELECTRIC BUILDINGS AMERICAS, INC | MN-S1-500 | 37.2255 | 37.2255 | N | 37.2255 | 37.2255 | 37.2255
MNS2HT | 175891 | 3 | 134342 | INVENSYS SENSOR TEMP/HUMIDITY W/OVERRIDE | SCHNEIDER ELECTRIC BUILDINGS AMERICAS, INC | MNS2HT | 71.465 | 71.465 | N | 71.465 | 71.465 | 71.465
MNS4500 | 175891 | 2 | 134342 | SENSOR W/SETPOINT, OVERRIDE & CNTLR MODE | SCHNEIDER ELECTRIC BUILDINGS AMERICAS, INC | MNS4500 | 66.6324 | 66.6324 | N | 66.6324 | 66.6324 | 66.6324
MO44 | 10510 | 22 | 134395 | Supco Rust Busterrust remover | SUPCO SEALED UNIT PARTS CO., INC. / NSI | MO44 | 2.339 | 2.2741 | Y | 2.339 | 2.2741 | 2.339
MO44 | 175891 | 7 | 134395 | Supco Rust Busterrust remover | SUPCO SEALED UNIT PARTS CO., INC. / NSI | MO44 | 2.339 | 1.514 | N | 2.339 | 2.2741 | 2.339
MO98 | 10510 | 46 | 134395 | Supco zoom oiler(zoom-spout) | SUPCO SEALED UNIT PARTS CO., INC. / NSI | MO98 | 1.8875 | 0.37637 | Y | 1.8875 | 1.8875 | 1.8875
MO98 | 175891 | 1 | 134395 | Supco zoom oiler(zoom-spout) | SUPCO SEALED UNIT PARTS CO., INC. / NSI | MO98 | 1.8875 | 1.8875 | Y | 1.8875 | 1.8875 | 1.8875
MP2211L | 173042 | 5 | 133959 | Managed Property Thermostat, non-pro | ICM CONTROLS CORP. | MP2211L | 24.87 | 24.87 | N | 24.87 | 24.87 | 24.87
MP5010 | 173042 | 1 | 133959 | Managed Property Thermostat, program | ICM CONTROLS CORP. | MP5010 | 29.1 | 29.1 | N | 29.1 | 29.1 | 29.1
MPAD | 166559 | 3 | 171785 | MagBench Clip-on Mouse Pad | Magnitude Products, LLC | MPAD | 23.5 | 24.95 | N | 23.5 | 24.95 | 24.95
MPMGWEIO5045 | 175891 | 2 | 134342 | GATEWAY with 902 Mhz EnOcean and Zigbee | SCHNEIDER ELECTRIC BUILDINGS AMERICAS, INC | MPMGWEIO5045 | 329.43 | 329.43 | N | 329.43 | 329.43 | 329.43
MPMVAOI45045 | 175891 | 6 | 134342 | Variable Air Volume Controller with Zigb | SCHNEIDER ELECTRIC BUILDINGS AMERICAS, INC | MPMVAOI45045 | 254.23 | 254.23 | N | 254.23 | 254.23 | 254.23
MR45 | 10510 | 1 | 133856 | Fieldpiece Recovery Machine1 HP, 22lbs | FIELDPIECE INSTRUMENTS, INC. | MR45 | 705.24 | 631.6 | N | 705.24 | 805.0256 | 805.0256
MR45 | 10770 | 1 | 133856 | Fieldpiece Recovery Machine1 HP, 22lbs | FIELDPIECE INSTRUMENTS, INC. | MR45 | 705.24 | 705.24 | N | 705.24 | 805.0256 | 805.0256
MR45 | 175891 | 4 | 133856 | Fieldpiece Recovery Machine1 HP, 22lbs | FIELDPIECE INSTRUMENTS, INC. | MR45 | 705.24 | 805.0256 | Y | 705.24 | 805.0256 | 805.0256
MR505 | 10510 | 2 | 176751 | JBI manifold pistonwith seat O ring | J/B INDUSTRIES INC | MR-505 | 2.58 | 2.58 | Y | 2.58 | 2.58 | 2.58
MR505 | 175891 | 1 | 176751 | JBI manifold pistonwith seat O ring | J/B INDUSTRIES INC | MR-505 | 2.58 | 2.58 | N | 2.58 | 2.58 | 2.58
MRS12500 | 10510 | 18 | 134078 | TURBO MINI OVAL 2.5/5/7.5 MFD | MARS MOTORS & ARMATURES INC | 12500 | 9.609 | 9.4914 | N | 9.609 | 9.4914 | 9.609
MRS12500 | 173042 | 3 | 134078 | TURBO MINI OVAL 2.5/5/7.5 MFD | MARS MOTORS & ARMATURES INC | 12500 | 9.609 | 8.97 | N | 9.609 | 9.4914 | 9.609
MRS12500 | 175891 | 1 | 134078 | TURBO MINI OVAL 2.5/5/7.5 MFD | MARS MOTORS & ARMATURES INC | 12500 | 9.609 | 7.164 | N | 9.609 | 9.4914 | 9.609
MS11610 | 166557 | 1 | 133383 | Manual Motor Starter, 5hp@480V, 6.3-10A | RS AMERICAS INC. | MS116-10 | 164.01 | 164.01 | N | 164.01 | 164.01 | 164.01
MS13216 | 166561 | 4 | 133344 | Manual Motor Starter, 1-1.6A, 690V, Ther | ABB INC. | MS132-16 | 0 | 0 | N | 0 | 0 | 0
MS6 | 10510 | 2 | 176766 | Watsco 3/8 Magni-Chekcheck valve | HENRY TECHNOLOGIES INC | MS-6 | 10.153 | 9.032 | Y | 10.153 | 9.032 | 10.153
MSBAT10200 | 173042 | 8 | 187763 | JCI Repl Battery | OHLIN SALES INC DBA OSI BATTERIES | OSA502 | 99.12 | 54 | Y | 99.12 | 54 | 99.12
MSBAT10200 | 175883 | 15 | 187763 | JCI Repl Battery | OHLIN SALES INC DBA OSI BATTERIES | OSA502 | 99.12 | 54 | Y | 99.12 | 54 | 99.12
MSHDLB | 166561 | 5 | 133344 | Hndl, BlK On-Off, nema 1,3R,12 6MM | ABB INC. | MSHD-LB | 17.541 | 17.541 | N | 17.541 | 17.541 | 17.541
MSX-N22-IN-LCD | 166553 | 1 | 133777 | Series MSX DPT, 5"WC, Din Rail Mount | DWYER INSTRUMENTS, INC. | MSX-N22-IN-LCD | 99.94 | 99.94 | N | 99.94 | 99.94 | 99.94
MSX-W21-IN-LCD | 166553 | 3 | 133777 | MSX Magnesense DPT | DWYER INSTRUMENTS, INC. | MSX-W21-IN-LCD | 107.21 | 195.85 | N | 107.21 | 195.85 | 195.85
MSXU22INLCD | 166553 | 1 | 133777 | Series MSX Magnesense® DPT | DWYER INSTRUMENTS, INC. | MSX-U22-IN-LCD | 112.5 | 125.7 | N | 112.5 | 125.7 | 125.7
MSXW24INLCD | 166553 | 9 | 133777 | MAGNESENSE DPT, 15"WC, LCD, Wall Mount | DWYER INSTRUMENTS, INC. | MSX-W24-IN-LCD | 93.15 | 106.2529 | N | 93.15 | 106.2529 | 106.2529
MT-32-7.5A-3K-SCREW | 175883 | 1 | 193712 | Overload Relay Range 6-9 | Techni-Reps, Inc. | MT-32-7.5A-3K-SCREW | 53.96 | 53.96 | N | 53.96 | 53.96 | 53.96
MT14PC | 166553 | 16 | 169003 | MT14-PC 4PDT Relay Socket | Song Chuan Usa Inc. | MT14PC | 6.5 | 2.39 | N | 6.5 | 6.5 | 6.5
MT14PC | 166560 | 17 | 169003 | MT14-PC 4PDT Relay Socket | Song Chuan Usa Inc. | MT14PC | 6.5 | 2.39 | N | 6.5 | 6.5 | 6.5
MT14PC | 166561 | 172 | 169003 | MT14-PC 4PDT Relay Socket | Song Chuan Usa Inc. | MT14PC | 6.5 | 2.39 | N | 6.5 | 6.5 | 6.5
MT14PC | 175890 | 1 | 169003 | MT14-PC 4PDT Relay Socket | Song Chuan Usa Inc. | MT14PC | 6.5 | 6.5 | N | 6.5 | 6.5 | 6.5
MTP95548 | 175891 | 8 | 176401 | WLKRSN FILTR ELEMNT | AIR-OIL SYSTEMS INC | MTP95548 | 59.2 | 66.6561 | Y | 59.2 | 66.6561 | 66.6561
MTP95549 | 175891 | 2 | 176401 | WLKRSN FILTER ELEMNT | AIR-OIL SYSTEMS INC | MTP95549 | 29.6927 | 29.6927 | N | 29.6927 | 29.6927 | 29.6927
MTP96646 | 175891 | 2 | 176401 | WILKERSON ELEMENT | AIR-OIL SYSTEMS INC | MTP96646 | 38.385 | 38.3875 | Y | 38.385 | 38.3875 | 38.3875
MU97151 | 166553 | 2 | 168954 | STAINLESS STEEL PLATE | Midcoast Electric Supply, Inc. | MU-97151 | 0.95 | 0.95 | N | 0.95 | 0.95 | 0.95
MU97151 | 166561 | 4 | 168954 | STAINLESS STEEL PLATE | Midcoast Electric Supply, Inc. | MU-97151 | 0.95 | 0.95 | Y | 0.95 | 0.95 | 0.95
MWT6900L | 175891 | 1 | 175108 | MIDWEST UPRIGHT LEFT SNIP | RHI SUPPLY | MWT6900 | 23.22 | 23.22 | N | 23.22 | 23.22 | 23.22
MWT6900R | 175891 | 1 | 175108 | MIDWEST UPRIGHT RIGHT SNIP | RHI SUPPLY | MWT6900R | 23.22 | 23.22 | N | 23.22 | 23.22 | 23.22
MX37160 | 175891 | 3 | 133727 | REPLACEMENT MAXON 1081870 IGNITOR | CROWN ENGINEERING CORP | MX37160 | 39.34 | 39.34 | N | 39.34 | 39.34 | 39.34
MX93560W35B | 166553 | 1 | 168955 | THERMOMETER, 30-300F | Miljoco (do not use) | MX93560W35B | 0.01 | 0.01 | N | 0.01 | 0.01 | 0.01
MX93560W35B | 166559 | 1 | 168955 | THERMOMETER, 30-300F | Miljoco (do not use) | MX93560W35B | 0.01 | 0.01 | N | 0.01 | 0.01 | 0.01
MXC-MAXICAP3R | 10008 | 5 | 187613 | MAXICAP3R RUBBER WEATHER COVER FITS | MAXICAP INC. | MAXICAP-3R | 4.42 | 2.8034 | Y | 4.42 | 3.8876 | 4.42
MXC-MAXICAP3R | 10510 | 2387 | 187613 | MAXICAP3R RUBBER WEATHER COVER FITS | MAXICAP INC. | MAXICAP-3R | 4.42 | 2.8002 | Y | 4.42 | 3.8876 | 4.42
MXC-MAXICAP3R | 175891 | 49 | 187613 | MAXICAP3R RUBBER WEATHER COVER FITS | MAXICAP INC. | MAXICAP-3R | 4.42 | 3.8876 | Y | 4.42 | 3.8876 | 4.42
MXC-MAXICAP5R | 10008 | 5 | 187613 | MAXICAP5R RUBBER WEATHER COVER FITS | MAXICAP INC. | MAXICAP-5R | 5.044 | 3.86 | Y | 5.044 | 4.85 | 5.044
MXC-MAXICAP5R | 10510 | 2219 | 187613 | MAXICAP5R RUBBER WEATHER COVER FITS | MAXICAP INC. | MAXICAP-5R | 5.044 | 4.85 | Y | 5.044 | 4.85 | 5.044
MXC-MAXICAP5R | 175891 | 32 | 187613 | MAXICAP5R RUBBER WEATHER COVER FITS | MAXICAP INC. | MAXICAP-5R | 5.044 | 4.85 | Y | 5.044 | 4.85 | 5.044
MXC-MAXICAP7R | 10510 | 863 | 187613 | MAXICAP COVER FOR 325-7 & 210D | MAXICAP INC. | MAXICAP-7R | 4.42 | 4.1792 | Y | 4.42 | 4.1792 | 4.42
MXC-MAXICAP7R | 175891 | 37 | 187613 | MAXICAP COVER FOR 325-7 & 210D | MAXICAP INC. | MAXICAP-7R | 4.42 | 4.1726 | Y | 4.42 | 4.1792 | 4.42
MXCZIPCLIPZ | 10510 | 700 | 187613 | Zip clip connector bag of 25 | MAXICAP INC. | MXC-ZIPCLIPZ | 0.2371 | 0.228 | Y | 0.2371 | 0.228 | 0.2371
N224F1 | 166557 | 8 | 169843 | 3 x CL Schedule 80 Black Nipple | Cohn & Gregory Supply, LLC | N-224-F1 | 10.19 | 10.19 | N | 10.19 | 10.19 | 10.19
N54 | 10510 | 64 | 176751 | JBI 1/4 flare cap(for flare fitting) | J/B INDUSTRIES INC | N5-4 | 0.57 | 0.56904 | Y | 0.57 | 0.56904 | 0.57
N54 | 175891 | 9 | 176751 | JBI 1/4 flare cap(for flare fitting) | J/B INDUSTRIES INC | N5-4 | 0.57 | 0.418 | Y | 0.57 | 0.56904 | 0.57
N56 | 10510 | 24 | 176751 | JBI 3/8 flare cap(for flare fitting) | J/B INDUSTRIES INC | N5-6 | 0.553 | 0.553 | Y | 0.553 | 0.553 | 0.553
N56 | 175891 | 8 | 176751 | JBI 3/8 flare cap(for flare fitting) | J/B INDUSTRIES INC | N5-6 | 0.553 | 0.491 | Y | 0.553 | 0.553 | 0.553
N58 | 10510 | 16 | 176751 | JBI 1/2 flare cap(for flare fitting) | J/B INDUSTRIES INC | N5-8 | 1.027 | 0.85706 | Y | 1.027 | 0.85706 | 1.027
N58 | 175891 | 1 | 176751 | JBI 1/2 flare cap(for flare fitting) | J/B INDUSTRIES INC | N5-8 | 1.027 | 0.56 | Y | 1.027 | 0.85706 | 1.027
N5AGREEN | 175891 | 4 | 176663 | N5A GREEN SPRING 10-23 INCH WC NON-CSA | NORGAS | N5AGREEN | 1.7044 | 1.7044 | N | 1.7044 | 1.7044 | 1.7044
N5AN0375SVL0125 | 175891 | 28 | 176663 | N5 SERIES GAS REGULATOR 15 PSIG MAX | NORGAS | N5AN0375SVL0125 | 20.1204 | 20.1204 | N | 20.1204 | 20.1204 | 20.1204
N5AN0500OVL0125 | 175891 | 23 | 176663 | N5 SERIES GAS REGULATOR 15 PSIG MAX | NORGAS | N5AN0500OVL0125 | 18.77 | 19.03 | Y | 18.77 | 19.03 | 19.03
N5AORANGE | 175891 | 3 | 176663 | N5A ORANGE SPRING 3-13 INCH WC NON-CSA | NORGAS | N5AORANGE | 1.56 | 1.5623 | N | 1.56 | 1.5623 | 1.5623
N5BGREEN | 175891 | 4 | 176663 | N5B GREEN SPRING 10-23 INCH WC NON-CSA | NORGAS | N5BGREEN | 2.41 | 2.5823 | N | 2.41 | 2.5823 | 2.5823
N5BN0500OVL0375 | 175891 | 16 | 176663 | N5 SERIES GAS REGULATOR 15 PSIG MAX | NORGAS | N5BN0500OVL0375 | 37.8233 | 37.8231 | Y | 37.8233 | 37.8231 | 37.8233
N5BN0500SVL0375 | 175891 | 22 | 176663 | N5 SERIES GAS REGULATOR 15 PSIG MAX | NORGAS | N5BN-0500-S-VL0375 | 38.13 | 38.13 | Y | 38.13 | 38.13 | 38.13
N5BN0750OVL0375 | 175891 | 4 | 176663 | N5 SERIES GAS REGULATOR 15 PSIG MAX | NORGAS | N5BN0750OVL0375 | 37.43 | 36.9944 | N | 37.43 | 36.9944 | 37.43
N5BN1000OVL0375 | 175891 | 3 | 176663 | NORGAS 1" N5 SERIES REGULATOR 3-13WC | NORGAS | N5BN1000OVL0375 | 36.81 | 36.8133 | N | 36.81 | 36.8133 | 36.8133
N5BORANGE | 175891 | 4 | 176663 | N5B ORANGE SPRING 3-13 INCH WC NON-CSA | NORGAS | N5BORANGE | 2 | 1.9267 | N | 2 | 1.9267 | 2
N5CN1250OVL0500 | 175891 | 10 | 176663 | N5 SERIES GAS REGULATOR 15 PSIG MAX | NORGAS | N5CN1250OVL0500 | 104.17 | 104.1707 | N | 104.17 | 104.1707 | 104.1707
N5CN1250SVL0500 | 175891 | 10 | 176663 | N5 SERIES GAS REGULATOR 15 PSIG MAX | NORGAS | N5CN-1250-S-VL0500 | 108.34 | 110.4272 | N | 108.34 | 110.4272 | 110.4272
N5CN1500OVL0500 | 175891 | 14 | 176663 | N5 SERIES GAS REGULATOR 15 PSIG MAX | NORGAS | N5CN1500OVL0500 | 105.253 | 105.253 | N | 105.253 | 105.253 | 105.253
N5CORANGE | 175891 | 8 | 176663 | N5C ORANGE SPRING 3-13 INCH WC NON-CSA | NORGAS | N5CORANGE | 3.5508 | 3.5508 | N | 3.5508 | 3.5508 | 3.5508
N5CYELLOW | 175891 | 3 | 176663 | N5C YELLOW SPRING 12-14 INCH WC -CSA | NORGAS | N5CYELLOW | 2.98 | 2.9826 | N | 2.98 | 2.9826 | 2.9826
N5DN1500OVL0500 | 175891 | 7 | 176663 | 1 1/2IN N5D REGULATOR W/ 3-13IN SPRING | NORGAS | N5DN1500OVL0500 | 218.5886 | 224.9048 | N | 218.5886 | 224.9048 | 224.9048
N5DN1500SVL0500 | 175891 | 6 | 176663 | N5 SERIES GAS REGULATOR 15 PSIG MAX | NORGAS | N5DN-1500-S-VL0500 | 199.1122 | 199.1122 | N | 199.1122 | 199.1122 | 199.1122
N5DN2000OVL0500 | 175891 | 7 | 176663 | 2IN N5D REGULATOR W/ 3-13IN WC SPRING | NORGAS | N5DN2000OVL0500 | 199.8 | 199.7994 | N | 199.8 | 199.7994 | 199.8
N5DORANGE | 175891 | 6 | 176663 | N5D ORANGE SPRING 3-13 INCH WC NON-CSA | NORGAS | N5DORANGE | 6.1073 | 6.1073 | N | 6.1073 | 6.1073 | 6.1073
N5DYELLOW | 175891 | 5 | 176663 | N5D YELLOW SPRING 12-14 INCH WC -CSA | NORGAS | N5DYELLOW | 6.0363 | 6.0363 | N | 6.0363 | 6.0363 | 6.0363
N8000803 | 10510 | 36 | 134507 | Schneider 21-814 ball jointaccessory | VALLEY TOOL & DESIGN INC | N800-0803 | 5 | 4.9823 | Y | 5 | 4.9823 | 5
N8000803 | 175891 | 3 | 134507 | Schneider 21-814 ball jointaccessory | VALLEY TOOL & DESIGN INC | N800-0803 | 5 | 1.767 | Y | 5 | 4.9823 | 5
NAL81072W | 175888 | 1 | 177093 | 72? Powercord for NULB-812LED930A | COOPER ELECTRIC | NAL81072W | 10.8 | 10.8 | N | 10.8 | 10.8 | 10.8
NBF22 | 10510 | 1 | 187612 | Bell & Gossett 1/25 HP bronzecirculator | BERNARD J. MULCAHY CO.,INC. | 103252LF | 329.34 | 325.6 | Y | 329.34 | 325.6 | 329.34
NBF22 | 175891 | 1 | 187558 | Bell & Gossett 1/25 HP bronzecirculator | <<USE ACCT#187612>> BELL & GOSSETT | NBF-22 | 329.34 | 208.503 | Y | 329.34 | 325.6 | 329.34
NCG-405001 | 10510 | 7 | 134199 | A/C EasySeal-SS 6 x 1 cs. | NU-CALGON WHOLESALER | 4050-01 | 33.7584 | 29.9391 | Y | 33.7584 | 29.9391 | 33.7584
NCG-405001 | 175891 | 4 | 134199 | A/C EasySeal-SS 6 x 1 cs. | NU-CALGON WHOLESALER | 4050-01 | 33.7584 | 28.798 | Y | 33.7584 | 29.9391 | 33.7584
NCG-405006 | 10510 | 11 | 134199 | A/C EasySeal 6 x 1 cs. | NU-CALGON WHOLESALER | 4050-06 | 43.6 | 39.984 | Y | 43.6 | 39.984 | 43.6
NCG-405006 | 175891 | 3 | 134199 | A/C EasySeal 6 x 1 cs. | NU-CALGON WHOLESALER | 4050-06 | 43.6 | 37.5 | Y | 43.6 | 39.984 | 43.6
NCG-405008 | 10510 | 11 | 134199 | A/C EasySeal ULTIMATE - LS 6 x 1 cs. | NU-CALGON WHOLESALER | 4050-08 | 46.92 | 46.8791 | Y | 46.92 | 46.8791 | 46.92
NCG-405008 | 175891 | 18 | 134199 | A/C EasySeal ULTIMATE - LS 6 x 1 cs. | NU-CALGON WHOLESALER | 4050-08 | 46.92 | 46.302 | N | 46.92 | 46.8791 | 46.92
NCG-405199 | 10510 | 8 | 134199 | A/C Piercing Valve & Hose Each | NU-CALGON WHOLESALER | 4051-99 | 12.68 | 12.2257 | Y | 12.68 | 12.2257 | 12.68
NCG-405199 | 175891 | 3 | 134199 | A/C Piercing Valve & Hose Each | NU-CALGON WHOLESALER | 4051-99 | 12.68 | 11.797 | N | 12.68 | 12.2257 | 12.68
NCG-405755 | 10510 | 2 | 134199 | A/C Re~New (Unpressurized) 6 x 1 cs. | NU-CALGON WHOLESALER | 4057-55 | 55.04 | 53.97 | Y | 55.04 | 53.97 | 55.04
NCG-408004 | 10510 | 4 | 134199 | Aerosol, Spray Adhesive 6 x 12 oz. cs. | NU-CALGON WHOLESALER | 4080-04 | 15.12 | 14.214 | Y | 15.12 | 14.214 | 15.12
NCG-408004 | 175891 | 5 | 134199 | Aerosol, Spray Adhesive 6 x 12 oz. cs. | NU-CALGON WHOLESALER | 4080-04 | 15.12 | 12.748 | Y | 15.12 | 14.214 | 15.12
NCG-408375 | 10510 | 8 | 134199 | Aerosol, Degreasing Solvent EF 6 x 14 oz | NU-CALGON WHOLESALER | 4083-75 | 14.79 | 11.7293 | Y | 14.79 | 11.7293 | 14.79
NCG-408375 | 175891 | 6 | 134199 | Aerosol, Degreasing Solvent EF 6 x 14 oz | NU-CALGON WHOLESALER | 4083-75 | 14.79 | 11.179 | N | 14.79 | 11.7293 | 14.79
NCG-408403 | 10510 | 2 | 134199 | Aerosol, Food Grade Silicone 6 x 11 oz. | NU-CALGON WHOLESALER | 4084-03 | 19.32 | 8.278 | Y | 19.32 | 10 | 19.32
NCG-408403 | 166553 | 10 | 134199 | Aerosol, Food Grade Silicone 6 x 11 oz. | NU-CALGON WHOLESALER | 4084-03 | 19.32 | 10 | N | 19.32 | 10 | 19.32
NCG-408403 | 166561 | 1 | 134199 | Aerosol, Food Grade Silicone 6 x 11 oz. | NU-CALGON WHOLESALER | 4084-03 | 19.32 | 8.15 | N | 19.32 | 10 | 19.32
NCG-408703 | 10510 | 15 | 134199 | Aerosol, Zinc Rich Cold galvanizing | NU-CALGON WHOLESALER | 4087-03 | 16.09 | 15.919 | Y | 16.09 | 15.919 | 16.09
NCG-412634 | 10510 | 17 | 134199 | Bio-Fresh cd 12 x 1 qt. cs. | NU-CALGON WHOLESALER | 4126-34 | 10.85 | 9.6026 | Y | 10.85 | 9.6026 | 10.85
NCG-412634 | 175891 | 1 | 134199 | Bio-Fresh cd 12 x 1 qt. cs. | NU-CALGON WHOLESALER | 4126-34 | 10.85 | 8.003 | N | 10.85 | 9.6026 | 10.85
NCG-412775 | 175891 | 5 | 134199 | Blackhawk, Aerosol 6 x 18 oz. cs. | NU-CALGON WHOLESALER | 4127-75 | 7.08 | 7.08 | N | 7.08 | 7.08 | 7.08
NCG-413308 | 10510 | 34 | 134199 | Cal-Brite Plus 4 x 1 gal. cs. | NU-CALGON WHOLESALER | 4133-08 | 24.07 | 17.7555 | Y | 24.07 | 17.7555 | 24.07
NCG-413308 | 175891 | 9 | 134199 | Cal-Brite Plus 4 x 1 gal. cs. | NU-CALGON WHOLESALER | 4133-08 | 24.07 | 17.752 | N | 24.07 | 17.7555 | 24.07
NCG-416708 | 10510 | 27 | 134199 | Eco-Lyme Descaler 4 x 1 gal. cs. | NU-CALGON WHOLESALER | 4167-08 | 18.18 | 13.8716 | Y | 18.18 | 13.8716 | 18.18
NCG-416808 | 175891 | 3 | 134199 | Evap Pow'r-C 4 x 1 gal. cs. | NU-CALGON WHOLESALER | 4168-08 | 17.06 | 12.507 | Y | 17.06 | 12.507 | 17.06
NCG-417175 | 10510 | 62 | 134199 | Evap Foam No Rinse, Aerosol 6 x 18 oz. | NU-CALGON WHOLESALER | 4171-75 | 8.5 | 8.6058 | Y | 8.5 | 8.6058 | 8.6058
NCG-417175 | 166561 | 8 | 134199 | Evap Foam No Rinse, Aerosol 6 x 18 oz. | NU-CALGON WHOLESALER | 4171-75 | 8.5 | 8.3277 | N | 8.5 | 8.6058 | 8.6058
NCG-417175 | 175891 | 23 | 134199 | Evap Foam No Rinse, Aerosol 6 x 18 oz. | NU-CALGON WHOLESALER | 4171-75 | 8.5 | 7.648 | N | 8.5 | 8.6058 | 8.6058
NCG-417808 | 10510 | 43 | 134199 | Foam-Brite 4 x 1 gal. cs. | NU-CALGON WHOLESALER | 4178-08 | 18.33 | 15.6708 | Y | 18.33 | 15.6708 | 18.33
NCG-417808 | 175891 | 57 | 134199 | Foam-Brite 4 x 1 gal. cs. | NU-CALGON WHOLESALER | 4178-08 | 18.33 | 13.803 | Y | 18.33 | 15.6708 | 18.33
NCG-418053 | 10510 | 18 | 134199 | Gas Leak Detector 12 x 6 oz. cs. | NU-CALGON WHOLESALER | 4180-53 | 6.14 | 4.7325 | Y | 6.14 | 4.7325 | 6.14
NCG-418053 | 175891 | 14 | 134199 | Gas Leak Detector 12 x 6 oz. cs. | NU-CALGON WHOLESALER | 4180-53 | 6.14 | 3.841 | N | 6.14 | 4.7325 | 6.14
NCG-418208 | 10510 | 10 | 134199 | Gas Leak Detector, Cal-Blue Plus | NU-CALGON WHOLESALER | 4182-08 | 23.96 | 23.4023 | Y | 23.96 | 23.4023 | 23.96
NCG-418224 | 10510 | 38 | 134199 | Gas Leak Detector, Cal-Blue Plus | NU-CALGON WHOLESALER | 4182-24 | 8.22 | 8.1248 | Y | 8.22 | 8.1248 | 8.22
NCG-418224 | 175891 | 1 | 134199 | Gas Leak Detector, Cal-Blue Plus | NU-CALGON WHOLESALER | 4182-24 | 8.22 | 6.589 | N | 8.22 | 8.1248 | 8.22
NCG-418253 | 10510 | 29 | 134199 | Gas Leak Detector, Cal-Blue Plus | NU-CALGON WHOLESALER | 4182-53 | 4.27 | 3.5794 | Y | 4.27 | 4.27 | 4.27
NCG-418253 | 175891 | 24 | 134199 | Gas Leak Detector, Cal-Blue Plus | NU-CALGON WHOLESALER | 4182-53 | 4.27 | 4.27 | Y | 4.27 | 4.27 | 4.27
NCG-418324 | 10510 | 10 | 134199 | Gas Leak Detector, Cal-Blue LT | NU-CALGON WHOLESALER | 4183-24 | 12.22 | 12.3772 | Y | 12.22 | 12.3772 | 12.3772
NCG-418324 | 175891 | 7 | 134199 | Gas Leak Detector, Cal-Blue LT | NU-CALGON WHOLESALER | 4183-24 | 12.22 | 8.606 | Y | 12.22 | 12.3772 | 12.3772
NCG-418408 | 10510 | 4 | 134199 | Gas Leak Detector, Fluorescent | NU-CALGON WHOLESALER | 4184-08 | 26.51 | 14.424 | Y | 26.51 | 14.424 | 26.51
NCG-418408 | 175891 | 2 | 134199 | Gas Leak Detector, Fluorescent | NU-CALGON WHOLESALER | 4184-08 | 26.51 | 14.372 | N | 26.51 | 14.424 | 26.51
NCG-418424 | 10510 | 25 | 134199 | Gas Leak Detector, Fluorescent | NU-CALGON WHOLESALER | 4184-24 | 12.48 | 10.5193 | Y | 12.48 | 12.2195 | 12.48
NCG-418424 | 175891 | 13 | 134199 | Gas Leak Detector, Fluorescent | NU-CALGON WHOLESALER | 4184-24 | 12.48 | 12.2195 | N | 12.48 | 12.2195 | 12.48
NCG-418453 | 10510 | 12 | 134199 | Gas Leak Detector, Fluorescent | NU-CALGON WHOLESALER | 4184-53 | 4.63 | 4.727 | Y | 4.63 | 4.727 | 4.727
NCG-418453 | 175891 | 2 | 134199 | Gas Leak Detector, Fluorescent | NU-CALGON WHOLESALER | 4184-53 | 4.63 | 3.21 | N | 4.63 | 4.727 | 4.727
NCG-418575 | 10510 | 11 | 134199 | Great Wipes(75 per bucket) 6 x 1 cs. | NU-CALGON WHOLESALER | 4185-75 | 14.15 | 12.7002 | Y | 14.15 | 13.5023 | 14.15
NCG-418575 | 175891 | 10 | 134199 | Great Wipes(75 per bucket) 6 x 1 cs. | NU-CALGON WHOLESALER | 4185-75 | 14.15 | 13.5023 | Y | 14.15 | 13.5023 | 14.15
NCG-418608 | 175891 | 4 | 134199 | Green Clean 4 x 1 gal. cs. | NU-CALGON WHOLESALER | 4186-08 | 20.45 | 20.45 | N | 20.45 | 20.45 | 20.45
NCG-418624 | 10510 | 14 | 134199 | Green Clean 12 x 1 qt. cs. | NU-CALGON WHOLESALER | 4186-24 | 10.7 | 9.3067 | Y | 10.7 | 9.3067 | 10.7
NCG-418624 | 175891 | 10 | 134199 | Green Clean 12 x 1 qt. cs. | NU-CALGON WHOLESALER | 4186-24 | 10.7 | 8.831 | N | 10.7 | 9.3067 | 10.7
NCG-418715 | 10510 | 1 | 134199 | Burst-Kontr'l AP-100 5 gal. pail | NU-CALGON WHOLESALER | 4187-15 | 84.7392 | 56.72 | N | 84.7392 | 81.48 | 84.7392
NCG-418715 | 175891 | 5 | 134199 | Burst-Kontr'l AP-100 5 gal. pail | NU-CALGON WHOLESALER | 4187-15 | 84.7392 | 81.48 | N | 84.7392 | 81.48 | 84.7392
NCG-418805 | 10510 | 23 | 134199 | Freez-Kontr'l 5 gal. pail | NU-CALGON WHOLESALER | 4188-05 | 84.0216 | 66.57 | Y | 84.0216 | 66.57 | 84.0216
NCG-418805 | 175891 | 9 | 134199 | Freez-Kontr'l 5 gal. pail | NU-CALGON WHOLESALER | 4188-05 | 84.0216 | 48.353 | Y | 84.0216 | 66.57 | 84.0216
NCG-418807 | 10510 | 2 | 134199 | Freez-Kontr'l 6 x 1 gal. cs. | NU-CALGON WHOLESALER | 4188-07 | 17.2536 | 13.145 | Y | 17.2536 | 13.145 | 17.2536
NCG-418807 | 175891 | 1 | 134199 | Freez-Kontr'l 6 x 1 gal. cs. | NU-CALGON WHOLESALER | 4188-07 | 17.2536 | 12.498 | N | 17.2536 | 13.145 | 17.2536
NCG-418905 | 10510 | 39 | 134199 | Freez-Therm 5 gal. pail | NU-CALGON WHOLESALER | 4189-05 | 72.1032 | 68.1932 | Y | 72.1032 | 68.1932 | 72.1032
NCG-418905 | 175891 | 5 | 134199 | Freez-Therm 5 gal. pail | NU-CALGON WHOLESALER | 4189-05 | 72.1032 | 51.672 | N | 72.1032 | 68.1932 | 72.1032
NCG-419002 | 175891 | 4 | 134199 | Humidi - Pro 6 x 1 cs. | NU-CALGON WHOLESALER | 4190-02 | 19.24 | 17.75 | N | 19.24 | 17.75 | 19.24
NCG-419008 | 10510 | 14 | 134199 | Green Select Cal-Green Condenser Cleaner | NU-CALGON WHOLESALER | 4190-08 | 20.45 | 18.5953 | Y | 20.45 | 18.5953 | 20.45
NCG-419108 | 10510 | 7 | 134199 | Green Select Evap-Green Evaporator | NU-CALGON WHOLESALER | 4191-08 | 19.05 | 16.8025 | Y | 19.05 | 16.8025 | 19.05
NCG-419108 | 175891 | 3 | 134199 | Green Select Evap-Green Evaporator | NU-CALGON WHOLESALER | 4191-08 | 19.05 | 15.574 | Y | 19.05 | 16.8025 | 19.05
NCG-420708 | 10510 | 24 | 134199 | Ice Machine Cleaner 4 x 1 gal. cs. | NU-CALGON WHOLESALER | 4207-08 | 79.12 | 46.3987 | Y | 79.12 | 46.3987 | 79.12
NCG-420747 | 10510 | 17 | 134199 | Ice Machine Cleaner 12 x 13.2 oz. cs. | NU-CALGON WHOLESALER | 4207-47 | 9.16 | 8.94 | Y | 9.16 | 8.94 | 9.16
NCG-420747 | 175891 | 3 | 134199 | Ice Machine Cleaner 12 x 13.2 oz. cs. | NU-CALGON WHOLESALER | 4207-47 | 9.16 | 4.227 | N | 9.16 | 8.94 | 9.16
NCG-421134 | 10510 | 7 | 134199 | Ice Machine Sanitizer - IMS-III | NU-CALGON WHOLESALER | 4211-34 | 7.76 | 6.94 | Y | 7.76 | 7.76 | 7.76
NCG-421134 | 175891 | 12 | 134199 | Ice Machine Sanitizer - IMS-III | NU-CALGON WHOLESALER | 4211-34 | 7.76 | 7.76 | Y | 7.76 | 7.76 | 7.76
NCG-421692 | 10510 | 20 | 134199 | Insulation Slug, Thumb-Tite | NU-CALGON WHOLESALER | 4216-92 | 10.82 | 9.2395 | Y | 10.82 | 9.2395 | 10.82
NCG-421692 | 175891 | 1 | 134199 | Insulation Slug, Thumb-Tite | NU-CALGON WHOLESALER | 4216-92 | 10.82 | 9.2395 | Y | 10.82 | 9.2395 | 10.82
NCG-4217W3 | 10510 | 47 | 134199 | Insulation Cork Tape 12 x 1 cs. | NU-CALGON WHOLESALER | 4217-W3 | 19.65 | 13.4396 | Y | 19.65 | 17.4585 | 19.65
NCG-4217W3 | 166561 | 3 | 134199 | Insulation Cork Tape 12 x 1 cs. | NU-CALGON WHOLESALER | 4217-W3 | 19.65 | 17.4585 | Y | 19.65 | 17.4585 | 19.65
NCG-4217W3 | 175891 | 9 | 134199 | Insulation Cork Tape 12 x 1 cs. | NU-CALGON WHOLESALER | 4217-W3 | 19.65 | 9.468 | N | 19.65 | 17.4585 | 19.65
NCG-4218W3 | 10510 | 66 | 134199 | Insulation Foam Tape, Perma-Wrap 12 x 1 | NU-CALGON WHOLESALER | 4218-W3 | 16.74 | 17.3432 | Y | 16.74 | 17.3432 | 17.3432
NCG-4218W3 | 175891 | 9 | 134199 | Insulation Foam Tape, Perma-Wrap 12 x 1 | NU-CALGON WHOLESALER | 4218-W3 | 16.74 | 13.683 | Y | 16.74 | 17.3432 | 17.3432
NCG-428708 | 10510 | 16 | 134199 | Nickel-Safe Ice Machine Cleaner 4 x 1 | NU-CALGON WHOLESALER | 4287-08 | 61.43 | 59.4666 | Y | 61.43 | 59.4666 | 61.43
NCG-428708 | 175891 | 1 | 134199 | Nickel-Safe Ice Machine Cleaner 4 x 1 | NU-CALGON WHOLESALER | 4287-08 | 61.43 | 43.905 | Y | 61.43 | 59.4666 | 61.43
NCG-428734 | 10510 | 56 | 134199 | Nickel-Safe Ice Machine Cleaner | NU-CALGON WHOLESALER | 4287-34 | 10.16 | 10.1597 | Y | 10.16 | 10.1597 | 10.16
NCG-428734 | 175891 | 3 | 134199 | Nickel-Safe Ice Machine Cleaner | NU-CALGON WHOLESALER | 4287-34 | 10.16 | 4.911 | Y | 10.16 | 10.1597 | 10.16
NCG-429075 | 10510 | 23 | 134199 | Nu-Blast, Aerosol 6 x 18 oz. cs. | NU-CALGON WHOLESALER | 4290-75 | 12.04 | 11.4546 | Y | 12.04 | 11.6215 | 12.04
NCG-429075 | 166561 | 9 | 134199 | Nu-Blast, Aerosol 6 x 18 oz. cs. | NU-CALGON WHOLESALER | 4290-75 | 12.04 | 11.6215 | N | 12.04 | 11.6215 | 12.04
NCG-429075 | 175891 | 2 | 134199 | Nu-Blast, Aerosol 6 x 18 oz. cs. | NU-CALGON WHOLESALER | 4290-75 | 12.04 | 8.131 | N | 12.04 | 11.6215 | 12.04
NCG-429105 | 10510 | 3 | 134199 | Nu-Brite 2 1/2 gal. pail | NU-CALGON WHOLESALER | 4291-05 | 49.11 | 48.8462 | Y | 49.11 | 48.8462 | 49.11
NCG-429108 | 10510 | 11 | 134199 | Nu-Brite 4 x 1 gal. cs. | NU-CALGON WHOLESALER | 4291-08 | 17.94 | 16.4412 | Y | 17.94 | 17.9279 | 17.94
NCG-429108 | 175891 | 47 | 134199 | Nu-Brite 4 x 1 gal. cs. | NU-CALGON WHOLESALER | 4291-08 | 17.94 | 17.9279 | Y | 17.94 | 17.9279 | 17.94
NCG-429118 | 10510 | 18 | 134199 | Nu-Brite, Aerosol 6 x 18 oz. cs. | NU-CALGON WHOLESALER | 4291-18 | 7.41 | 6.1596 | Y | 7.41 | 6.1596 | 7.41
NCG-429118 | 166553 | 11 | 134199 | Nu-Brite, Aerosol 6 x 18 oz. cs. | NU-CALGON WHOLESALER | 4291-18 | 7.41 | 4.81 | N | 7.41 | 6.1596 | 7.41
NCG-429118 | 175891 | 16 | 134199 | Nu-Brite, Aerosol 6 x 18 oz. cs. | NU-CALGON WHOLESALER | 4291-18 | 7.41 | 4.404 | Y | 7.41 | 6.1596 | 7.41
NCG-429275 | 10510 | 31 | 134199 | Nu-Kill Max Strike Wasp & Hornet Killer | NU-CALGON WHOLESALER | 4292-75 | 9.19 | 9.3334 | Y | 9.19 | 9.3334 | 9.3334
NCG-429275 | 166561 | 6 | 134199 | Nu-Kill Max Strike Wasp & Hornet Killer | NU-CALGON WHOLESALER | 4292-75 | 9.19 | 9.19 | N | 9.19 | 9.3334 | 9.3334
NCG-429275 | 175891 | 6 | 134199 | Nu-Kill Max Strike Wasp & Hornet Killer | NU-CALGON WHOLESALER | 4292-75 | 9.19 | 8.76 | Y | 9.19 | 9.3334 | 9.3334
NCG-429304 | 10510 | 10 | 134199 | Nu-Foam, Aerosol 12 x 12 oz. cs. | NU-CALGON WHOLESALER | 4293-04 | 8.84 | 4.7362 | Y | 8.84 | 4.7362 | 8.84
NCG-429304 | 175891 | 3 | 134199 | Nu-Foam, Aerosol 12 x 12 oz. cs. | NU-CALGON WHOLESALER | 4293-04 | 8.84 | 4.675 | Y | 8.84 | 4.7362 | 8.84
NCG-429508 | 10510 | 23 | 134199 | Nu-Solve NR 4 x 1 gal. cs. | NU-CALGON WHOLESALER | 4295-08 | 21.88 | 16.0645 | Y | 21.88 | 16.09 | 21.88
NCG-429508 | 175891 | 20 | 134199 | Nu-Solve NR 4 x 1 gal. cs. | NU-CALGON WHOLESALER | 4295-08 | 21.88 | 16.09 | N | 21.88 | 16.09 | 21.88
NCG-429534 | 10510 | 160 | 134199 | Pan Pads-5 Ton 24 x Â¾ oz. cs. | NU-CALGON WHOLESALER | 4295-34 | 5.91 | 5.7318 | Y | 5.91 | 5.7318 | 5.91
NCG-429534 | 175891 | 43 | 134199 | Pan Pads-5 Ton 24 x Â¾ oz. cs. | NU-CALGON WHOLESALER | 4295-34 | 5.91 | 3.683 | Y | 5.91 | 5.7318 | 5.91
NCG-429624 | 10510 | 69 | 134199 | Pan Pads-15 Ton 12 x 2-1/8 oz. cs. | NU-CALGON WHOLESALER | 4296-24 | 14.28 | 13.0495 | Y | 14.28 | 13.0495 | 14.28
NCG-429624 | 175891 | 18 | 134199 | Pan Pads-15 Ton 12 x 2-1/8 oz. cs. | NU-CALGON WHOLESALER | 4296-24 | 14.28 | 9.374 | N | 14.28 | 13.0495 | 14.28
NCG-429650 | 10510 | 12 | 134199 | Pan-Spray White, Aerosol 6 x 16 oz. cs. | NU-CALGON WHOLESALER | 4296-50 | 16.64 | 13.8502 | Y | 16.64 | 13.8502 | 16.64
NCG-429650 | 175891 | 3 | 134199 | Pan-Spray White, Aerosol 6 x 16 oz. cs. | NU-CALGON WHOLESALER | 4296-50 | 16.64 | 11.647 | N | 16.64 | 13.8502 | 16.64
NCG-429660 | 10510 | 18 | 134199 | Pan-Treat Condensate Tablets 12 x 1 cs. | NU-CALGON WHOLESALER | 4296-60 | 18.68 | 19.0633 | Y | 18.68 | 19.0633 | 19.0633
NCG-429910 | 10510 | 12 | 134199 | Quick Seal Pipe Repair 6 x 1 cs. | NU-CALGON WHOLESALER | 4299-10 | 32.2 | 34.18 | Y | 32.2 | 34.18 | 34.18
NCG-430008 | 10510 | 8 | 134199 | Rx11-flush Starter Kit Each | NU-CALGON WHOLESALER | 4300-08 | 115.32 | 99.8856 | Y | 115.32 | 102.607 | 115.32
NCG-430008 | 175891 | 1 | 134199 | Rx11-flush Starter Kit Each | NU-CALGON WHOLESALER | 4300-08 | 115.32 | 102.607 | Y | 115.32 | 102.607 | 115.32
NCG-430009 | 10510 | 14 | 134199 | Rx11-flush (1 lb.) 6 x 1 cs. | NU-CALGON WHOLESALER | 4300-09 | 47.8 | 46.142 | Y | 47.8 | 46.142 | 47.8
NCG-430010 | 10510 | 5 | 134199 | Rx11-flush 2+1 Display Pak Each | NU-CALGON WHOLESALER | 4300-10 | 218.92 | 198.3416 | Y | 218.92 | 198.3416 | 218.92
NCG-430011 | 10510 | 1 | 134199 | Rx11-flush (2 lb.) 4 x 1cs. | NU-CALGON WHOLESALER | 4300-11 | 91.87 | 64.414 | Y | 91.87 | 64.414 | 91.87
NCG-430050 | 10510 | 10 | 134199 | Rx11-flush Flushing Tool Each | NU-CALGON WHOLESALER | 4300-50 | 10.25 | 9.9421 | Y | 10.25 | 9.9421 | 10.25
NCG-430050 | 175891 | 1 | 134199 | Rx11-flush Flushing Tool Each | NU-CALGON WHOLESALER | 4300-50 | 10.25 | 8.885 | Y | 10.25 | 9.9421 | 10.25
NCG-430089 | 10510 | 8 | 134199 | Rx11-flush Injection Valve Each | NU-CALGON WHOLESALER | 4300-89 | 24.03 | 24.6469 | Y | 24.03 | 24.6469 | 24.6469
NCG-430102 | 10510 | 18 | 134199 | Rx-Acid Scavenger 6 x 1 cs. | NU-CALGON WHOLESALER | 4301-02 | 19.63 | 20.2105 | Y | 19.63 | 20.2105 | 20.2105
NCG-430102 | 175891 | 7 | 134199 | Rx-Acid Scavenger 6 x 1 cs. | NU-CALGON WHOLESALER | 4301-02 | 19.63 | 18.305 | N | 19.63 | 20.2105 | 20.2105
NCG-430105 | 10510 | 7 | 134199 | Rx-Acid Scavenger (pressurized) | NU-CALGON WHOLESALER | 4301-05 | 20.82 | 17.7096 | Y | 20.82 | 17.7096 | 20.82
NCG-430307 | 10510 | 25 | 134199 | Refrigeration Oil, C-3s 6 x 1 gal. cs. | NU-CALGON WHOLESALER | 4303-07 | 23.76 | 19.033 | Y | 23.76 | 19.033 | 23.76
NCG-430307 | 175891 | 7 | 134199 | Refrigeration Oil, C-3s 6 x 1 gal. cs. | NU-CALGON WHOLESALER | 4303-07 | 23.76 | 18.76 | N | 23.76 | 19.033 | 23.76
NCG-430407 | 10510 | 7 | 134199 | Refrigeration Oil, C-4s 6 x 1 gal. cs. | NU-CALGON WHOLESALER | 4304-07 | 23.76 | 18.0914 | Y | 23.76 | 18.0914 | 23.76
NCG-430407 | 175891 | 2 | 134199 | Refrigeration Oil, C-4s 6 x 1 gal. cs. | NU-CALGON WHOLESALER | 4304-07 | 23.76 | 17.737 | Y | 23.76 | 18.0914 | 23.76
NCG-430807 | 10510 | 8 | 134199 | Refrigeration Oil, Zerol 200TD 6 x 1 gal | NU-CALGON WHOLESALER | 4308-07 | 48.76 | 48.76 | Y | 48.76 | 48.76 | 48.76
NCG-430807 | 175891 | 8 | 134199 | Refrigeration Oil, Zerol 200TD 6 x 1 gal | NU-CALGON WHOLESALER | 4308-07 | 48.76 | 13.67 | Y | 48.76 | 48.76 | 48.76
NCG-431007 | 10510 | 7 | 134199 | Refrigeration Oil, Zerol 150 6 x 1 gal. | NU-CALGON WHOLESALER | 4310-07 | 53.6 | 32.886 | Y | 53.6 | 32.886 | 53.6
NCG-431007 | 175891 | 2 | 134199 | Refrigeration Oil, Zerol 150 6 x 1 gal. | NU-CALGON WHOLESALER | 4310-07 | 53.6 | 32.843 | Y | 53.6 | 32.886 | 53.6
NCG-431464 | 10510 | 17 | 134199 | Refrigeration Oil, | NU-CALGON WHOLESALER | 4314-64 | 29 | 30.0393 | Y | 29 | 30.0393 | 30.0393
NCG-431464 | 175891 | 2 | 134199 | Refrigeration Oil, | NU-CALGON WHOLESALER | 4314-64 | 29 | 29.92 | Y | 29 | 30.0393 | 30.0393
NCG-431466 | 10510 | 2 | 134199 | Refrigeration Oil, | NU-CALGON WHOLESALER | 4314-66 | 91.7 | 79.237 | Y | 91.7 | 79.237 | 91.7
NCG-431466 | 175891 | 1 | 134199 | Refrigeration Oil, | NU-CALGON WHOLESALER | 4314-66 | 91.7 | 56.991 | N | 91.7 | 79.237 | 91.7
NCG-431914 | 10510 | 11 | 134199 | Refrigeration Oil, PVE-FVC32D 6 x 1 qt. | NU-CALGON WHOLESALER | 4319-14 | 50.25 | 30.626 | Y | 50.25 | 30.626 | 50.25
NCG-4320W8 | 10510 | 30 | 134199 | Refrigeration Oil Acid Test Kit, | NU-CALGON WHOLESALER | 4320-W8 | 13.82 | 14.0577 | Y | 13.82 | 14.0577 | 14.0577
NCG-4320W8 | 175891 | 8 | 134199 | Refrigeration Oil Acid Test Kit, | NU-CALGON WHOLESALER | 4320-W8 | 13.82 | 13.82 | N | 13.82 | 14.0577 | 14.0577
NCG-433005 | 10510 | 5 | 134199 | Scale Dissolver, Liquid 5 gal. pail | NU-CALGON WHOLESALER | 4330-05 | 96.79 | 69.546 | Y | 96.79 | 102.75 | 102.75
NCG-433005 | 175891 | 9 | 134199 | Scale Dissolver, Liquid 5 gal. pail | NU-CALGON WHOLESALER | 4330-05 | 96.79 | 102.75 | N | 96.79 | 102.75 | 102.75
NCG-433008 | 10510 | 25 | 134199 | Scale Dissolver, Liquid 4 x 1 gal. cs. | NU-CALGON WHOLESALER | 4330-08 | 22.68 | 16.4089 | Y | 22.68 | 16.4089 | 22.68
NCG-433008 | 175891 | 14 | 134199 | Scale Dissolver, Liquid 4 x 1 gal. cs. | NU-CALGON WHOLESALER | 4330-08 | 22.68 | 15.193 | N | 22.68 | 16.4089 | 22.68
NCG-436488 | 10510 | 4 | 134199 | Season Treat 4 x 5 lb. cs. | NU-CALGON WHOLESALER | 4364-88 | 132.97 | 132.97 | Y | 132.97 | 132.97 | 132.97
NCG-436975 | 10510 | 7 | 134199 | Spray-n-Bond, Duct Liner & Insul | NU-CALGON WHOLESALER | 4369-75 | 5.77 | 4.8438 | Y | 5.77 | 4.8438 | 5.77
NCG-436975 | 175891 | 2 | 134199 | Spray-n-Bond, Duct Liner & Insul | NU-CALGON WHOLESALER | 4369-75 | 5.77 | 4.461 | Y | 5.77 | 4.8438 | 5.77
NCG-437132 | 10510 | 8 | 134199 | Thermo-Trap Gel 6 x 1 qt. cs. | NU-CALGON WHOLESALER | 4371-32 | 16.6 | 17.0887 | Y | 16.6 | 17.0887 | 17.0887
NCG-437132 | 175891 | 10 | 134199 | Thermo-Trap Gel 6 x 1 qt. cs. | NU-CALGON WHOLESALER | 4371-32 | 16.6 | 16.6 | Y | 16.6 | 17.0887 | 17.0887
NCG-437136 | 10510 | 12 | 134199 | Thermo-Trap Paste 12 x 11 oz. cs. | NU-CALGON WHOLESALER | 4371-36 | 10.57 | 10.57 | Y | 10.57 | 10.57 | 10.57
NCG-437136 | 175891 | 13 | 134199 | Thermo-Trap Paste 12 x 11 oz. cs. | NU-CALGON WHOLESALER | 4371-36 | 10.57 | 10.5174 | Y | 10.57 | 10.57 | 10.57
NCG-437188 | 10510 | 24 | 134199 | Tri-Pow'r HD 4 x 1 gal. cs. | NU-CALGON WHOLESALER | 4371-88 | 13.68 | 10.965 | Y | 13.68 | 13.68 | 13.68
NCG-437188 | 175891 | 4 | 134199 | Tri-Pow'r HD 4 x 1 gal. cs. | NU-CALGON WHOLESALER | 4371-88 | 13.68 | 13.68 | Y | 13.68 | 13.68 | 13.68
NCG-437224 | 10510 | 5 | 134199 | TriClean 2X Coil Cleaner, 6 x 1 qt. cs. | NU-CALGON WHOLESALER | 4372-24 | 16.09 | 12.7213 | Y | 16.09 | 13.102 | 16.09
NCG-437224 | 175891 | 6 | 134199 | TriClean 2X Coil Cleaner, 6 x 1 qt. cs. | NU-CALGON WHOLESALER | 4372-24 | 16.09 | 13.102 | N | 16.09 | 13.102 | 16.09
NCG-438307 | 10510 | 26 | 134199 | Vacuum Pump Oil 6 x 1 gal. cs. | NU-CALGON WHOLESALER | 4383-07 | 28.8 | 30.6541 | Y | 28.8 | 30.6541 | 30.6541
NCG-438307 | 175891 | 3 | 134199 | Vacuum Pump Oil 6 x 1 gal. cs. | NU-CALGON WHOLESALER | 4383-07 | 28.8 | 17.492 | N | 28.8 | 30.6541 | 30.6541
NCG-438324 | 10510 | 75 | 134199 | Vacuum Pump Oil 12 x 1 qt. cs. | NU-CALGON WHOLESALER | 4383-24 | 10.39 | 9.7912 | Y | 10.39 | 9.7912 | 10.39
NCG-438324 | 175891 | 19 | 134199 | Vacuum Pump Oil 12 x 1 qt. cs. | NU-CALGON WHOLESALER | 4383-24 | 10.39 | 6.642 | N | 10.39 | 9.7912 | 10.39
NCG-438334 | 10510 | 19 | 134199 | Vacuum Pump Oil 24 x 1 pt. cs. | NU-CALGON WHOLESALER | 4383-34 | 6.66 | 3.9295 | Y | 6.66 | 3.98 | 6.66
NCG-438334 | 175891 | 10 | 134199 | Vacuum Pump Oil 24 x 1 pt. cs. | NU-CALGON WHOLESALER | 4383-34 | 6.66 | 3.98 | N | 6.66 | 3.98 | 6.66
NCG-439032 | 10510 | 4 | 134199 | Winter Treat 12 x 1 qt. cs. | NU-CALGON WHOLESALER | 4390-32 | 9.39 | 8.89 | Y | 9.39 | 8.89 | 9.39
NCG-46030 | 10510 | 1 | 134199 | Acid Pump, No. 31-TX1 Each | NU-CALGON WHOLESALER | 4603-0 | 168.31 | 166.66 | Y | 168.31 | 166.66 | 168.31
NCG-46040 | 10510 | 1 | 134199 | Acid Pump Hose Kit, No. HK-31 Each | NU-CALGON WHOLESALER | 4604-0 | 45.72 | 33.227 | Y | 45.72 | 33.227 | 45.72
NCG-46040 | 175891 | 1 | 134199 | Acid Pump Hose Kit, No. HK-31 Each | NU-CALGON WHOLESALER | 4604-0 | 45.72 | 32.375 | Y | 45.72 | 33.227 | 45.72
NCG-4768W3 | 10510 | 13 | 134199 | Sprayer, Multi-Purpose Hand 12 x 1 cs. | NU-CALGON WHOLESALER | 4768-W3 | 5.56 | 5.8105 | Y | 5.56 | 5.8105 | 5.8105
NCG-47700 | 10510 | 4 | 134199 | Sprayer, No 50P Poly Each | NU-CALGON WHOLESALER | 4770-0 | 32.55 | 32.3301 | Y | 32.55 | 32.3301 | 32.55
NCG-47720 | 10510 | 7 | 134199 | Sprayer, No. 300P Poly Each | NU-CALGON WHOLESALER | 4772-0 | 80.66 | 78.4952 | Y | 80.66 | 80.66 | 80.66
NCG-47720 | 175891 | 4 | 134199 | Sprayer, No. 300P Poly Each | NU-CALGON WHOLESALER | 4772-0 | 80.66 | 80.66 | N | 80.66 | 80.66 | 80.66
NCG-47740 | 10510 | -4 | 134199 | Sprayer, Coil Gun Each | NU-CALGON WHOLESALER | 4774-0 | 68.83 | 68.83 | Y | 68.83 | 68.9087 | 68.9087
NCG-47740 | 175891 | 29 | 134199 | Sprayer, Coil Gun Each | NU-CALGON WHOLESALER | 4774-0 | 68.83 | 68.9087 | Y | 68.83 | 68.9087 | 68.9087
NCG-47741 | 10510 | 5 | 134199 | Sprayer, Coil Gun Probe Each | NU-CALGON WHOLESALER | 4774-1 | 63.71 | 48.275 | Y | 63.71 | 48.275 | 63.71
NCG-47760 | 10510 | 6 | 134199 | Talon, Flexible Aerosol Wand 6 x 1 cs. | NU-CALGON WHOLESALER | 4776-0 | 14.35 | 14.1532 | Y | 14.35 | 14.35 | 14.35
NCG-47760 | 175891 | 4 | 134199 | Talon, Flexible Aerosol Wand 6 x 1 cs. | NU-CALGON WHOLESALER | 4776-0 | 14.35 | 14.35 | Y | 14.35 | 14.35 | 14.35
NCG-478100 | 175891 | 1 | 134199 | Turbo Tank 2.0 | NU-CALGON WHOLESALER | 4781-00 | 325.83 | 313.3 | N | 325.83 | 313.3 | 325.83
NCG-490010 | 10006 | 1 | 134199 | iWAVE-C, Commercial IAQ Air Cleaner Each | NU-CALGON WHOLESALER | 4900-10 | 475.08 | 456.81 | N | 475.08 | 475.08 | 475.08
NCG-490010 | 10008 | 6 | 134199 | iWAVE-C, Commercial IAQ Air Cleaner Each | NU-CALGON WHOLESALER | 4900-10 | 475.08 | 475.08 | Y | 475.08 | 475.08 | 475.08
NCG-490020 | 175891 | 10 | 134199 | iWAVE-R, Residential Air Cleaner Each | NU-CALGON WHOLESALER | 4900-20 | 305.18 | 289.92 | N | 305.18 | 289.92 | 305.18
NCG-491010 | 175891 | 10 | 134199 | Scorpion LX15 Each | NU-CALGON WHOLESALER | 4910-10 | 166.17 | 166.17 | N | 166.17 | 166.17 | 166.17
NCG-491011 | 175891 | 9 | 134199 | Scorpion HX15 Each | NU-CALGON WHOLESALER | 4910-11 | 166.17 | 166.17 | N | 166.17 | 166.17 | 166.17
NCG-49960 | 10510 | 9 | 134199 | Refrigeration Oil Test Kit Each | NU-CALGON WHOLESALER | 4996-0 | 83.52 | 77.7444 | Y | 83.52 | 77.7444 | 83.52
NCG-49960 | 175891 | 4 | 134199 | Refrigeration Oil Test Kit Each | NU-CALGON WHOLESALER | 4996-0 | 83.52 | 64.1 | N | 83.52 | 77.7444 | 83.52
NCG-61060 | 10510 | 8 | 134199 | HVAC Odor Block 6 x 1 cs. | NU-CALGON WHOLESALER | 61060 | 19.5416 | 12.6822 | Y | 19.5416 | 12.709 | 19.5416
NCG-61060 | 175891 | 2 | 134199 | HVAC Odor Block 6 x 1 cs. | NU-CALGON WHOLESALER | 61060 | 19.5416 | 12.709 | N | 19.5416 | 12.709 | 19.5416
NCG-61105 | 10510 | 11 | 134199 | Penetrate HD Aerosol Penetrating | NU-CALGON WHOLESALER | 61105 | 11.3 | 11.1997 | Y | 11.3 | 11.1997 | 11.3
NCG-61105 | 175891 | 2 | 134199 | Penetrate HD Aerosol Penetrating | NU-CALGON WHOLESALER | 61105 | 11.3 | 8.865 | Y | 11.3 | 11.1997 | 11.3
NCG-61301 | 10510 | 9 | 134199 | Glycometer Each | NU-CALGON WHOLESALER | 61301 | 105.64 | 107.8991 | Y | 105.64 | 107.8991 | 107.8991
NCG-61301 | 175891 | 1 | 134199 | Glycometer Each | NU-CALGON WHOLESALER | 61301 | 105.64 | 103.695 | Y | 105.64 | 107.8991 | 107.8991
NCG-61308 | 10510 | 5 | 134199 | A/C drain Sucker Kit 6 x 1 cs. | NU-CALGON WHOLESALER | 61308 | 31.76 | 17.83 | Y | 31.76 | 17.83 | 31.76
NCG-753705 | 10510 | 2 | 134199 | Ty-Ion B20 5 gal. pail | NU-CALGON WHOLESALER | 7537-05 | 175.43 | 138.02 | Y | 175.43 | 138.02 | 175.43
NCST100CV | 175883 | 32 | 134039 | Magnetic contact Switch. Surface mount | KELE & ASSOCIATES | NCST100CV | 9 | 9 | N | 9 | 9 | 9
NEB156 | 175883 | 5 | 134179 | 15.6 inch Nebula Commercial Kiosk Tablet | NEUCO INC. | NEB156 | 0 | 400 | N | 0 | 400 | 400
NEB215 | 175883 | 2 | 134179 | 21.5" Modular kiosk tablet | NEUCO INC. | NEB215 | 0 | 533.5 | N | 0 | 533.5 | 533.5
NEM1101Z | 10008 | 6 | 134454 | CONDUIT BOX FOR Q9 1-2HP 230V &1-3HP 460 | TOSHIBA INTERNATIONAL CORPORATION | NEM1101Z | 63 | 63 | N | 63 | 63 | 63
NEM1102Z | 10008 | 1 | 134454 | CONDUIT BOX FOR Q9 3-5HP 230V & 5-7.5HP | TOSHIBA INTERNATIONAL CORPORATION | NEM1102Z | 91.125 | 91.125 | N | 91.125 | 91.125 | 91.125
NEM1103Z | 10008 | 1 | 134454 | CONDUIT BOX FOR Q9 7.5HP 230V & 10HP 46 | TOSHIBA INTERNATIONAL CORPORATION | NEM1103Z | 67.5 | 67.5 | N | 67.5 | 67.5 | 67.5
NEM1105Z | 10008 | 1 | 134454 | CONDUIT BOX FOR Q9 15-20HP 230V & 25-30H | TOSHIBA INTERNATIONAL CORPORATION | NEM1105Z | 105.75 | 105.75 | N | 105.75 | 105.75 | 105.75
NEM150Z | 10008 | 1 | 134454 | NEM150Z TOSHIBA CONDUIT ADAPTER FOR | TOSHIBA INTERNATIONAL CORPORATION | NEM150Z | 21.405 | 21.405 | N | 21.405 | 21.405 | 21.405
NEM204Z | 10008 | 2 | 134454 | CONDUIT ADAPTER FOR VFS15-4004/4007/4015 | TOSHIBA INTERNATIONAL CORPORATION | NEM204Z | 36.9275 | 36.9275 | N | 36.9275 | 36.9275 | 36.9275
NEM205Z | 10008 | 1 | 134454 | CONDUIT ADAPTER FOR VFS15-2037 | TOSHIBA INTERNATIONAL CORPORATION | NEM205Z | 38.91 | 38.91 | N | 38.91 | 38.91 | 38.91
NEM207Z | 10008 | 1 | 134454 | CONDUIT ADAPTER FOR VFS15-2055/2075/4055 | TOSHIBA INTERNATIONAL CORPORATION | NEM207Z | 38.865 | 38.865 | N | 38.865 | 38.865 | 38.865
NEXCH | 10510 | 13 | 187610 | HAZMAT 43 cu ft dry nitrogencontents MOX | MINNEAPOLIS OXYGEN CO. | N-EXCH | 15.07 | 15.9696 | Y | 15.07 | 15.9696 | 15.9696
NFT54 | 10510 | 63 | 176751 | JBI 1/4 SAE seal cap 10-PKrefrigeration, | J/B INDUSTRIES INC | NFT5-4 | 3.918 | 3.8719 | Y | 3.918 | 3.8719 | 3.918
NFT54 | 175891 | 6 | 176751 | JBI 1/4 SAE seal cap 10-PKrefrigeration, | J/B INDUSTRIES INC | NFT5-4 | 3.918 | 3.8528 | Y | 3.918 | 3.8719 | 3.918
NFT56 | 10510 | 5 | 176751 | JBI 3/8 SAE seal caprefrigeration | J/B INDUSTRIES INC | NFT5-6 | 2.842 | 1.921 | Y | 2.842 | 2.842 | 2.842
NFT56 | 175891 | 4 | 176751 | JBI 3/8 SAE seal caprefrigeration | J/B INDUSTRIES INC | NFT5-6 | 2.842 | 2.842 | Y | 2.842 | 2.842 | 2.842
NFXUP NF000 1A5 003 | 175891 | -12 | 133602 | Belimo - spring return act.w/16' cable | BELIMO AIRCONTROLS (USA), INC | NF000 1A5 003 | 221.88 | 206.3134 | Y | 221.88 | 206.3134 | 221.88
NFXUPSNF0201A5003 | 175891 | 17 | 133602 | Belimo actuator with switch16 foot w/PVC | BELIMO AIRCONTROLS (USA), INC | NF020 1A5 003 | 275.55 | 257.92 | Y | 275.55 | 257.92 | 275.55
NGR02-DDA | 175891 | 7 | 176663 | NGR02-DDA (1-1/4” NPT, ½” ORF, Green Spr | NORGAS | NGR02-DDA | 69.58 | 58.0419 | Y | 69.58 | 58.0419 | 69.58
NGR02ACA | 175891 | 13 | 176663 | NORGAS 1/2IN VB 3/8IN ORF GREEN 6.5-16IN | NORGAS | NGR02ACA | 59.2497 | 59.2497 | Y | 59.2497 | 59.2497 | 59.2497
NGR02BDF | 175891 | 14 | 176663 | NORGAS 3/4IN VB 1/2IN ORF ORANGE 2-7 IN | NORGAS | NGR02BDF | 69.58 | 69.58 | Y | 69.58 | 69.58 | 69.58
NGR02CCA | 175891 | 10 | 176663 | NORGAS 1IN VB 3/8IN ORF GREEN 6.5-16IN | NORGAS | NGR02CCA | 57.7101 | 69.58 | Y | 57.7101 | 69.58 | 69.58
NGR02CDA | 175891 | 11 | 176663 | NORGAS 1IN VB 1/2IN ORF GREEN 6.5-16IN | NORGAS | NGR02CDA | 69.58 | 69.3558 | Y | 69.58 | 69.3558 | 69.58
NGR02CDF | 175891 | 2 | 176663 | NORGAS 1IN VB 1/2IN ORF ORANGE | NORGAS | NGR02CDF | 59.26 | 69.58 | Y | 59.26 | 69.58 | 69.58
NGR02DDA. | 175891 | 1 | 176663 | 1-1/4 REG 1/2" ORI DARK GR SP 6.5" -16" | NORGAS | NGR02DDA | 69.58 | 69.58 | N | 69.58 | 69.58 | 69.58
NGR04AEB | 175891 | 3 | 176663 | NORGAS 1-1/4IN 3/4IN ORF GRAY 4-10IN | NORGAS | NGR04AEB | 312.42 | 305.0402 | Y | 312.42 | 305.0402 | 312.42
NGR04AFB | 175891 | 5 | 176663 | NORGAS 1-1/4IN 7/8IN ORF GRAY 4-10IN | NORGAS | NGR04AFB | 321.82 | 321.8233 | Y | 321.82 | 321.8233 | 321.8233
NGR04BEB | 175891 | 2 | 176663 | NORGAS 1-1/2IN 3/4IN ORF GRAY 4-10IN | NORGAS | NGR04BEB | 329.93 | 306.8684 | Y | 329.93 | 306.8684 | 329.93
NGR06BCD | 175891 | 1 | 176663 | NORGAS 1-1/2IN 1/2IN ORF PURPLE 7-20IN | NORGAS | NGR06BCD | 0 | 446.52 | N | 0 | 446.52 | 446.52
NGR06DDF | 175891 | 1 | 176663 | NORGAS 2IN FL 5/8IN ORF YELLOW 1.5-3 PSI | NORGAS | NGR06DDF | 491.018 | 532.33 | Y | 491.018 | 532.33 | 532.33
NGR08CDG | 175891 | 1 | 176663 | NMT GAS REGULATOR | NORGAS | NGR08CDG | 641.13 | 641.13 | N | 641.13 | 641.13 | 641.13
NMR250CD | 166553 | 1 | 168962 | Limit, 250F, manual-reset, 25A | Napco, Inc | NMR250CD | 5.96 | 5.96 | N | 5.96 | 5.96 | 5.96
NOVO1PREPAIR | 10510 | 1 | 175111 | ANALYZER REPAIR AND CALIBRATION | SEITRON AMERICAS INC. | NOVO 1-P REPAIR | 0 | 398.15 | N | 0 | 398.15 | 398.15
NP4120U | 10008 | 1 | 133993 | NP-4120U NEPRA III DIGITAL FAN COIL | INTERNATIONAL REFRIGERATION PRODUCTS | NP-4120U | 59.17 | 59.17 | N | 59.17 | 59.17 | 59.17
NPB-232 | 175883 | 1 | 134053 | Niagara Rs 232 Card | Kreuter (KMC) Controls | NPB-232 | 0 | 140.8 | N | 0 | 140.8 | 140.8
NPURCH | 10510 | 31 | 187610 | HAZMAT 43 cu ft nitrogen cylonly, MOX | MINNEAPOLIS OXYGEN CO. | N-PURCH | 229 | 176.2175 | Y | 229 | 176.2175 | 229
NPURCHM | 175891 | 14 | 187617 | N-PURCH-M | NOT ON FILE | N-PURCH-M | 69 | 69 | N | 69 | 69 | 69
NRS464 | 10510 | 9 | 176751 | JBI 3/8x1/4 short reducingforged flare n | J/B INDUSTRIES INC | NRS4-64 | 1.25 | 1.0913 | Y | 1.25 | 1.0913 | 1.25
NRS464 | 175891 | 2 | 176751 | JBI 3/8x1/4 short reducingforged flare n | J/B INDUSTRIES INC | NRS4-64 | 1.25 | 0.806 | N | 1.25 | 1.0913 | 1.25
NRS465 | 10510 | 16 | 176751 | JBI 3/8x5/16 short reducingforged flare | J/B INDUSTRIES INC | NRS4-65 | 1.35 | 1.3156 | N | 1.35 | 1.3156 | 1.35
NRS465 | 175891 | 7 | 176751 | JBI 3/8x5/16 short reducingforged flare | J/B INDUSTRIES INC | NRS4-65 | 1.35 | 0.8 | Y | 1.35 | 1.3156 | 1.35
NRS486 | 10510 | 13 | 176751 | JBI 1/2x3/8 short reducingforged flare n | J/B INDUSTRIES INC | NRS4-86 | 1.329 | 1.299 | Y | 1.329 | 1.299 | 1.329
NRS486 | 175891 | 4 | 176751 | JBI 1/2x3/8 short reducingforged flare n | J/B INDUSTRIES INC | NRS4-86 | 1.329 | 1.055 | Y | 1.329 | 1.299 | 1.329
NS-205 CR | 175883 | 1 | 134179 | Unmanaged 5-Port Industrial Ethernet Swi | NEUCO INC. | NS-205 CR | 0 | 102.33 | N | 0 | 102.33 | 102.33
NS-MTL7002-0 | 175883 | 3 | 134012 | 3X4.5, PIR, T, TB NETWORK ROOM SENSOR, P | JOHNSON CONTROLS NORTH AMERICAN PRODUCTS (JCI) | NS-MTL7002-0 | 0 | 300.18 | N | 0 | 300.18 | 300.18
NS2011300 | 175891 | 1 | 134179 | CLEVELAND CONTROLS PRESSURE SWITCH | NEUCO INC. | NS2-0113-00 | 49 | 49 | N | 49 | 49 | 49
NS412 | 10510 | 12 | 176751 | JBI 3/4 heavy shortforged flare nut | J/B INDUSTRIES INC | NS4-12 | 2.334 | 2.2952 | Y | 2.334 | 2.2952 | 2.334
NS412 | 175891 | 1 | 176751 | JBI 3/4 heavy shortforged flare nut | J/B INDUSTRIES INC | NS4-12 | 2.334 | 1.144 | N | 2.334 | 2.2952 | 2.334
NS45 | 10510 | 28 | 176751 | JBI 5/16 heavy shortforged flare nut | J/B INDUSTRIES INC | NS4-5 | 0.641 | 0.64046 | Y | 0.641 | 0.64046 | 0.641
NS45 | 175891 | 2 | 176751 | JBI 5/16 heavy shortforged flare nut | J/B INDUSTRIES INC | NS4-5 | 0.641 | 0.359 | Y | 0.641 | 0.64046 | 0.641
NSAHA70010 | 175891 | 5 | 134012 | NS SERIES NETWORK SENSOR W/HUMIDITY | JOHNSON CONTROLS NORTH AMERICAN PRODUCTS (JCI) | NS-AHA7001-0 | 212.8117 | 212.8117 | N | 212.8117 | 212.8117 | 212.8117
NSATA70020 | 175890 | 2 | 134012 | JCI NS SERIES NETWORK SENSOR | JOHNSON CONTROLS NORTH AMERICAN PRODUCTS (JCI) | NSATA70020 | 56.4468 | 56.45 | N | 56.4468 | 56.45 | 56.45
NSATF70020 | 175891 | 1 | 134012 | JOHNSON CONTROLS ZONE SENSOR | JOHNSON CONTROLS NORTH AMERICAN PRODUCTS (JCI) | NSATF70020 | 51.6 | 51.6 | N | 51.6 | 51.6 | 51.6
NSATP70032 | 175890 | 3 | 134012 | NETWORK SENSOR | JOHNSON CONTROLS NORTH AMERICAN PRODUCTS (JCI) | NS-ATP7003-2 | 46.78 | 46.7797 | N | 46.78 | 46.7797 | 46.78
NSBTB70010 | 175888 | 3 | 134012 | Network Zone Sensor, Wallbox or Surface | JOHNSON CONTROLS NORTH AMERICAN PRODUCTS (JCI) | NSBTB70010 | 88.44 | 88.4441 | N | 88.44 | 88.4441 | 88.4441
NSBTB70010 | 175891 | 3 | 134012 | Network Zone Sensor, Wallbox or Surface | JOHNSON CONTROLS NORTH AMERICAN PRODUCTS (JCI) | NSBTB70010 | 88.44 | 58.5964 | N | 88.44 | 88.4441 | 88.4441
NSBTK70020 | 175891 | 2 | 134012 | Ntwk Sensor 120X80, LCD display, PB temp | JOHNSON CONTROLS NORTH AMERICAN PRODUCTS (JCI) | NSBTK70020 | 0 | 0 | N | 0 | 0 | 0
NST46 | 10510 | 8 | 176751 | JBI 3/8 frost proofforged flare nut | J/B INDUSTRIES INC | NST4-6 | 2.557 | 2.557 | N | 2.557 | 2.557 | 2.557
NST46 | 175891 | 7 | 176751 | JBI 3/8 frost proofforged flare nut | J/B INDUSTRIES INC | NST4-6 | 2.557 | 1.619 | Y | 2.557 | 2.557 | 2.557
NST48 | 10510 | 1 | 176751 | JBI 1/2 frost proofforged flare nut | J/B INDUSTRIES INC | NST4-8 | 1.5 | 1.5 | N | 1.5 | 1.5 | 1.5
NSYMM2520 | 175888 | 5 | 134342 | SCHNEIDER PLAIN MTG PLATE H250XW200MM | SCHNEIDER ELECTRIC BUILDINGS AMERICAS, INC | NSYMM2520 | 3.3479 | 3.3479 | N | 3.3479 | 3.3479 | 3.3479
NTC204 | 166553 | 25 | 134395 | FUSIBLE LINK, 204F (96C) | SUPCO SEALED UNIT PARTS CO., INC. / NSI | NTC204 | 0.45 | 0.45 | Y | 0.45 | 0.45 | 0.45
NTC227 | 166553 | 26 | 134395 | Thermal Fuse Link 227F 108C | SUPCO SEALED UNIT PARTS CO., INC. / NSI | NTC227 | 0.45 | 0.45 | Y | 0.45 | 0.45 | 0.45
NTC227 | 166559 | 55 | 134395 | Thermal Fuse Link 227F 108C | SUPCO SEALED UNIT PARTS CO., INC. / NSI | NTC227 | 0.45 | 0.45 | N | 0.45 | 0.45 | 0.45
NTC227 | 166561 | 4 | 168962 | Thermal Fuse Link 227F 108C | Napco, Inc | NTC 227 | 0.45 | 0.44 | N | 0.45 | 0.45 | 0.45
NTC257 | 166561 | 3 | 168962 | Thermal Fuse Link 257F 128C RYD128 | Napco, Inc | NTC257 | 0.45 | 0.45 | N | 0.45 | 0.45 | 0.45
NTCD204 | 166553 | 10 | 134395 | 204f High Limit Thermal Cutout | SUPCO SEALED UNIT PARTS CO., INC. / NSI | NTCD204 | 1.4717 | 1.4717 | Y | 1.4717 | 1.4717 | 1.4717
NTCD218 | 166553 | 5 | 134395 | 218f HIgh Limit Thermal Cutout | SUPCO SEALED UNIT PARTS CO., INC. / NSI | NTCD218 | 1.9072 | 1.9072 | Y | 1.9072 | 1.9072 | 1.9072
NTCD227 | 166553 | 9 | 134395 | Hi Limit Cut-out (EA.) 227F (teardro | SUPCO SEALED UNIT PARTS CO., INC. / NSI | NTCD227 | 2.0411 | 2.0411 | Y | 2.0411 | 2.0411 | 2.0411
NTCD257 | 166553 | 10 | 134395 | Hi Limit Cutout , 257F (teardrop) | SUPCO SEALED UNIT PARTS CO., INC. / NSI | NTCD257 | 2 | 1.48 | N | 2 | 2 | 2
NTCD257 | 166561 | 1 | 168962 | Hi Limit Cutout , 257F (teardrop) | Napco, Inc | NTCD257 | 2 | 2 | N | 2 | 2 | 2
NTCD300 | 166553 | 17 | 134395 | Hi Limit Cutout (2pk), 300F (teardro | SUPCO SEALED UNIT PARTS CO., INC. / NSI | NTCD300 | 1.7818 | 1.7818 | Y | 1.7818 | 1.7818 | 1.7818
NTCK227 | 166553 | 10 | 134395 | Hi Limit Cut-out (2pk) 227F (Round) | SUPCO SEALED UNIT PARTS CO., INC. / NSI | NTCK227 | 1.95 | 1.95 | Y | 1.95 | 1.95 | 1.95
NTCK300 | 166553 | 11 | 134395 | Fusilble Link Assembly Open 300F | SUPCO SEALED UNIT PARTS CO., INC. / NSI | NTCK300 | 2 | 0.41082 | Y | 2 | 1.47 | 2
NTCK300 | 166557 | 3 | 168962 | Fusilble Link Assembly Open 300F | Napco, Inc | NTCK300 | 2 | 1.47 | N | 2 | 1.47 | 2
NULB812LED930A | 175888 | 1 | 177093 | NORA 24V 12IN LTBR | COOPER ELECTRIC | NULB812LED930A | 38.55 | 38.55 | N | 38.55 | 38.55 | 38.55
NV1 | 10510 | 3 | 187643 | Uniweld Nitrogen FlowIndicator | UNIWELD PRODUCTS INC. | NV1 | 41.73 | 41.73 | Y | 41.73 | 41.73 | 41.73
NW528ZN | 10510 | 4 | 175071 | B-Line 3/8 combo nutwasher for 1-5/8 cha | COOPER BUSSMANN,INC. | NW528ZN | 2.24 | 1.237 | N | 2.24 | 1.237 | 2.24
NWAL217 | 175883 | 4 | 183588 | Legend Plate Man Auto | Hoffman Building Technologies | NWAL217 | 0.7 | 0.7 | N | 0.7 | 0.7 | 0.7
NYLON CORD GRIP | 175883 | 2 | 134179 | 1/2Strain Relief Nylon Cord Grip NPT Cab | NEUCO INC. | NYLON CORD GRIP | 0 | 0.64 | N | 0 | 0.64 | 0.64
O004 | 173042 | 3 | 134236 | MOTOR O004 1/4HP 48Z FR | PRECISION ELECTRIC MOTOR SALES | O004 | 125.72 | 131.24 | Y | 125.72 | 131.24 | 131.24
OA2G11 | 166561 | 10 | 133344 | ABB Transfer Switch Aux Contact | ABB INC. | OA2G11 | 27.47 | 27.47 | N | 27.47 | 27.47 | 27.47
OIL128 | 10770 | 4 | 133856 | Vacuum Pump Oil - Gallon | FIELDPIECE INSTRUMENTS, INC. | OIL128 | 29.41 | 29.41 | N | 29.41 | 29.41 | 29.41
OIL128 | 175883 | 4 | 133856 | Vacuum Pump Oil - Gallon | FIELDPIECE INSTRUMENTS, INC. | OIL128 | 29.41 | 27.14 | N | 29.41 | 29.41 | 29.41
OIL32 | 10770 | 6 | 133856 | Vacuum Pump Oil - Quart | FIELDPIECE INSTRUMENTS, INC. | OIL32 | 10.2 | 10.2 | N | 10.2 | 10.2 | 10.2
OIL32 | 175883 | 6 | 133856 | Vacuum Pump Oil - Quart | FIELDPIECE INSTRUMENTS, INC. | OIL32 | 10.2 | 9.05 | N | 10.2 | 10.2 | 10.2
OIL8X3 | 10770 | 3 | 133856 | Vacuum Pump Oil - 8 ounce (3 pack) | FIELDPIECE INSTRUMENTS, INC. | OIL8X3 | 20.41 | 20.41 | N | 20.41 | 20.41 | 20.41
OIL8X3 | 175883 | 3 | 133856 | Vacuum Pump Oil - 8 ounce (3 pack) | FIELDPIECE INSTRUMENTS, INC. | OIL8X3 | 20.41 | 18.7 | N | 20.41 | 20.41 | 20.41
OP30HONR | 175888 | 1 | 133921 | MINI MULLION READER 3.5"/8.9CM | HONEYWELL INTERNATIONAL ECC US (HOFS) | OP30HONR | 77.94 | 77.94 | N | 77.94 | 77.94 | 77.94
ORFB31R14 | 175891 | 7 | 176663 | ORIFICE B31R, 1/4IN | NORGAS | ORFB31R14 | 3.24 | 3.24 | N | 3.24 | 3.24 | 3.24
ORFB31R38 | 175891 | 7 | 176663 | ORIFICE B31R, 3/8IN 757237 | NORGAS | ORFB31R38 | 3.51 | 3.5093 | N | 3.51 | 3.5093 | 3.51
ORFB34RSR34X78 | 175891 | 29 | 176663 | ORIFICE B34R/SR, 3/4INX7/8IN | NORGAS | ORFB34RSR34X78 | 25.78 | 25.78 | N | 25.78 | 25.78 | 25.78
ORFB34RSR38 | 175891 | 2 | 176663 | ORIFICE B34R/SR 3/8IN 758104 | NORGAS | ORFB34RSR38 | 36.6336 | 36.6336 | N | 36.6336 | 36.6336 | 36.6336
ORFB34RSR38X12 | 175891 | 2 | 176663 | ORIFICE B34R/SR, 3/8INX1/2IN ( 758157) | NORGAS | ORFB34RSR38X12 | 34.764 | 34.764 | N | 34.764 | 34.764 | 34.764
ORFB34RSR58X34 | 175891 | 3 | 176663 | ORIFICE B34R/SR, 5/8INX3/4IN (758163) | NORGAS | ORFB34RSR58X34 | 35.4426 | 35.4426 | N | 35.4426 | 35.4426 | 35.4426
ORFB42R12X916 | 175891 | 9 | 176663 | ORIFICE B42R, 1/2INX9/16IN (75767101) | NORGAS | ORFB42R12X916 | 6.298 | 6.298 | N | 6.298 | 6.298 | 6.298
ORFB42R14 | 175891 | 35 | 176663 | ORIFICE B42R, 1/4IN 757623 | NORGAS | ORFB42R14 | 3.24 | 3.24 | N | 3.24 | 3.24 | 3.24
ORFB42R18 | 175891 | 2 | 176663 | ORIFICE B42R, 1/8IN (757611) | NORGAS | ORFB42R18 | 4.21 | 4.21 | N | 4.21 | 4.21 | 4.21
ORFB42R18X316 | 175891 | 12 | 176663 | ORIFICE B42R, 1/8INX3/16IN (757651) | NORGAS | ORFB42R18X316 | 6.04 | 6.0393 | N | 6.04 | 6.0393 | 6.04
ORFB42R38 | 175891 | 6 | 176663 | ORIFICE B42R, 3/8IN (757631) | NORGAS | ORFB42R38 | 4.19 | 4.1884 | N | 4.19 | 4.1884 | 4.19
OT08 | 10510 | 7 | 187590 | 8 PIN OCTAL SOCKET 10A/600VAC SCREW TERM | HALLOCK COMPANY INC. | OT08 | 4.71 | 2.632 | Y | 4.71 | 2.632 | 4.71
OT20 | 166561 | 24 | 168903 | 20A 250VAC/DC | FUSECO, INC. | OT20 | 2.6 | 2.6 | N | 2.6 | 2.6 | 2.6
OT30F3 | 166561 | 3 | 133344 | 3P 30A UL98 NF SW | ABB INC. | OT30F3 | 85.22 | 85.2183 | N | 85.22 | 85.2183 | 85.22
OT40F3 | 166561 | 1 | 133344 | DISCONNECT NON-FUSIBLE SWITCH, 3P, 4 | ABB INC. | OT40F3 | 43.94 | 44.89 | Y | 43.94 | 44.89 | 44.89
OT60F3 | 166561 | 3 | 133344 | Disconnect Switch 60 Amp 3-pole | ABB INC. | OT60F3 | 103.38 | 103.37 | Y | 103.38 | 103.37 | 103.38
OTPD40FP | 166561 | 9 | 133344 | Detachable Neutral for OT40F3 | ABB INC. | OTPD40FP | 13.16 | 13.16 | N | 13.16 | 13.16 | 13.16
OXS6X180 | 166561 | 5 | 176397 | Selector Shaft 6mm x 180 | ELECTRO-CONTROL SUPPLY | OXS6X180 | 2.7257 | 2.7257 | N | 2.7257 | 2.7257 | 2.7257
OXS6X330 | 166561 | 4 | 133344 | 6mm Diameter and 330mm Length Shaft | ABB INC. | OXS6X330 | 9.11 | 9.11 | Y | 9.11 | 9.11 | 9.11
P-1-SS | 10510 | 5 | 134179 | 12 INCH ROD FOR RS-1 | NEUCO INC. | P-1-SS | 14.21 | 20.42 | Y | 14.21 | 20.42 | 20.42
P-12 | 10510 | 25 | 134395 | Watsco fin comb 12 and 14teeth per inch | SUPCO SEALED UNIT PARTS CO., INC. / NSI | P-12 | 1 | 0.702 | Y | 1 | 0.702 | 1
P00779 | 10510 | 4 | 187612 | $Bell & Gossett bronze flange1-1/2 serie | BERNARD J. MULCAHY CO.,INC. | P00779 | 10.087 | 10.087 | Y | 10.087 | 10.087 | 10.087
P11 | 10510 | 15 | 134395 | Watsco fin comb 11 and 13teeth per inch | SUPCO SEALED UNIT PARTS CO., INC. / NSI | P-11 | 1.01 | 0.7928 | N | 1.01 | 0.7928 | 1.01
P1184 | 175883 | 4 | 183600 | PtSix:P1184 | PointSix Wireless/L-Com | P1184 | 14.4 | 14.4 | N | 14.4 | 14.4 | 14.4
P133H0030001D00 | 10510 | 3 | 187608 | Belgas regulator 1.5-3.25 lbsorange spri | MIDWEST GAS EQUIPMENT, INC. | P133H0030001D00 | 1171.5 | 1171.5 | Y | 1171.5 | 1171.5 | 1171.5
P133L0140001D00 | 10510 | 3 | 187608 | Belgas regulator 6-14 purplespring 2 NPT | MIDWEST GAS EQUIPMENT, INC. | P133L0140001D00 | 1028.5 | 1287 | Y | 1028.5 | 1287 | 1287
P15696 | 173042 | 4 | 175077 | P15696 B&G | FLUID INDUSTRIAL ASSOC. | P15696 | 0.01 | 0.01 | N | 0.01 | 0.01 | 0.01
P159A120X1X13F0 | 10510 | 3 | 133472 | Asco 18 sec 120 volt POCStd encl fluid p | ASCO L.P. | P159A120X1X13F0 | 403.88 | 349.65 | Y | 403.88 | 349.65 | 403.88
P159A120X1X13F0 | 175891 | 1 | 133472 | Asco 18 sec 120 volt POCStd encl fluid p | ASCO L.P. | P159A120X1X13F0 | 403.88 | 349.65 | Y | 403.88 | 349.65 | 403.88
P159A211X1X11FO | 173042 | 1 | 133472 | replaces AH2D112A4 | ASCO L.P. | P159A211X1X11F0 | 696.8 | 696.8 | N | 696.8 | 696.8 | 696.8
P17 | 10510 | 90 | 134395 | Watsco fin comb 16 and 17teeth per inch | SUPCO SEALED UNIT PARTS CO., INC. / NSI | P-17 | 1.022 | 0.92649 | Y | 1.022 | 0.92649 | 1.022
P18 | 10510 | 45 | 134395 | Watsco fin comb 18 and 20teeth per inch | SUPCO SEALED UNIT PARTS CO., INC. / NSI | P-18 | 0.782 | 0.78156 | N | 0.782 | 0.78156 | 0.782
P18 | 175891 | 2 | 134395 | Watsco fin comb 18 and 20teeth per inch | SUPCO SEALED UNIT PARTS CO., INC. / NSI | P-18 | 0.782 | 0.575 | Y | 0.782 | 0.78156 | 0.782
P18682 | 175890 | 1 | 134342 | TIME DELAY RELAY .3SEC -134MIN | SCHNEIDER ELECTRIC BUILDINGS AMERICAS, INC | P18682 | 75.7264 | 75.7264 | N | 75.7264 | 75.7264 | 75.7264
P2075S085LRX24EP | 175891 | 1 | 133602 | 3/4" PRESSURE INDEPENDENT VALVE, 8.5 GPM | BELIMO AIRCONTROLS (USA), INC | P2075S-085+LRX24-EP | 212.8 | 212.8 | N | 212.8 | 212.8 | 212.8
P210 | 10510 | 6 | 176751 | JBI 5/8 flare plugbrass | J/B INDUSTRIES INC | P2-10 | 2.933 | 2.4314 | Y | 2.933 | 2.4314 | 2.933
P2125S251NRX24EP | 175891 | 1 | 133602 | 1.25" PRESSURE INDEPENDENT VALVE, 25.1 G | BELIMO AIRCONTROLS (USA), INC | P2125S-251+NRX24-EP | 405.57 | 405.57 | N | 405.57 | 405.57 | 405.57
P24 | 10510 | 17 | 176751 | JBI 1/4 flare plugbrass | J/B INDUSTRIES INC | P2-4 | 0.697 | 0.49206 | Y | 0.697 | 0.49206 | 0.697
P24 | 175891 | 2 | 176751 | JBI 1/4 flare plugbrass | J/B INDUSTRIES INC | P2-4 | 0.697 | 0.329 | Y | 0.697 | 0.49206 | 0.697
P26 | 10510 | 6 | 176751 | JBI 3/8 flare plugbrass | J/B INDUSTRIES INC | P2-6 | 0.801 | 0.80033 | Y | 0.801 | 0.80033 | 0.801
P26 | 175891 | 2 | 176751 | JBI 3/8 flare plugbrass | J/B INDUSTRIES INC | P2-6 | 0.801 | 0.463 | Y | 0.801 | 0.80033 | 0.801
P28 | 10510 | 17 | 176751 | JBI 1/2 flare plugbrass | J/B INDUSTRIES INC | P2-8 | 1.143 | 1.0762 | Y | 1.143 | 1.0762 | 1.143
P28 | 175891 | 12 | 176751 | JBI 1/2 flare plugbrass | J/B INDUSTRIES INC | P2-8 | 1.143 | 1.0483 | Y | 1.143 | 1.0762 | 1.143
P3B11B11AB1110 | 166559 | 5 | 133602 | Piping Package Union 1-1/4" F NPT Stand. | BELIMO AIRCONTROLS (USA), INC | P3_B11_B11A_B111_0 | 495.02 | 495.02 | N | 495.02 | 495.02 | 495.02
P4099Y03SS | 175891 | 1 | 133505 | * 4IN 30PSI SS GAUGE 1/4INBACK | MILJOCO CORP | P4099Y03SS | 75.57 | 75.57 | N | 75.57 | 75.57 | 75.57
P4598L10 | 166559 | 1 | 168955 | 4.5" face, 1/4" BM, 0-600 PSI | Miljoco (do not use) | P4598L-10 | 10.5 | 10.5 | N | 10.5 | 10.5 | 10.5
P4811 | 10510 | 2 | 187620 | Parker drier shell 1-3/8 ODsuction/liqui | PARKER HANNIFIN | P-4811 | 127.45 | 127.45 | Y | 127.45 | 127.45 | 127.45
P4811 | 175891 | 2 | 187620 | Parker drier shell 1-3/8 ODsuction/liqui | PARKER HANNIFIN | P-4811 | 127.45 | 127.45 | N | 127.45 | 127.45 | 127.45
P489 | 10510 | 2 | 187620 | Parker drier shell 1-1/8 ODsuction/liqui | PARKER HANNIFIN | P-489 | 157.52 | 134.9515 | N | 157.52 | 134.9515 | 157.52
P489 | 175891 | 1 | 187620 | Parker drier shell 1-1/8 ODsuction/liqui | PARKER HANNIFIN | P-489 | 157.52 | 134.51 | N | 157.52 | 134.9515 | 157.52
P500021A | 175890 | 1 | 176685 | 16/2 STRANDED/SHIELDED PL | ACE WIRE AND CABLE CO INC | P500021A | 0.16 | 0.16 | N | 0.16 | 0.16 | 0.16
P509 | 10510 | 7 | 176751 | JBI charging line gasket(charging hose g | J/B INDUSTRIES INC | P509 | 2.28 | 2.2464 | Y | 2.28 | 2.28 | 2.28
P509 | 175891 | 1 | 176751 | JBI charging line gasket(charging hose g | J/B INDUSTRIES INC | P509 | 2.28 | 2.28 | Y | 2.28 | 2.28 | 2.28
P51100GBP20MA000000 | 166560 | 4 | 130004 | Pressure Transducer 0-100psig Schrader | Automation Components Inc (ACI) | P51-100-G-B-P-20MA-000-000 | 0 | 103.24 | N | 0 | 103.24 | 103.24
P652AT503861002 | 175891 | 2 | 134198 | 652 SERIESBracket nut | NUMATICS, INC | P652AT503861002 | 6.561 | 6.561 | Y | 6.561 | 6.561 | 6.561
P78729 | 10510 | 23 | 133727 | Crown 5JE couplersleeve 35350 | CROWN ENGINEERING CORP | P78729 | 16.4224 | 16.2588 | Y | 16.4224 | 16.2588 | 16.4224
P78729 | 175891 | 1 | 133727 | Crown 5JE couplersleeve 35350 | CROWN ENGINEERING CORP | P78729 | 16.4224 | 13.386 | Y | 16.4224 | 16.2588 | 16.4224
P78791 | 10510 | 12 | 133727 | Crown 6JE couplersleeve 35569 | CROWN ENGINEERING CORP | P78791 | 27.638 | 26.9922 | Y | 27.638 | 26.9922 | 27.638
P78791 | 175891 | 1 | 133727 | Crown 6JE couplersleeve 35569 | CROWN ENGINEERING CORP | P78791 | 27.638 | 23.55 | Y | 27.638 | 26.9922 | 27.638
P78792 | 10510 | 8 | 133727 | Crown 7JE couplersleeve | CROWN ENGINEERING CORP | P78792 | 37.84 | 35.7534 | Y | 37.84 | 35.7534 | 37.84
P78794 | 10510 | 5 | 133727 | Crown 8JE couplersleeve 35572 | CROWN ENGINEERING CORP | P78794 | 39.96 | 39.4973 | Y | 39.96 | 39.4973 | 39.96
P78803 | 10510 | 14 | 133727 | Crown 3JE couplersleeve 36384 | CROWN ENGINEERING CORP | P78803 | 5.531 | 5.5265 | Y | 5.531 | 5.53 | 5.531
P78803 | 175891 | 10 | 133727 | Crown 3JE couplersleeve 36384 | CROWN ENGINEERING CORP | P78803 | 5.531 | 5.53 | Y | 5.531 | 5.53 | 5.531
P78804 | 10510 | 17 | 133727 | Crown 4JE couplersleeve 35359 | CROWN ENGINEERING CORP | P78804 | 9.5328 | 9.5136 | Y | 9.5328 | 9.5136 | 9.5328
P86596 | 10510 | 6 | 187612 | Bell & Gossett check valvefor NRF-25 cir | BERNARD J. MULCAHY CO.,INC. | P86596 | 4.3417 | 4.3417 | Y | 4.3417 | 4.3417 | 4.3417
P9 | 10510 | 7 | 134395 | Watsco fin comb 9 and 15teeth per inch | SUPCO SEALED UNIT PARTS CO., INC. / NSI | P-9 | 0.89 | 0.84029 | N | 0.89 | 0.84029 | 0.89
P9 | 175891 | 2 | 134395 | Watsco fin comb 9 and 15teeth per inch | SUPCO SEALED UNIT PARTS CO., INC. / NSI | P-9 | 0.89 | 0.659 | Y | 0.89 | 0.84029 | 0.89
P90009 | 10510 | 4 | 176751 | JBI 1/4 O ring(coupler) package of 5 | J/B INDUSTRIES INC | P90009 | 2.027 | 2.0004 | Y | 2.027 | 2.027 | 2.027
P90009 | 175891 | 1 | 176751 | JBI 1/4 O ring(coupler) package of 5 | J/B INDUSTRIES INC | P90009 | 2.027 | 2.027 | Y | 2.027 | 2.027 | 2.027
P967 | 10510 | 1 | 187620 | Parker drier shell 7/8 ODsuc or liquid l | PARKER HANNIFIN | P-967 | 170.18 | 170.18 | N | 170.18 | 170.18 | 170.18
P969 | 10510 | 1 | 187620 | Parker drier shell 1-1/8 ODsuc or liquid | PARKER HANNIFIN | P-969 | 178.69 | 181.82 | Y | 178.69 | 181.82 | 181.82
P969 | 175891 | 1 | 187620 | Parker drier shell 1-1/8 ODsuc or liquid | PARKER HANNIFIN | P-969 | 178.69 | 145.963 | N | 178.69 | 181.82 | 181.82
PACOP1524G512M40GWXP | 175888 | 1 | 176591 | 15IN FLAT PANEL COMPUTER | COMPUTER DYNAMICS INC | PACOP1524G512M40GWXP | 2032 | 2032 | N | 2032 | 2032 | 2032
PB300804225E | 175891 | 3 | 133505 | 3IN 60psi RD TRIDICATOR 1/4INEXT | MILJOCO CORP | PB300804225E | 15.486 | 15.486 | Y | 15.486 | 15.486 | 15.486
PB300821225E | 166561 | 1 | 168955 | Press/Temp 0-75psi 50-290F 1/4"CBM | Miljoco (do not use) | PB300821225E | 26 | 26 | N | 26 | 26 | 26
PC200M | 10510 | 1 | 187616 | NIBCO Mini Press Tool 18VW/ Jaws, Acc,Ca | NIBCO | PC-200M | 1818.32 | 1818.32 | Y | 1818.32 | 1818.32 | 1818.32
PC5857012 | 10510 | 18 | 187616 | Nibco Press Ball Valve 1/2PXP W/Lever Ha | NIBCO | PC-585-70-1/2 | 24.6 | 24.5519 | Y | 24.6 | 24.5519 | 24.6
PC5857034 | 10510 | 22 | 187616 | Nibco Press Ball Valve 3/4PXP W/Lever Ha | NIBCO | PC-585-70-3/4 | 38.16 | 37.6043 | Y | 38.16 | 37.6043 | 38.16
PC600DS1 | 10510 | 6 | 187616 | Nibco Press X Press Coupling1 Stop Coupl | NIBCO | PC600-DS-1 | 4.992 | 4.8968 | Y | 4.992 | 4.8968 | 4.992
PC600DS12 | 10510 | 2 | 187616 | Nibco Press x Press Coupling1/2 Stop Cou | NIBCO | PC600-DS-1/2 | 1.639 | 1.638 | Y | 1.639 | 1.638 | 1.639
PC600DS34 | 10510 | 12 | 187616 | Nibco Press X Press Coupling3/4 Stop Cou | NIBCO | PC600-DS-3/4 | 2.645 | 2.8117 | Y | 2.645 | 2.8117 | 2.8117
PC600R34X12 | 10510 | 3 | 187616 | Press x Press Reducer3/4 x1/2 Coupler | NIBCO | PC600-R-3/4X1/2 | 8.044 | 8.65 | Y | 8.044 | 8.65 | 8.65
PC6011 | 10510 | 4 | 187616 | Nibco Press X Press Coupler1 No Stop | NIBCO | PC601-1 | 6.831 | 6.7676 | Y | 6.831 | 6.7676 | 6.831
PC60112 | 10510 | 7 | 187616 | Nibco Press X Press Coupler1/2 No Stop | NIBCO | PC601-1/2 | 4.09 | 5.03 | Y | 4.09 | 5.03 | 5.03
PC60134 | 10510 | 9 | 187616 | Nibco Press X Press Coupling3/4 No Stop | NIBCO | PC601-3/4 | 5.709 | 6.4826 | Y | 5.709 | 6.4826 | 6.4826
PC6031 | 10510 | 8 | 187616 | Nibco Press X Fem Adaptor1 NPT | NIBCO | PC603-1 | 6.448 | 6.2492 | Y | 6.448 | 6.2492 | 6.448
PC60312 | 10510 | 9 | 187616 | Nibco Press X Fem Adaptor1/2 NPT | NIBCO | PC603-1/2 | 2.859 | 2.8414 | Y | 2.859 | 2.8414 | 2.859
PC60334 | 10510 | 10 | 187616 | Nibco Press X Fem Adaptor3/4 NPT | NIBCO | PC603-3/4 | 4.3987 | 5.0154 | Y | 4.3987 | 5.0154 | 5.0154
PC6041 | 10510 | 12 | 187616 | Nibco Press X Male Adaptor1 NPT | NIBCO | PC604-1 | 7.141 | 7.0223 | Y | 7.141 | 7.0223 | 7.141
PC60412 | 10510 | 6 | 187616 | Nibco Press x Male Adaptor1/2 NPT | NIBCO | PC604-1/2 | 2.46 | 2.628 | Y | 2.46 | 2.628 | 2.628
PC60434 | 10510 | 16 | 187616 | Nibco Press X Male Adaptor3/4 NPT | NIBCO | PC604-3/4 | 4.1085 | 4.7515 | Y | 4.1085 | 4.7515 | 4.7515
PC60621 | 10510 | 11 | 187616 | Nibco SW X Press 45 Degree1 Elbow | NIBCO | PC606-2-1 | 5.78 | 5.78 | N | 5.78 | 5.78 | 5.78
PC606212 | 10510 | 12 | 187616 | Nibco SW x Press 45 Degree1/2 Elbow | NIBCO | PC606-2-1/2 | 1.643 | 1.5945 | N | 1.643 | 1.5945 | 1.643
PC606234 | 10510 | 5 | 187616 | Nibco SW x Press 45 Degree3/4 Elbow | NIBCO | PC606-2-3/4 | 2.028 | 2.028 | N | 2.028 | 2.028 | 2.028
PC6071 | 10510 | 12 | 187616 | Nibco 1 Press x Press90 Degree Elbow | NIBCO | PC607-1 | 5.908 | 5.908 | Y | 5.908 | 5.908 | 5.908
PC60712 | 10510 | 12 | 187616 | Nibco 1/2 Press xPress90 Degree Elbow | NIBCO | PC607-1/2 | 1.9015 | 1.8835 | Y | 1.9015 | 1.8835 | 1.9015
PC60721 | 10510 | 7 | 187616 | Nibco Sw x Press 90 DegreesElbow 1 | NIBCO | PC607-2-1 | 5.434 | 5.38 | N | 5.434 | 5.38 | 5.434
PC607212 | 10510 | 10 | 187616 | Nibco Sw X Press 90 DegreeElbow 1/2 | NIBCO | PC607-2-1/2 | 2.0003 | 2.326 | Y | 2.0003 | 2.326 | 2.326
PC607234 | 10510 | 10 | 187616 | Nibco Sw X Press 90 DegreeElbow 3/4 | NIBCO | PC607-2-3/4 | 3.064 | 2.998 | Y | 3.064 | 2.998 | 3.064
PC60734 | 10510 | 6 | 187616 | Nibco 3/4 Press x Press90Degree Elbow | NIBCO | PC607-3/4 | 2.95 | 3.374 | Y | 2.95 | 3.374 | 3.374
PC6111 | 10510 | 8 | 187616 | Nibco Press Tee1 Fitting | NIBCO | PC611-1 | 7.35 | 7.2287 | N | 7.35 | 7.2287 | 7.35
PC61112 | 10510 | 6 | 187616 | Nibco Press Tee1/2 Fitting | NIBCO | PC611-1/2 | 2.7 | 2.5965 | Y | 2.7 | 2.5965 | 2.7
PC61134 | 10510 | 2 | 187616 | Nibco Press Tee3/4 Fitting | NIBCO | PC611-3/4 | 4.86 | 4.7365 | Y | 4.86 | 4.7365 | 4.86
PC63312 | 10510 | 1 | 187616 | Nibco Press X Press Union1/2 x 1/2 | NIBCO | PC633-1/2 | 14.8385 | 16.129 | Y | 14.8385 | 16.129 | 16.129
PC63334 | 10510 | 9 | 187616 | Nibco Press X Press Union3/4 X 3/4 | NIBCO | PC633-3/4 | 19.389 | 22.417 | Y | 19.389 | 22.417 | 22.417
PC633434 | 10510 | 1 | 187616 | Nibco Press X Male Union3/4 X 3/4 | NIBCO | PC633-4-3/4 | 18.536 | 19.932 | Y | 18.536 | 19.932 | 19.932
PCK48HH | 10510 | 3 | 187620 | Parker Gold Label burnout corefor shell | PARKER HANNIFIN | PCK-48HH | 23.94 | 22.5984 | N | 23.94 | 22.5984 | 23.94
PD765-6R2-10 | 175888 | 4 | 134258 | TRIDENT METER | PRECISION DIGITAL CORP. | PD765-6R2-10 | 0 | 339.15 | Y | 0 | 339.15 | 339.15
PDITE-SMRTVAV-01 | 173042 | 33 | 133762 | Allure EC-Smart-Sensor-VAV | DISTECH CONTROLS | PDITE-SMRTVAV-01 | 58.13 | 57.8464 | N | 58.13 | 57.8464 | 58.13
PDITESMRT10000 | 173042 | 3 | 133762 | Allure,EC-SMART-SENSOR-100,Allure co | DISTECH CONTROLS | PDITE-SMRT100-00 | 41.6 | 41.6 | N | 41.6 | 41.6 | 41.6
PDT550 | 10510 | 15 | 187642 | UEI digital thermometer withmin/max/hold | CGNA/UNIVERSAL ENTERPRISES | PDT550 | 16.87 | 16.8011 | Y | 16.87 | 16.8011 | 16.87
PDT550 | 175891 | 2 | 187642 | UEI digital thermometer withmin/max/hold | CGNA/UNIVERSAL ENTERPRISES | PDT550 | 16.87 | 16.124 | Y | 16.87 | 16.8011 | 16.87
PDT650 | 10008 | 4 | 176364 | Pocket Thermometer | UEI INC | PDT650 | 14.92 | 14.92 | Y | 14.92 | 14.92 | 14.92
PE051301 | 175891 | 2 | 134179 | ENVIROTEC 1 POLE 30AMP 24V CONTACTOR | NEUCO INC. | PE051301 | 14.74 | 14.7356 | N | 14.74 | 14.7356 | 14.74
PE8000A | 10008 | 0 | 192831 | Paragon Outside Air Static Probe | Paid with UMB Visa P-Card | PE-8000-A | 630 | 663 | N | 630 | 663 | 663
PEC73218REPLACES65345 | 173042 | 8 | 168973 | WALL PLATE FOR 155 SERIES | PECO, Astronics Corporation | PEC-73218REPLACES65345 | 3.55 | 3.55 | N | 3.55 | 3.55 | 3.55
PECK2500001 | 173042 | 1 | 168973 | WIRELESS SYSTEM (T2500,R2500) | PECO, Astronics Corporation | PEC-K2500001 | 125.13 | 125.13 | N | 125.13 | 125.13 | 125.13
PECSG155017 | 173042 | 1 | 168973 | TRANE X1351060901 BAYSENS017B | PECO, Astronics Corporation | PEC-SG155017 | 13.35 | 13.35 | N | 13.35 | 13.35 | 13.35
PECSP15503569313 | 173042 | 1 | 168973 | TRANE X13510611010 41901086 | PECO, Astronics Corporation | PEC-SP15503569313 | 20.61 | 20.61 | N | 20.61 | 20.61 | 20.61
PECT4932SCH001704501 | 173042 | 1 | 168973 | TSTAT, PROG, 3H/2C | PECO, Astronics Corporation | PEC-T4932SCH001704501 | 97.16 | 97.16 | N | 97.16 | 97.16 | 97.16
PECT5000168860 | 173042 | 1 | 168973 | 24/60 HEATING THERMOSTAT | PECO, Astronics Corporation | PEC-T5000168860 | 15 | 15 | N | 15 | 15 | 15
PECT5100168861 | 173042 | 2 | 168973 | THERMOSTAT 1H/1C | PECO, Astronics Corporation | PEC-T5100168861 | 20 | 20 | N | 20 | 20 | 20
PECT5200168862 | 173042 | 1 | 168973 | THERMOSTAT 1H/1C W/ RH SENSING | PECO, Astronics Corporation | PEC-T5200168862 | 30 | 30 | N | 30 | 30 | 30
PECT8532001 | 173042 | 5 | 168973 | 2H/2C PROGRAMMABLE TSTAT. | PECO, Astronics Corporation | PEC-T8532001 | 61.77 | 61.77 | N | 61.77 | 61.77 | 61.77
PF113A | 175891 | 12 | 177071 | DIVERSIFIED 11-PIN SOCKET | AUTOMATIC TIME CONTROLS | PF113A | 9.8553 | 14.8688 | Y | 9.8553 | 14.8688 | 14.8688
PFK | 173042 | 3 | 168859 | PNEUMATIC FITTINGS KIT | *DO NOT USE* Paid with Divvy Card | PFK | 97 | 97 | Y | 97 | 97 | 97
PFP-1063589 | 10510 | 205 | 176889 | 250 FT/RL 1/4" BLACK FR POLY TUBING | PERFORMANCE PIPE | 1063589 | 21.034 | 20.225 | Y | 21.034 | 20.225 | 21.034
PFP-1063589 | 166553 | 39 | 176889 | 250 FT/RL 1/4" BLACK FR POLY TUBING | PERFORMANCE PIPE | 1063589 | 21.034 | 20.225 | Y | 21.034 | 20.225 | 21.034
PFP-1063589 | 166557 | 6 | 176889 | 250 FT/RL 1/4" BLACK FR POLY TUBING | PERFORMANCE PIPE | 1063589 | 21.034 | 20.225 | Y | 21.034 | 20.225 | 21.034
PFP-1063589 | 166559 | 9 | 176889 | 250 FT/RL 1/4" BLACK FR POLY TUBING | PERFORMANCE PIPE | 1063589 | 21.034 | 20.225 | Y | 21.034 | 20.225 | 21.034
PFP-1063589 | 166560 | 4 | 176889 | 250 FT/RL 1/4" BLACK FR POLY TUBING | PERFORMANCE PIPE | 1063589 | 21.034 | 20.225 | Y | 21.034 | 20.225 | 21.034
PFP-1063589 | 166561 | 4 | 176889 | 250 FT/RL 1/4" BLACK FR POLY TUBING | PERFORMANCE PIPE | 1063589 | 21.034 | 20.225 | Y | 21.034 | 20.225 | 21.034
PFP-1063589 | 173042 | 15 | 176889 | 250 FT/RL 1/4" BLACK FR POLY TUBING | PERFORMANCE PIPE | 1063589 | 21.034 | 20.1984 | Y | 21.034 | 20.225 | 21.034
PFP-1063589 | 175888 | 70 | 176889 | 250 FT/RL 1/4" BLACK FR POLY TUBING | PERFORMANCE PIPE | 1063589 | 21.034 | 20.225 | Y | 21.034 | 20.225 | 21.034
PFP-1063589 | 175890 | 3 | 176889 | 250 FT/RL 1/4" BLACK FR POLY TUBING | PERFORMANCE PIPE | 1063589 | 21.034 | 20.225 | Y | 21.034 | 20.225 | 21.034
PFP-1063589 | 175891 | 57 | 176889 | 250 FT/RL 1/4" BLACK FR POLY TUBING | PERFORMANCE PIPE | 1063589 | 21.034 | 20.225 | Y | 21.034 | 20.225 | 21.034
PFP-1063635 | 10510 | 17 | 176889 | 500 FT/RL 5/32" BLACK FR POLY TUBING | PERFORMANCE PIPE | 1063635 | 31.096 | 29.3693 | Y | 31.096 | 29.9 | 31.096
PFP-1063635 | 166553 | 6 | 176889 | 500 FT/RL 5/32" BLACK FR POLY TUBING | PERFORMANCE PIPE | 1063635 | 31.096 | 29.9 | Y | 31.096 | 29.9 | 31.096
PFP-1063635 | 166560 | 4 | 176889 | 500 FT/RL 5/32" BLACK FR POLY TUBING | PERFORMANCE PIPE | 1063635 | 31.096 | 29.9 | Y | 31.096 | 29.9 | 31.096
PFP-1063635 | 166561 | 5 | 176889 | 500 FT/RL 5/32" BLACK FR POLY TUBING | PERFORMANCE PIPE | 1063635 | 31.096 | 29.9 | Y | 31.096 | 29.9 | 31.096
PFP-1063635 | 173042 | 5 | 176889 | 500 FT/RL 5/32" BLACK FR POLY TUBING | PERFORMANCE PIPE | 1063635 | 31.096 | 29.9 | Y | 31.096 | 29.9 | 31.096
PFP-1063635 | 175888 | 10 | 176889 | 500 FT/RL 5/32" BLACK FR POLY TUBING | PERFORMANCE PIPE | 1063635 | 31.096 | 29.9 | Y | 31.096 | 29.9 | 31.096
PFP-1063635 | 175890 | 2 | 176889 | 500 FT/RL 5/32" BLACK FR POLY TUBING | PERFORMANCE PIPE | 1063635 | 31.096 | 29.9 | Y | 31.096 | 29.9 | 31.096
PFP-1063635 | 175891 | 9 | 176889 | 500 FT/RL 5/32" BLACK FR POLY TUBING | PERFORMANCE PIPE | 1063635 | 31.096 | 28.9244 | Y | 31.096 | 29.9 | 31.096
PFP-1063636 | 10510 | 1 | 176889 | 500 FT/RL 5/32" TWIN TUBE FR POLY TUBING | PERFORMANCE PIPE | 1063636 | 78.52 | 75.5 | Y | 78.52 | 75.5 | 78.52
PFP-1063636 | 166553 | 3 | 176889 | 500 FT/RL 5/32" TWIN TUBE FR POLY TUBING | PERFORMANCE PIPE | 1063636 | 78.52 | 75.5 | Y | 78.52 | 75.5 | 78.52
PFP-1063636 | 166559 | 3 | 176889 | 500 FT/RL 5/32" TWIN TUBE FR POLY TUBING | PERFORMANCE PIPE | 1063636 | 78.52 | 75.5 | N | 78.52 | 75.5 | 78.52
PFP-1063636 | 166560 | 4 | 176889 | 500 FT/RL 5/32" TWIN TUBE FR POLY TUBING | PERFORMANCE PIPE | 1063636 | 78.52 | 75.5 | Y | 78.52 | 75.5 | 78.52
PFP-1063636 | 166561 | 4 | 176889 | 500 FT/RL 5/32" TWIN TUBE FR POLY TUBING | PERFORMANCE PIPE | 1063636 | 78.52 | 75.5 | Y | 78.52 | 75.5 | 78.52
PFP-1063636 | 173042 | 3 | 176889 | 500 FT/RL 5/32" TWIN TUBE FR POLY TUBING | PERFORMANCE PIPE | 1063636 | 78.52 | 75.5 | Y | 78.52 | 75.5 | 78.52
PFP-1063636 | 175888 | 2 | 176889 | 500 FT/RL 5/32" TWIN TUBE FR POLY TUBING | PERFORMANCE PIPE | 1063636 | 78.52 | 75.5 | Y | 78.52 | 75.5 | 78.52
PFP-1063636 | 175890 | 2 | 176889 | 500 FT/RL 5/32" TWIN TUBE FR POLY TUBING | PERFORMANCE PIPE | 1063636 | 78.52 | 72.5163 | Y | 78.52 | 75.5 | 78.52
PFP-1063636 | 175891 | 9 | 176889 | 500 FT/RL 5/32" TWIN TUBE FR POLY TUBING | PERFORMANCE PIPE | 1063636 | 78.52 | 72.5163 | Y | 78.52 | 75.5 | 78.52
PFP-1063708 | 10510 | 4 | 176889 | 250 FT/RL 1/2" BLACK FR POLY TUBING | PERFORMANCE PIPE | 1063708 | 72.072 | 69.3 | Y | 72.072 | 69.3 | 72.072
PFP-1063708 | 166553 | 2 | 176889 | 250 FT/RL 1/2" BLACK FR POLY TUBING | PERFORMANCE PIPE | 1063708 | 72.072 | 69.3 | Y | 72.072 | 69.3 | 72.072
PFP-1063708 | 166559 | 4 | 176889 | 250 FT/RL 1/2" BLACK FR POLY TUBING | PERFORMANCE PIPE | 1063708 | 72.072 | 69.3 | N | 72.072 | 69.3 | 72.072
PFP-1063708 | 166561 | 3 | 176889 | 250 FT/RL 1/2" BLACK FR POLY TUBING | PERFORMANCE PIPE | 1063708 | 72.072 | 69.3 | Y | 72.072 | 69.3 | 72.072
PFP-1063708 | 175891 | 3 | 176889 | 250 FT/RL 1/2" BLACK FR POLY TUBING | PERFORMANCE PIPE | 1063708 | 72.072 | 69.3 | Y | 72.072 | 69.3 | 72.072
PFP-1063749 | 10510 | 5 | 176889 | 250 FT/RL 3/8" GREEN FR POLY TUBING | PERFORMANCE PIPE | 1063749 | 56.784 | 45.5 | N | 56.784 | 54.6 | 56.784
PFP-1063749 | 175891 | 8 | 176889 | 250 FT/RL 3/8" GREEN FR POLY TUBING | PERFORMANCE PIPE | 1063749 | 56.784 | 54.6 | Y | 56.784 | 54.6 | 56.784
PFP-1063767 | 10510 | 4 | 176889 | 250 FT/RL 1/4" RED STRIPE FR POLY TUBING | PERFORMANCE PIPE | 1063767 | 25.454 | 24.475 | Y | 25.454 | 24.475 | 25.454
PFP-1063767 | 166561 | 2 | 176889 | 250 FT/RL 1/4" RED STRIPE FR POLY TUBING | PERFORMANCE PIPE | 1063767 | 25.454 | 24.475 | Y | 25.454 | 24.475 | 25.454
PFP-1063767 | 175888 | 5 | 176889 | 250 FT/RL 1/4" RED STRIPE FR POLY TUBING | PERFORMANCE PIPE | 1063767 | 25.454 | 24.475 | Y | 25.454 | 24.475 | 25.454
PFP-1063767 | 175890 | 1 | 176889 | 250 FT/RL 1/4" RED STRIPE FR POLY TUBING | PERFORMANCE PIPE | 1063767 | 25.454 | 24.475 | Y | 25.454 | 24.475 | 25.454
PFP-1063767 | 175891 | 60 | 176889 | 250 FT/RL 1/4" RED STRIPE FR POLY TUBING | PERFORMANCE PIPE | 1063767 | 25.454 | 24.475 | Y | 25.454 | 24.475 | 25.454
PFP-1063768 | 10510 | 49 | 176889 | 250 FT/RL 1/4"BLUE STRIPE FR POLY TUBING | PERFORMANCE PIPE | 1063768 | 25.454 | 24.4576 | Y | 25.454 | 24.475 | 25.454
PFP-1063768 | 166553 | 4 | 176889 | 250 FT/RL 1/4"BLUE STRIPE FR POLY TUBING | PERFORMANCE PIPE | 1063768 | 25.454 | 24.475 | N | 25.454 | 24.475 | 25.454
PFP-1063768 | 166560 | 3 | 176889 | 250 FT/RL 1/4"BLUE STRIPE FR POLY TUBING | PERFORMANCE PIPE | 1063768 | 25.454 | 24.475 | N | 25.454 | 24.475 | 25.454
PFP-1063768 | 166561 | 2 | 176889 | 250 FT/RL 1/4"BLUE STRIPE FR POLY TUBING | PERFORMANCE PIPE | 1063768 | 25.454 | 24.475 | Y | 25.454 | 24.475 | 25.454
PFP-1063768 | 175888 | 3 | 176889 | 250 FT/RL 1/4"BLUE STRIPE FR POLY TUBING | PERFORMANCE PIPE | 1063768 | 25.454 | 24.475 | Y | 25.454 | 24.475 | 25.454
PFP-1063768 | 175890 | 1 | 176889 | 250 FT/RL 1/4"BLUE STRIPE FR POLY TUBING | PERFORMANCE PIPE | 1063768 | 25.454 | 24.475 | Y | 25.454 | 24.475 | 25.454
PFP-1063768 | 175891 | 33 | 176889 | 250 FT/RL 1/4"BLUE STRIPE FR POLY TUBING | PERFORMANCE PIPE | 1063768 | 25.454 | 24.4688 | Y | 25.454 | 24.475 | 25.454
PFP-1063769 | 10510 | 31 | 176889 | 250 FT/RL 1/4"GREEN STR FR POLY TUBING | PERFORMANCE PIPE | 1063769 | 25.454 | 24.475 | Y | 25.454 | 24.475 | 25.454
PFP-1063769 | 175888 | 5 | 176889 | 250 FT/RL 1/4"GREEN STR FR POLY TUBING | PERFORMANCE PIPE | 1063769 | 25.454 | 24.475 | Y | 25.454 | 24.475 | 25.454
PFP-1063769 | 175890 | 2 | 176889 | 250 FT/RL 1/4"GREEN STR FR POLY TUBING | PERFORMANCE PIPE | 1063769 | 25.454 | 24.475 | Y | 25.454 | 24.475 | 25.454
PFP-1063769 | 175891 | 40 | 176889 | 250 FT/RL 1/4"GREEN STR FR POLY TUBING | PERFORMANCE PIPE | 1063769 | 25.454 | 24.475 | Y | 25.454 | 24.475 | 25.454
PFP-1063770 | 10510 | 37 | 176889 | 250 FT/RL 1/4" WHITE FR POLY TUBING | PERFORMANCE PIPE | 1063770 | 25.454 | 24.4342 | Y | 25.454 | 24.4678 | 25.454
PFP-1063770 | 175891 | 32 | 176889 | 250 FT/RL 1/4" WHITE FR POLY TUBING | PERFORMANCE PIPE | 1063770 | 25.454 | 24.4678 | Y | 25.454 | 24.4678 | 25.454
PFP-1063771 | 10510 | 45 | 176889 | 250 FT/RL 1/4" YELLOW FR POLY TUBING | PERFORMANCE PIPE | 1063771 | 25.454 | 24.4339 | Y | 25.454 | 24.4409 | 25.454
PFP-1063771 | 175891 | 23 | 176889 | 250 FT/RL 1/4" YELLOW FR POLY TUBING | PERFORMANCE PIPE | 1063771 | 25.454 | 24.4409 | Y | 25.454 | 24.4409 | 25.454
PFP-1063772 | 10510 | 23 | 176889 | 250 FT/RL 1/4" ORANGE FR POLY TUBING | PERFORMANCE PIPE | 1063772 | 25.454 | 24.4327 | Y | 25.454 | 24.4327 | 25.454
PFP-1063772 | 175891 | 16 | 176889 | 250 FT/RL 1/4" ORANGE FR POLY TUBING | PERFORMANCE PIPE | 1063772 | 25.454 | 24.4218 | Y | 25.454 | 24.4327 | 25.454
PFP-1063773 | 10510 | 17 | 176889 | 250 FT/RL 1/4" VIOLET FR POLY TUBING | PERFORMANCE PIPE | 1063773 | 25.454 | 23.9385 | Y | 25.454 | 23.9385 | 25.454
PFP-1063773 | 175891 | 21 | 176889 | 250 FT/RL 1/4" VIOLET FR POLY TUBING | PERFORMANCE PIPE | 1063773 | 25.454 | 23.703 | Y | 25.454 | 23.9385 | 25.454
PFP-1063777 | 10510 | 8 | 176889 | 250 FT/RL 1/4" TWIN TUBE FR POLY TUBING | PERFORMANCE PIPE | 1063777 | 60.684 | 58.2237 | Y | 60.684 | 58.35 | 60.684
PFP-1063777 | 166553 | 3 | 176889 | 250 FT/RL 1/4" TWIN TUBE FR POLY TUBING | PERFORMANCE PIPE | 1063777 | 60.684 | 58.35 | Y | 60.684 | 58.35 | 60.684
PFP-1063777 | 166559 | 2 | 176889 | 250 FT/RL 1/4" TWIN TUBE FR POLY TUBING | PERFORMANCE PIPE | 1063777 | 60.684 | 58.35 | Y | 60.684 | 58.35 | 60.684
PFP-1063777 | 166560 | 4 | 176889 | 250 FT/RL 1/4" TWIN TUBE FR POLY TUBING | PERFORMANCE PIPE | 1063777 | 60.684 | 58.35 | Y | 60.684 | 58.35 | 60.684
PFP-1063777 | 166561 | 2 | 176889 | 250 FT/RL 1/4" TWIN TUBE FR POLY TUBING | PERFORMANCE PIPE | 1063777 | 60.684 | 58.35 | Y | 60.684 | 58.35 | 60.684
PFP-1063777 | 173042 | 3 | 176889 | 250 FT/RL 1/4" TWIN TUBE FR POLY TUBING | PERFORMANCE PIPE | 1063777 | 60.684 | 58.35 | Y | 60.684 | 58.35 | 60.684
PFP-1063777 | 175888 | 3 | 176889 | 250 FT/RL 1/4" TWIN TUBE FR POLY TUBING | PERFORMANCE PIPE | 1063777 | 60.684 | 58.35 | Y | 60.684 | 58.35 | 60.684
PFP-1063777 | 175890 | 2 | 176889 | 250 FT/RL 1/4" TWIN TUBE FR POLY TUBING | PERFORMANCE PIPE | 1063777 | 60.684 | 58.35 | Y | 60.684 | 58.35 | 60.684
PFP-1063777 | 175891 | 3 | 176889 | 250 FT/RL 1/4" TWIN TUBE FR POLY TUBING | PERFORMANCE PIPE | 1063777 | 60.684 | 55.92 | Y | 60.684 | 58.35 | 60.684
PFP-1063778 | 10510 | 9 | 176889 | 250 FT/RL 3/8" BLACK FR POLY TUBING | PERFORMANCE PIPE | 1063778 | 47.554 | 45.725 | Y | 47.554 | 45.725 | 47.554
PFP-1063778 | 166553 | 4 | 176889 | 250 FT/RL 3/8" BLACK FR POLY TUBING | PERFORMANCE PIPE | 1063778 | 47.554 | 45.725 | Y | 47.554 | 45.725 | 47.554
PFP-1063778 | 166559 | 2 | 176889 | 250 FT/RL 3/8" BLACK FR POLY TUBING | PERFORMANCE PIPE | 1063778 | 47.554 | 45.725 | N | 47.554 | 45.725 | 47.554
PFP-1063778 | 166561 | 10 | 176889 | 250 FT/RL 3/8" BLACK FR POLY TUBING | PERFORMANCE PIPE | 1063778 | 47.554 | 45.725 | Y | 47.554 | 45.725 | 47.554
PFP-1063778 | 173042 | 3 | 176889 | 250 FT/RL 3/8" BLACK FR POLY TUBING | PERFORMANCE PIPE | 1063778 | 47.554 | 45.725 | Y | 47.554 | 45.725 | 47.554
PFP-1063778 | 175888 | 5 | 176889 | 250 FT/RL 3/8" BLACK FR POLY TUBING | PERFORMANCE PIPE | 1063778 | 47.554 | 45.725 | Y | 47.554 | 45.725 | 47.554
PFP-1063778 | 175890 | 3 | 176889 | 250 FT/RL 3/8" BLACK FR POLY TUBING | PERFORMANCE PIPE | 1063778 | 47.554 | 45.2296 | Y | 47.554 | 45.725 | 47.554
PFP-1063778 | 175891 | 8 | 176889 | 250 FT/RL 3/8" BLACK FR POLY TUBING | PERFORMANCE PIPE | 1063778 | 47.554 | 45.5958 | Y | 47.554 | 45.725 | 47.554
PFP-1063781 | 10510 | 9 | 176889 | 250 FT/RL 3/8" WHITE FR POLY TUBING | PERFORMANCE PIPE | 1063781 | 56.784 | 45.5 | N | 56.784 | 45.5 | 56.784
PFP-1063781 | 175891 | 5 | 176889 | 250 FT/RL 3/8" WHITE FR POLY TUBING | PERFORMANCE PIPE | 1063781 | 56.784 | 45.5 | Y | 56.784 | 45.5 | 56.784
PFP-1063787 | 175891 | 2 | 176889 | 250 FT/RL 1/4" 7 COLOR PK FR POLY TUBING | PERFORMANCE PIPE | 1063787 | 195.104 | 187.6 | Y | 195.104 | 187.6 | 195.104
PFP-1063792 | 10510 | 2 | 176889 | 250 FT/RL 3/8" RED FR POLY TUBING | PERFORMANCE PIPE | 1063792 | 56.784 | 45.5 | N | 56.784 | 54.6 | 56.784
PFP-1063792 | 175891 | 8 | 176889 | 250 FT/RL 3/8" RED FR POLY TUBING | PERFORMANCE PIPE | 1063792 | 56.784 | 54.6 | Y | 56.784 | 54.6 | 56.784
PG9A28JT024 | 10510 | 1 | 134565 | ITT General pilot/generatorchannel type | COPELAND COMFORT CONTROL LP | PG9A28JT024 | 31.74 | 31.74 | N | 31.74 | 31.74 | 31.74
PGSD5 | 166553 | 251 | 168821 | 1/2" Snap Fit Bushing Universal | ESSENTRA COMPONENTS | PGSD-5 | 0.1205 | 0.1205 | N | 0.1205 | 0.1205 | 0.1205
PH100AJ | 175891 | 1 | 133383 | TRANSFORMER, CNTRL 100VA 600-120X240 | RS AMERICAS INC. | PH100AJ | 55.0671 | 55.0671 | N | 55.0671 | 55.0671 | 55.0671
PH132C | 166557 | 6 | 188731 | Kroil 13oz aersonal penetrant w graphite | Kano Laboratories, LLC | PH132C | 16.1 | 16.1 | N | 16.1 | 16.1 | 16.1
PH22 | 10510 | 13 | 134395 | Watsco fin comb 21-22 and23-24 teeth per | SUPCO SEALED UNIT PARTS CO., INC. / NSI | PH-22 | 0.931 | 0.92917 | Y | 0.931 | 0.92917 | 0.931
PH3185004810325S | 175888 | 27 | 176399 | CASE SM F/ICD-HPK | FLAMBEAU INC | PH3185004810325S | 13.37 | 13.3711 | N | 13.37 | 13.3711 | 13.3711
PHX-0712152 | 10008 | 0 | 169692 | TCP 0 5A | Phoenix Contact USA, Inc. | 0712152 | 12.1 | 12.1 | N | 12.1 | 12.1 | 12.1
PHX-0712194 | 10008 | 3 | 169692 | TCP 1A | Phoenix Contact USA, Inc. | 0712194 | 12.1 | 12.0616 | Y | 12.1 | 12.0616 | 12.1
PHX-0712217 | 10008 | 2 | 169692 | TCP 2A | Phoenix Contact USA, Inc. | 0712217 | 12.1 | 11.5425 | Y | 12.1 | 11.5425 | 12.1
PHX-0712233 | 10008 | 16 | 169692 | TCP 3A | Phoenix Contact USA, Inc. | 0712233 | 12.1 | 12.0762 | Y | 12.1 | 12.0762 | 12.1
PHX-0712259 | 10008 | 2 | 169692 | TCP 4A | Phoenix Contact USA, Inc. | 0712259 | 12.1 | 10.45 | Y | 12.1 | 10.45 | 12.1
PHX-0712275 | 10008 | 6 | 169692 | TCP 6A | Phoenix Contact USA, Inc. | 0712275 | 12.1 | 10.999 | Y | 12.1 | 10.999 | 12.1
PHX-0712314 | 10008 | 14 | 169692 | TCP 10A | Phoenix Contact USA, Inc. | 0712314 | 12.1 | 11.8708 | Y | 12.1 | 11.8708 | 12.1
PHX-0800886 | 10008 | 158 | 169692 | E/NS 35 N | Phoenix Contact USA, Inc. | 0800886 | 1.05 | 1.0426 | Y | 1.05 | 1.0426 | 1.05
PHX-0800886 | 175890 | 41 | 169692 | E/NS 35 N | Phoenix Contact USA, Inc. | 0800886 | 1.05 | 1.0175 | Y | 1.05 | 1.0426 | 1.05
PHX-0800886 | 175891 | 125 | 169692 | E/NS 35 N | Phoenix Contact USA, Inc. | 0800886 | 1.05 | 1.042 | Y | 1.05 | 1.0426 | 1.05
PHX-0804155 | 10008 | 15 | 169692 | EO-AB/UT/LED/15 | Phoenix Contact USA, Inc. | 0804155 | 8.32 | 8.3079 | N | 8.32 | 8.32 | 8.32
PHX-0804155 | 175888 | 38 | 169692 | EO-AB/UT/LED/15 | Phoenix Contact USA, Inc. | 0804155 | 8.32 | 8.32 | Y | 8.32 | 8.32 | 8.32
PHX-0804168 | 10008 | 20 | 169692 | EO-AB/PT/LED/15 | Phoenix Contact USA, Inc. | 0804168 | 10.02 | 9.0375 | N | 10.02 | 9.0375 | 10.02
PHX-0824589 | 175891 | 7.2 | 169692 | UC-TM 6 CUS | Phoenix Contact USA, Inc. | 0824589 | 15.76 | 15.3005 | N | 15.76 | 15.3005 | 15.76
PHX-0828736 | 10008 | 127 | 169692 | UCT-TM 6 | Phoenix Contact USA, Inc. | 0828736 | 4.71 | 4.6395 | Y | 4.71 | 4.6395 | 4.71
PHX-0830754 | 175888 | 10 | 169692 | UCT6R-TM 6 | Phoenix Contact USA, Inc. | 0830754 | 4.84 | 4.84 | N | 4.84 | 4.84 | 4.84
PHX-0916605 | 175888 | 25 | 169692 | UT 6-TMC M 2A | Phoenix Contact USA, Inc. | 0916605 | 12.65 | 12.9981 | Y | 12.65 | 12.9981 | 12.9981
PHX-0916605 | 175891 | 29 | 169692 | UT 6-TMC M 2A | Phoenix Contact USA, Inc. | 0916605 | 12.65 | 12.7581 | Y | 12.65 | 12.9981 | 12.9981
PHX-0916607 | 10008 | 1 | 169692 | UT 6-TMC M 5A | Phoenix Contact USA, Inc. | 0916607 | 12.65 | 12.65 | N | 12.65 | 12.65 | 12.65
PHX-0916607 | 175888 | 8 | 169692 | UT 6-TMC M 5A | Phoenix Contact USA, Inc. | 0916607 | 12.65 | 12.65 | N | 12.65 | 12.65 | 12.65
PHX-0916607 | 175890 | 2 | 169692 | UT 6-TMC M 5A | Phoenix Contact USA, Inc. | 0916607 | 12.65 | 12.1 | N | 12.65 | 12.65 | 12.65
PHX-0916610 | 175883 | 461 | 169692 | UT 6-TMC M 10A | Phoenix Contact USA, Inc. | 0916610 | 12.65 | 12.65 | N | 12.65 | 14.06 | 14.06
PHX-0916610 | 175888 | 5 | 169692 | UT 6-TMC M 10A | Phoenix Contact USA, Inc. | 0916610 | 12.65 | 14.06 | N | 12.65 | 14.06 | 14.06
PHX-1019912 | 10008 | 10 | 169692 | TMC 71B 05A | Phoenix Contact USA, Inc. | 1019912 | 12.08 | 11 | Y | 12.08 | 11 | 12.08
PHX-10510160001 | 173042 | 9 | 169692 | ZB 6 LGS:FORTL.ZAHLEN 1-10 | Phoenix Contact USA, Inc. | 1051016:0001 | 1.7 | 1.6986 | N | 1.7 | 1.6986 | 1.7
PHX-10510160001 | 175891 | 25 | 169692 | ZB 6 LGS:FORTL.ZAHLEN 1-10 | Phoenix Contact USA, Inc. | 1051016:0001 | 1.7 | 1.6967 | Y | 1.7 | 1.6986 | 1.7
PHX-10510160011 | 175891 | 7 | 169692 | ZB 6 LGS:FORTL.ZAHLEN 11-20 | Phoenix Contact USA, Inc. | 1051016:0011 | 1.7 | 1.7 | N | 1.7 | 1.7 | 1.7
PHX-10510160021 | 173042 | 15 | 169692 | ZB 6 LGS:FORTL.ZAHLEN 21-30 | Phoenix Contact USA, Inc. | 1051016:0021 | 1.7 | 1.6986 | N | 1.7 | 1.6986 | 1.7
PHX-10510160021 | 175890 | 4 | 169692 | ZB 6 LGS:FORTL.ZAHLEN 21-30 | Phoenix Contact USA, Inc. | 1051016:0021 | 1.7 | 1.647 | N | 1.7 | 1.6986 | 1.7
PHX-10510160021 | 175891 | 22 | 169692 | ZB 6 LGS:FORTL.ZAHLEN 21-30 | Phoenix Contact USA, Inc. | 1051016:0021 | 1.7 | 1.6855 | N | 1.7 | 1.6986 | 1.7
PHX-10510160031 | 173042 | 6 | 169692 | ZB 6 LGS:FORTL.ZAHLEN 31-40 | Phoenix Contact USA, Inc. | 1051016:0031 | 1.7 | 1.6966 | N | 1.7 | 1.6966 | 1.7
PHX-10510160031 | 175890 | 10 | 169692 | ZB 6 LGS:FORTL.ZAHLEN 31-40 | Phoenix Contact USA, Inc. | 1051016:0031 | 1.7 | 1.647 | N | 1.7 | 1.6966 | 1.7
PHX-10510160031 | 175891 | 65 | 169692 | ZB 6 LGS:FORTL.ZAHLEN 31-40 | Phoenix Contact USA, Inc. | 1051016:0031 | 1.7 | 1.6797 | N | 1.7 | 1.6966 | 1.7
PHX-10510160061 | 173042 | 2 | 169692 | ZB 6 LGS:FORTL.ZAHLEN 61-70 | Phoenix Contact USA, Inc. | 1051016:0061 | 1.7 | 1.6966 | N | 1.7 | 1.6966 | 1.7
PHX-10510160071 | 173042 | 2 | 169692 | ZB 6 LGS:FORTL.ZAHLEN 71-80 | Phoenix Contact USA, Inc. | 1051016:0071 | 1.7 | 1.6966 | N | 1.7 | 1.6966 | 1.7
PHX-10510160081 | 173042 | 2 | 169692 | ZB 6 LGS:FORTL.ZAHLEN 81-90 | Phoenix Contact USA, Inc. | 1051016:0081 | 1.7 | 1.6966 | N | 1.7 | 1.6966 | 1.7
PHX-10510160091 | 173042 | 2 | 169692 | ZB 6 LGS:FORTL.ZAHLEN 91-100 | Phoenix Contact USA, Inc. | 1051016:0091 | 1.7 | 1.6966 | N | 1.7 | 1.6966 | 1.7
PHX-10510160101 | 173042 | 2 | 169692 | ZB 6 LGS:FORTL.ZAHLEN 101-110 | Phoenix Contact USA, Inc. | 1051016:0101 | 1.7 | 1.6966 | N | 1.7 | 1.6966 | 1.7
PHX-10510160111 | 173042 | 2 | 169692 | ZB 6 LGS:FORTL.ZAHLEN 111-120 | Phoenix Contact USA, Inc. | 1051016:0111 | 1.71 | 1.7026 | N | 1.71 | 1.7026 | 1.71
PHX-1060630 | 10008 | 1 | 169692 | BWP 2102W | Phoenix Contact USA, Inc. | 1060630 | 590.45 | 521.4 | N | 590.45 | 521.4 | 590.45
PHX-1085039 | 10008 | 15 | 169692 | FL SWITCH 1005N | Phoenix Contact USA, Inc. | 1085039 | 63.07 | 63.0712 | Y | 63.07 | 63.0712 | 63.0712
PHX-1085039 | 175891 | 2 | 169692 | FL SWITCH 1005N | Phoenix Contact USA, Inc. | 1085039 | 63.07 | 63.0704 | Y | 63.07 | 63.0712 | 63.0712
PHX-1085255 | 10008 | 6 | 169692 | FL SWITCH 1016N | Phoenix Contact USA, Inc. | 1085255 | 189.8 | 189.8 | Y | 189.8 | 189.8 | 189.8
PHX-1085255 | 175891 | 2 | 169692 | FL SWITCH 1016N | Phoenix Contact USA, Inc. | 1085255 | 189.8 | 189.8 | Y | 189.8 | 189.8 | 189.8
PHX-1085256 | 10008 | 9 | 169692 | FL SWITCH 1008N | Phoenix Contact USA, Inc. | 1085256 | 97.09 | 89.7688 | Y | 97.09 | 96.6593 | 97.09
PHX-1085256 | 175883 | 11 | 169692 | FL SWITCH 1008N | Phoenix Contact USA, Inc. | 1085256 | 97.09 | 96.6593 | Y | 97.09 | 96.6593 | 97.09
PHX-1119248 | 10008 | 1 | 169692 | FL WLAN 2011 | Phoenix Contact USA, Inc. | 1119248 | 477.36 | 441.2 | N | 477.36 | 441.2 | 477.36
PHX-1194423 | 10008 | 2 | 169692 | FL WLAN 4321 | Phoenix Contact USA, Inc. | 1194423 | 412.45 | 349.67 | N | 412.45 | 349.67 | 412.45
PHX-1202713 | 10008 | 26 | 169692 | DIN rail adaptor | Phoenix Contact USA, Inc. | 1202713 | 0.87 | 0.87 | Y | 0.87 | 0.87 | 0.87
PHX-1205053 | 10008 | 5 | 169692 | SZS 0 6X3 5 | Phoenix Contact USA, Inc. | 1205053 | 8.05 | 8.0402 | Y | 8.05 | 8.0402 | 8.05
PHX-1755583 | 175888 | 150 | 169692 | PT 1 5/ 2-PH-5 0 | Phoenix Contact USA, Inc. | 1755583 | 0.52 | 0.47 | N | 0.52 | 0.47 | 0.52
PHX-1755606 | 175888 | 200 | 169692 | PT 1 5/ 4-PH-5 0 | Phoenix Contact USA, Inc. | 1755606 | 1.07 | 0.98 | N | 1.07 | 0.98 | 1.07
PHX-1755622 | 175888 | 50 | 169692 | PT 1 5/ 6-PH-5 0 | Phoenix Contact USA, Inc. | 1755622 | 1.62 | 1.47 | N | 1.62 | 1.47 | 1.62
PHX-1755635 | 175888 | 30 | 169692 | PT 1 5/ 7-PH-5 0 | Phoenix Contact USA, Inc. | 1755635 | 1.85 | 1.68 | N | 1.85 | 1.68 | 1.85
PHX-1755648 | 175888 | 80 | 169692 | PT 1 5/ 8-PH-5 0 | Phoenix Contact USA, Inc. | 1755648 | 2.14 | 1.95 | N | 2.14 | 1.95 | 2.14
PHX-1860087 | 173042 | 1 | 169692 | MVSTBR 2 5/ 5-ST GY | Phoenix Contact USA, Inc. | 1860087 | 4.09 | 221.85 | N | 4.09 | 221.85 | 221.85
PHX-2320018 | 10008 | 4 | 169692 | MINI-PS- 12- 24DC/ 5-15DC/2 | Phoenix Contact USA, Inc. | 2320018 | 197.11 | 174.29 | Y | 197.11 | 174.29 | 197.11
PHX-2403160 | 10008 | 2 | 169692 | ILC 2050 BI NIAGRA CONTROLLER | Phoenix Contact USA, Inc. | 2403160 | 580.24 | 580.238 | Y | 580.24 | 580.238 | 580.24
PHX-2404194 | 10008 | 1 | 169692 | Building management system - NC4-250 | Phoenix Contact USA, Inc. | 2404194 | 320.99 | 291.97 | N | 320.99 | 291.97 | 320.99
PHX-2404199 | 10008 | 1 | 169692 | 10 device license | Phoenix Contact USA, Inc. | 2404199 | 619.85 | 547.6267 | N | 619.85 | 547.6267 | 619.85
PHX-2404204 | 10008 | 0 | 169692 | Building management system - NC4-250-SMA | Phoenix Contact USA, Inc. | 2404204 | 47.44 | 47.44 | N | 47.44 | 47.44 | 47.44
PHX-2404206 | 10008 | 1 | 169692 | NC4-250-SMA-5YR | Phoenix Contact USA, Inc. | 2404206 | 148.64 | 129.15 | N | 148.64 | 129.15 | 148.64
PHX-2404210 | 10008 | -17 | 169692 | 5 Year Maintenance for NC4-500 | Phoenix Contact USA, Inc. | 2404210 | 222.96 | 228.2195 | N | 222.96 | 228.2195 | 228.2195
PHX-2404214 | 10008 | 0 | 169692 | NC4-1250-SMA-5YR | Phoenix Contact USA, Inc. | 2404214 | 363.69 | 0 | N | 363.69 | 0 | 363.69
PHX-2404218 | 10008 | 0 | 169692 | NC4-5000-SMA-5YR | Phoenix Contact USA, Inc. | 2404218 | 1072.09 | 0 | N | 1072.09 | 0 | 1072.09
PHX-2700095 | 10008 | 3 | 169692 | PSD-S CE-TM SCREW | Phoenix Contact USA, Inc. | 2700095 | 36.68 | 34.9601 | Y | 36.68 | 34.9601 | 36.68
PHX-2700114 | 10008 | 3 | 169692 | PSD-S OE LED BL RD | Phoenix Contact USA, Inc. | 2700114 | 72.56 | 69.1478 | Y | 72.56 | 69.1478 | 72.56
PHX-2700119 | 10008 | 3 | 169692 | PSD-S OE LED GN | Phoenix Contact USA, Inc. | 2700119 | 61.83 | 58.9259 | Y | 61.83 | 58.9259 | 61.83
PHX-2700143 | 10008 | 2 | 169692 | PSD-S ME BR-BM | Phoenix Contact USA, Inc. | 2700143 | 20.6 | 19.91 | N | 20.6 | 19.91 | 20.6
PHX-2700153 | 10008 | 1 | 169692 | PSD-S ME OB | Phoenix Contact USA, Inc. | 2700153 | 22.67 | 22.67 | N | 22.67 | 22.67 | 22.67
PHX-2700156 | 10008 | 3 | 169692 | Mounting material | Phoenix Contact USA, Inc. | 2700156 | 30.5 | 29.4712 | N | 30.5 | 29.4712 | 30.5
PHX-2701875 | 10008 | 20 | 169692 | FL MGUARD RS2005 TX VPN | Phoenix Contact USA, Inc. | 2701875 | 882 | 814.9875 | Y | 882 | 814.9875 | 882
PHX-2701877 | 10008 | 20 | 169692 | Managed 4-Port Switch | Phoenix Contact USA, Inc. | 2701877 | 1461.75 | 1351.4545 | N | 1461.75 | 1351.4545 | 1461.75
PHX-2702495 | 10008 | 29 | 169692 | Analog Input Terminal | Phoenix Contact USA, Inc. | 2702495 | 118.82 | 102.12 | Y | 118.82 | 102.12 | 118.82
PHX-2702496 | 10008 | 20 | 169692 | IB IL AI 4/U/0-10 ECO | Phoenix Contact USA, Inc. | 2702496 | 110.33 | 106.4876 | Y | 110.33 | 106.4876 | 110.33
PHX-2702497 | 10008 | 17 | 169692 | Analog Input Terminal | Phoenix Contact USA, Inc. | 2702497 | 118.82 | 98 | Y | 118.82 | 98 | 118.82
PHX-2702498 | 10008 | 50 | 169692 | IB IL AO 4/U/0-10-ECO | Phoenix Contact USA, Inc. | 2702498 | 110.33 | 101.525 | Y | 110.33 | 101.525 | 110.33
PHX-2702501 | 10008 | 30 | 169692 | IB IL RTD 4/PT1000-ECO Temperature | Phoenix Contact USA, Inc. | 2702501 | 173.99 | 160.095 | Y | 173.99 | 160.095 | 173.99
PHX-2702792 | 10008 | 47 | 169692 | IB IL 24 DI 8/HD-ECO | Phoenix Contact USA, Inc. | 2702792 | 40.02 | 36.82 | Y | 40.02 | 36.82 | 40.02
PHX-2702793 | 10008 | 26 | 169692 | IB IL 24 DO 8/HD-ECO | Phoenix Contact USA, Inc. | 2702793 | 45.46 | 41.6986 | Y | 45.46 | 41.6986 | 45.46
PHX-2703022 | 10510 | 8 | 169692 | PP-RJ-SCC-F | Phoenix Contact USA, Inc. | 2703022 | 121.45 | 12.9362 | Y | 121.45 | 12.9362 | 121.45
PHX-2861674 | 10008 | 20 | 169692 | IB IL 24 PWR IN/R-PAC | Phoenix Contact USA, Inc. | 2861674 | 113.97 | 101.609 | Y | 113.97 | 101.609 | 113.97
PHX-2861881 | 10008 | 20 | 169692 | IB IL 24/230 DOR1/W-PAC | Phoenix Contact USA, Inc. | 2861881 | 38.19 | 35.1797 | Y | 38.19 | 35.1797 | 38.19
PHX-2863119 | 10008 | 20 | 169692 | IB IL 24/28 DOR 2/W-PAC | Phoenix Contact USA, Inc. | 2863119 | 43.04 | 38.7935 | Y | 43.04 | 38.7935 | 43.04
PHX-2865984 | 175891 | 5 | 169692 | PHOENIX INTRINSIC RELAY | Phoenix Contact USA, Inc. | 2865984 | 271.51 | 271.51 | Y | 271.51 | 271.51 | 271.51
PHX-2866365 | 10008 | 2 | 169692 | QUINT-BAT/24DC/12AH | Phoenix Contact USA, Inc. | 2866365 | 424.11 | 411.76 | Y | 424.11 | 411.76 | 424.11
PHX-2866857 | 10008 | 2 | 169692 | QUINT-ADAPTER/4 | Phoenix Contact USA, Inc. | 2866857 | 32.66 | 29.2204 | Y | 32.66 | 29.2204 | 32.66
PHX-2881007 | 10008 | 30 | 169692 | POE Surge Protector | Phoenix Contact USA, Inc. | 2881007 | 86.1 | 79.9867 | Y | 86.1 | 79.9867 | 86.1
PHX-2897952 | 10008 | 20 | 169692 | IB IL AI/TEMP 4 RTD-PAC | Phoenix Contact USA, Inc. | 2897952 | 181.86 | 181.86 | Y | 181.86 | 181.86 | 181.86
PHX-2900280 | 10008 | 30 | 169692 | RELAY SUBBASE (PLC-BPT-120U/C) | Phoenix Contact USA, Inc. | 2900280 | 12.47 | 11.53 | N | 12.47 | 11.53 | 12.47
PHX-2900934 | 10008 | 4 | 169692 | RIF-2-BPT/4X21 | Phoenix Contact USA, Inc. | 2900934 | 4.01 | 3.6481 | N | 4.01 | 3.6481 | 4.01
PHX-2902991 | 10008 | 4 | 169692 | UNO-PS/1AC/24DC/ 30W Powr Sply 30W 24VDC | Phoenix Contact USA, Inc. | 2902991 | 29.82 | 29.8192 | Y | 29.82 | 29.8192 | 29.82
PHX-2902992 | 10008 | 15 | 169692 | Power Supply 60 W 24 VDC | Phoenix Contact USA, Inc. | 2902992 | 36.65 | 36.6501 | Y | 36.65 | 36.6501 | 36.6501
PHX-2902993 | 10008 | -102 | 169692 | UNO-PS/1AC/24DC/100W | Phoenix Contact USA, Inc. | 2902993 | 59.02 | 59.0163 | Y | 59.02 | 59.0163 | 59.02
PHX-2903000 | 10008 | 4 | 169692 | PHOENIX POWER SUPPLY 15DC | Phoenix Contact USA, Inc. | 2903000 | 32.92 | 32.92 | Y | 32.92 | 32.92 | 32.92
PHX-2903149 | 10008 | 4 | 169692 | TRIO-PS-2G/1AC/24DC/10 | Phoenix Contact USA, Inc. | 2903149 | 154.77 | 136.85 | Y | 154.77 | 136.85 | 154.77
PHX-2903322 | 10008 | 30 | 169692 | RIF-2-RSC-LV-120AC/2X21 | Phoenix Contact USA, Inc. | 2903322 | 8.44 | 8.44 | N | 8.44 | 8.44 | 8.44
PHX-2903323 | 10008 | 8 | 169692 | RIF-2-RSC-LV-24AC/2X21 | Phoenix Contact USA, Inc. | 2903323 | 8.44 | 8.44 | N | 8.44 | 8.44 | 8.44
PHX-2903666 | 10008 | 4 | 169692 | REL-IR2/L- 24AC/2X21 | Phoenix Contact USA, Inc. | 2903666 | 4.87 | 4.866 | N | 4.87 | 4.866 | 4.87
PHX-2904371 | 10008 | 1 | 169692 | UNO-PS/2AC/24DC/90W/C2LPS | Phoenix Contact USA, Inc. | 2904371 | 66.47 | 197.46 | N | 66.47 | 197.46 | 197.46
PHX-2904891 | 10008 | 3 | 169692 | PACT RCP-D140 | Phoenix Contact USA, Inc. | 2904891 | 156.17 | 151.62 | N | 156.17 | 151.62 | 156.17
PHX-2904895 | 10008 | 4 | 169692 | PACT RCP-CLAMP | Phoenix Contact USA, Inc. | 2904895 | 10.06 | 7.99 | N | 10.06 | 7.99 | 10.06
PHX-2905813 | 10008 | 1 | 169692 | TIME DELAY RELAY | Phoenix Contact USA, Inc. | 2905813 | 63.69 | 63.69 | Y | 63.69 | 63.69 | 63.69
PHX-2907066 | 10008 | 2 | 169692 | QUINT4-UPS/24DC/24DC/10 | Phoenix Contact USA, Inc. | 2907066 | 227.35 | 207.06 | Y | 227.35 | 207.06 | 227.35
PHX-2907918 | 10008 | 81 | 169692 | Type2/3 Surge Protection 120V | Phoenix Contact USA, Inc. | 2907918 | 125.12 | 125.0888 | Y | 125.12 | 125.12 | 125.12
PHX-2907918 | 173042 | 2 | 169692 | Type2/3 Surge Protection 120V | Phoenix Contact USA, Inc. | 2907918 | 125.12 | 125.12 | N | 125.12 | 125.12 | 125.12
PHX-2907919 | 10008 | -11 | 169692 | SURGE PROTECTOR 240V | Phoenix Contact USA, Inc. | 2907919 | 125.12 | 122.9544 | Y | 125.12 | 122.9544 | 125.12
PHX-2966906 | 10008 | -2 | 169692 | PLC-RSC- 12DC/21 | Phoenix Contact USA, Inc. | 2966906 | 12.59 | 12.59 | N | 12.59 | 12.59 | 12.59
PHX-2967060 | 10008 | 6 | 169692 | PLC-RSC- 24DC/21-21 | Phoenix Contact USA, Inc. | 2967060 | 16.76 | 16.76 | N | 16.76 | 16.76 | 16.76
PHX-3001594 | 173042 | 48 | 169692 | FBSR 3-6 | Phoenix Contact USA, Inc. | 3001594 | 0.81 | 0.737 | N | 0.81 | 0.737 | 0.81
PHX-3002609 | 10008 | 15 | 169692 | PT 4-L/HESILED 24 (5X20) | Phoenix Contact USA, Inc. | 3002609 | 12.41 | 12.6397 | N | 12.41 | 12.6397 | 12.6397
PHX-3002619 | 10008 | 36 | 169692 | D-PT 4-PE/L/HESI | Phoenix Contact USA, Inc. | 3002619 | 1.26 | 1.15 | N | 1.26 | 1.15 | 1.26
PHX-3004171 | 10008 | 14 | 169692 | UK6-3-HESI Fuse Mod Terminal Block | Phoenix Contact USA, Inc. | 3004171 | 9.29 | 9.2667 | Y | 9.29 | 9.2667 | 9.29
PHX-3022276 | 10008 | 30 | 169692 | SNAP ON END BRACKET | Phoenix Contact USA, Inc. | 3022276 | 0.72 | 0.72015 | N | 0.72 | 0.72015 | 0.72015
PHX-3030213 | 175890 | 1 | 169692 | FBS 10-5 MIN QTY 10 | Phoenix Contact USA, Inc. | 3030213 | 3.34 | 3.245 | N | 3.34 | 3.245 | 3.34
PHX-3030242 | 175891 | 40 | 169692 | JUMPERS FBS 3-6 MIN QTY 50 | Phoenix Contact USA, Inc. | 3030242 | 0.82 | 0.79918 | Y | 0.82 | 0.79918 | 0.82
PHX-3030255 | 10008 | 28 | 169692 | FBS 4-6 | Phoenix Contact USA, Inc. | 3030255 | 1.29 | 1.2927 | N | 1.29 | 1.2927 | 1.2927
PHX-3030271 | 10008 | 237 | 169692 | 10 position plug in jumper bridge | Phoenix Contact USA, Inc. | 3030271 | 3.34 | 3.3416 | Y | 3.34 | 3.3416 | 3.3416
PHX-3030336 | 10008 | 239 | 169692 | 2 position plug in jumper bridge | Phoenix Contact USA, Inc. | 3030336 | 0.4 | 0.40046 | Y | 0.4 | 0.40046 | 0.40046
PHX-3030349 | 10008 | 315 | 169692 | 5 position plug in jumper bridge | Phoenix Contact USA, Inc. | 3030349 | 1.59 | 1.5898 | Y | 1.59 | 1.5898 | 1.59
PHX-3030366 | 10008 | 50 | 169692 | FBS 1/2/4-5 | Phoenix Contact USA, Inc. | 3030366 | 2.05 | 2.05 | N | 2.05 | 2.05 | 2.05
PHX-3035662 | 10008 | 60 | 169692 | ST10 (10mm) terminal block-Red | Phoenix Contact USA, Inc. | 3035662 | 2.64 | 2.442 | Y | 2.64 | 2.442 | 2.64
PHX-3035665 | 10008 | 50 | 169692 | ST10 (10mm) terminal block-Black | Phoenix Contact USA, Inc. | 3035665 | 2.442 | 2.442 | Y | 2.442 | 2.442 | 2.442
PHX-3036110 | 10008 | 50 | 169692 | ST10 (10mm) terminal block-Gray | Phoenix Contact USA, Inc. | 3036110 | 2.48 | 2.2934 | Y | 2.48 | 2.2934 | 2.48
PHX-3036123 | 10008 | 50 | 169692 | ST10 (10mm) terminal block-Blue | Phoenix Contact USA, Inc. | 3036123 | 2.48 | 2.2934 | Y | 2.48 | 2.2934 | 2.48
PHX-3036136 | 10008 | 51 | 169692 | ST10 (10mm) Ground terminal block-G//Y | Phoenix Contact USA, Inc. | 3036136 | 6.08 | 5.6264 | Y | 6.08 | 5.6264 | 6.08
PHX-3036644 | 10008 | 48 | 169692 | ST10 (10mm) end cap | Phoenix Contact USA, Inc. | 3036644 | 0.81 | 0.748 | Y | 0.81 | 0.748 | 0.81
PHX-3044102 | 10008 | 853 | 169692 | UT-4 TERM BLOCK, 26-10AWG, GREY | Phoenix Contact USA, Inc. | 3044102 | 0.75 | 0.74819 | Y | 0.75 | 0.74995 | 0.75
PHX-3044102 | 175888 | 2332 | 169692 | UT-4 TERM BLOCK, 26-10AWG, GREY | Phoenix Contact USA, Inc. | 3044102 | 0.75 | 0.74995 | Y | 0.75 | 0.74995 | 0.75
PHX-3044102 | 175890 | 340 | 169692 | UT-4 TERM BLOCK, 26-10AWG, GREY | Phoenix Contact USA, Inc. | 3044102 | 0.75 | 0.74988 | Y | 0.75 | 0.74995 | 0.75
PHX-3044102 | 175891 | 4 | 169692 | UT-4 TERM BLOCK, 26-10AWG, GREY | Phoenix Contact USA, Inc. | 3044102 | 0.75 | 0.726 | N | 0.75 | 0.74995 | 0.75
PHX-3044115 | 10008 | 552 | 169692 | TERM BLOCK 26-10AWG, BLUE | Phoenix Contact USA, Inc. | 3044115 | 0.75 | 0.74826 | Y | 0.75 | 0.74826 | 0.75
PHX-3044128 | 10008 | 256 | 169692 | Terminal Block 26-10 AWG, Green Yellow | Phoenix Contact USA, Inc. | 3044128 | 2.81 | 2.81 | Y | 2.81 | 2.81 | 2.81
PHX-3044128 | 175888 | 50 | 169692 | Terminal Block 26-10 AWG, Green Yellow | Phoenix Contact USA, Inc. | 3044128 | 2.81 | 2.81 | N | 2.81 | 2.81 | 2.81
PHX-3044128 | 175890 | 31 | 169692 | Terminal Block 26-10 AWG, Green Yellow | Phoenix Contact USA, Inc. | 3044128 | 2.81 | 2.728 | N | 2.81 | 2.81 | 2.81
PHX-3044128 | 175891 | 60 | 169692 | Terminal Block 26-10 AWG, Green Yellow | Phoenix Contact USA, Inc. | 3044128 | 2.81 | 2.7554 | N | 2.81 | 2.81 | 2.81
PHX-3044160 | 10008 | 46 | 169692 | Phoenix UT10 terminal-screw type-Gray | Phoenix Contact USA, Inc. | 3044160 | 1.4 | 1.298 | Y | 1.4 | 1.298 | 1.4
PHX-3044173 | 10008 | 43 | 169692 | Phoenix UT10 terminal-screw type-G/Y | Phoenix Contact USA, Inc. | 3044173 | 3.55 | 3.2834 | Y | 3.55 | 3.2834 | 3.55
PHX-3044188 | 10008 | 49 | 169692 | Phoenix UT10 terminal-screw type-Blue | Phoenix Contact USA, Inc. | 3044188 | 1.4 | 1.298 | Y | 1.4 | 1.298 | 1.4
PHX-3044607 | 10008 | 749 | 169692 | TERM BLOCK, 26-10AWG, VIOLET | Phoenix Contact USA, Inc. | 3044607 | 0.79 | 0.78667 | Y | 0.79 | 0.78667 | 0.79
PHX-3044636 | 10008 | 187 | 169692 | DOUBLE-LEVEL TERMINAL BLOCK WITH | Phoenix Contact USA, Inc. | 3044636 | 1.92 | 1.9195 | Y | 1.92 | 1.9195 | 1.92
PHX-3044649 | 10008 | 14 | 169692 | UTTB 2 5 BU | Phoenix Contact USA, Inc. | 3044649 | 1.92 | 1.9193 | N | 1.92 | 1.9193 | 1.92
PHX-3044759 | 10008 | 132 | 169692 | Ground Modular Terminal Block | Phoenix Contact USA, Inc. | 3044759 | 5.79 | 5.6207 | Y | 5.79 | 5.6207 | 5.79
PHX-3044814 | 175888 | 6 | 169692 | UTTB 4 | Phoenix Contact USA, Inc. | 3044814 | 1.97 | 1.97 | N | 1.97 | 1.97 | 1.97
PHX-3045101 | 10008 | 653 | 169692 | TERM BLOCK 26-10AWG, ORANGE | Phoenix Contact USA, Inc. | 3045101 | 0.79 | 0.78655 | Y | 0.79 | 0.78655 | 0.79
PHX-3045114 | 10008 | 504 | 169692 | TERM BLOCK 26-10AWG, YELLOW | Phoenix Contact USA, Inc. | 3045114 | 0.79 | 0.78683 | Y | 0.79 | 0.78683 | 0.79
PHX-3045127 | 10008 | 115 | 169692 | TERM BLOCK 26-10AWG, RED | Phoenix Contact USA, Inc. | 3045127 | 0.79 | 0.78665 | Y | 0.79 | 0.78665 | 0.79
PHX-3045130 | 10008 | 502 | 169692 | Term Block, 26-10AWG, White | Phoenix Contact USA, Inc. | 3045130 | 0.84 | 0.83608 | Y | 0.84 | 0.83608 | 0.84
PHX-3045143 | 10008 | 220 | 169692 | Term Block 26-10 AWG, BLACK | Phoenix Contact USA, Inc. | 3045143 | 0.79 | 0.78652 | Y | 0.79 | 0.78652 | 0.79
PHX-3045156 | 10008 | 658 | 169692 | TERM BLOCK 26-10AWG, GREEN | Phoenix Contact USA, Inc. | 3045156 | 0.79 | 0.78724 | Y | 0.79 | 0.78724 | 0.79
PHX-3045224 | 10008 | 787 | 169692 | TERM BLOCK, 26-10AWG, BROWN | Phoenix Contact USA, Inc. | 3045224 | 0.79 | 0.78662 | Y | 0.79 | 0.78662 | 0.79
PHX-3046032 | 10008 | 12 | 169692 | UT 4-HESI (5X20) | Phoenix Contact USA, Inc. | 3046032 | 3.89 | 3.89 | N | 3.89 | 3.89 | 3.89
PHX-3046139 | 10008 | 108 | 169692 | Phoenix UT 4-MT, Single Level Feed Thru | Phoenix Contact USA, Inc. | 3046139 | 2.01 | 1.859 | Y | 2.01 | 1.9524 | 2.01
PHX-3046139 | 175888 | 50 | 169692 | Phoenix UT 4-MT, Single Level Feed Thru | Phoenix Contact USA, Inc. | 3046139 | 2.01 | 1.9524 | N | 2.01 | 1.9524 | 2.01
PHX-3046281 | 10008 | 50 | 169692 | Phoenix UT10 terminal-screw type-Orange | Phoenix Contact USA, Inc. | 3046281 | 1.48 | 1.3694 | Y | 1.48 | 1.3694 | 1.48
PHX-3046294 | 10008 | 50 | 169692 | Phoenix UT10 terminal-screw type-Yellow | Phoenix Contact USA, Inc. | 3046294 | 1.48 | 1.3694 | Y | 1.48 | 1.3694 | 1.48
PHX-3046304 | 10008 | 49 | 169692 | Phoenix UT10 terminal-screw type-red | Phoenix Contact USA, Inc. | 3046304 | 1.48 | 1.3694 | Y | 1.48 | 1.3694 | 1.48
PHX-3046317 | 10008 | 24 | 169692 | Phoenix UT10 terminal-screw type-white | Phoenix Contact USA, Inc. | 3046317 | 1.48 | 1.3694 | Y | 1.48 | 1.3694 | 1.48
PHX-3046320 | 10008 | 24 | 169692 | Phoenix UT10 terminal-screw type-Black | Phoenix Contact USA, Inc. | 3046320 | 1.48 | 1.3694 | Y | 1.48 | 1.3694 | 1.48
PHX-3047028 | 10008 | 91 | 169692 | END CAP, GREY | Phoenix Contact USA, Inc. | 3047028 | 0.41 | 0.40737 | Y | 0.41 | 0.40737 | 0.41
PHX-3047028 | 175891 | 85 | 169692 | END CAP, GREY | Phoenix Contact USA, Inc. | 3047028 | 0.41 | 0.4029 | Y | 0.41 | 0.40737 | 0.41
PHX-3047167 | 10008 | 260 | 169692 | END PLATE, PARTITION | Phoenix Contact USA, Inc. | 3047167 | 0.48 | 0.484 | Y | 0.48 | 0.484 | 0.484
PHX-3047219 | 10008 | 231 | 169692 | ENDCAP, ORANGE | Phoenix Contact USA, Inc. | 3047219 | 0.43 | 0.42443 | Y | 0.43 | 0.42443 | 0.43
PHX-3047235 | 10008 | 164 | 169692 | END CAP, BLUE | Phoenix Contact USA, Inc. | 3047235 | 0.41 | 0.40786 | Y | 0.41 | 0.40786 | 0.41
PHX-3047293 | 10008 | 56 | 169692 | PHOENIX D-UTTB 2,5/4 End Cover, Gray | Phoenix Contact USA, Inc. | 3047293 | 0.73 | 0.73129 | Y | 0.73 | 0.73129 | 0.73129
PHX-3047293 | 175890 | 45 | 169692 | PHOENIX D-UTTB 2,5/4 End Cover, Gray | Phoenix Contact USA, Inc. | 3047293 | 0.73 | 0.7094 | N | 0.73 | 0.73129 | 0.73129
PHX-3118203 | 10008 | 40 | 169692 | UK6-FSI-C FUSE TERMINAL BLOCKS WITH | Phoenix Contact USA, Inc. | 3118203 | 7.81 | 7.81 | Y | 7.81 | 7.81 | 7.81
PHX-3240188 | 175888 | 10 | 169692 | 6.5' X 1" X 1.5"WIRE DUCT INCLUDES COVER | Phoenix Contact USA, Inc. | 3240188 | 5.67 | 5.5 | N | 5.67 | 5.5 | 5.67
PHX-3240188 | 175890 | 24 | 169692 | 6.5' X 1" X 1.5"WIRE DUCT INCLUDES COVER | Phoenix Contact USA, Inc. | 3240188 | 5.67 | 5.5 | Y | 5.67 | 5.5 | 5.67
PHX-3240199 | 175888 | 3 | 169692 | 6.5FT x 2IN x 3IN WIRE DUCT INCL COVER | Phoenix Contact USA, Inc. | 3240199 | 14.37 | 13.948 | Y | 14.37 | 13.948 | 14.37
PHX-3240199 | 175890 | 20 | 169692 | 6.5FT x 2IN x 3IN WIRE DUCT INCL COVER | Phoenix Contact USA, Inc. | 3240199 | 14.37 | 13.948 | Y | 14.37 | 13.948 | 14.37
PHX-3240282 | 175890 | 19 | 169692 | 6.5' x 1" x 3" WIRE DUCT INCLUDES COVER | Phoenix Contact USA, Inc. | 3240282 | 11.52 | 11.4911 | N | 11.52 | 11.4936 | 11.52
PHX-3240282 | 175891 | 31 | 169692 | 6.5' x 1" x 3" WIRE DUCT INCLUDES COVER | Phoenix Contact USA, Inc. | 3240282 | 11.52 | 11.4936 | N | 11.52 | 11.4936 | 11.52
PHX-3270200 | 10008 | 25 | 169692 | Phoenix Contact PTC 4-Hesi (5x20) | Phoenix Contact USA, Inc. | 3270200 | 4.69 | 3.949 | Y | 4.69 | 3.949 | 4.69
PHX-3273114 | 10008 | 2 | 169692 | PTFIX 6/18X2 5-NS35 RD | Phoenix Contact USA, Inc. | 3273114 | 4.42 | 4.4165 | N | 4.42 | 4.4165 | 4.42
PHX-3273124 | 10008 | 2 | 169692 | PTFIX 6/18X2 5-NS35 BK | Phoenix Contact USA, Inc. | 3273124 | 4.42 | 4.4165 | N | 4.42 | 4.4165 | 4.42
PHX-5600461 | 10008 | 21 | 169692 | Duplex 120 VAC Outlet w/ LED 15AMP | Phoenix Contact USA, Inc. | 5600461 | 22.36 | 21.1443 | Y | 22.36 | 21.1443 | 22.36
PIE-31051BEVL | 173042 | 3 | 175057 | 1/2" Size 1/4" Vent, Black Spring | ACCUMET CORP | 31051-B-EVL | 40.04 | 38.5 | Y | 40.04 | 38.5 | 40.04
PIE-31151BEVL | 173042 | 4 | 175057 | 3/4" Size 1/4" Vent, Black Spring | ACCUMET CORP | 31151-B-EVL | 118.04 | 113.5 | Y | 118.04 | 113.5 | 118.04
PIE-31152BEVL | 173042 | 1 | 175057 | 1"REGULATOR,HI-CAPACITY,W/INT.VENT L | ACCUMET CORP | 31152-B-EVL | 120.38 | 115.75 | Y | 120.38 | 115.75 | 120.38
PIE-31154BEVL | 173042 | 1 | 175057 | 11/2" Size 1/2" Vent, Black Spring | ACCUMET CORP | 31154-B-EVL | 276.12 | 265.5 | Y | 276.12 | 265.5 | 276.12
PIE-31155BEVL | 173042 | 5 | 175057 | 2" Size 1/2" Vent, Black Spring | ACCUMET CORP | 31155-B-EVL | 450.32 | 446 | Y | 450.32 | 446 | 450.32
PIGGY BACK CRIMP CONNECTOR - BLUE | 175883 | 230 | 134179 | Piggy Back Spade Crimp Terminals Semi In | NEUCO INC. | PIGGY BACK CRIMP CONNECTOR - BLUE | 0 | 0.0898 | N | 0 | 0.0898 | 0.0898
PIGGY BACK CRIMP TERMINAL - YELLOW | 175883 | 40 | 134179 | Piggy Back Spade Crimp Terminal Semi Ins | NEUCO INC. | PIGGY BACK CRIMP TERMINAL - YELLOW | 0 | 0.0897 | N | 0 | 0.0897 | 0.0897
PIGGY BACK DISCONNECTS - RED | 175883 | 60 | 134179 | Piggy Back Spade Crimp Terminal - Insula | NEUCO INC. | PIGGY BACK DISCONNECTS - RED | 0 | 0.0916 | N | 0 | 0.0916 | 0.0916
PILNCCB | 10008 | 16 | 134245 | NORMALLY CLOSED CONTACT BLOCK, STACKABLE | PILLA ELECTRICAL PRODUCTS, INC. | PILNCCB | 16.75 | 16.749 | Y | 16.75 | 16.749 | 16.75
PILNOCB | 10008 | 7 | 134245 | NORMALLY OPEN CONTACT BLOCK, STACKABLE | PILLA ELECTRICAL PRODUCTS, INC. | PILNOCB | 16.75 | 16.7496 | Y | 16.75 | 21.6291 | 21.6291
PILNOCB | 175888 | 1 | 134245 | NORMALLY OPEN CONTACT BLOCK, STACKABLE | PILLA ELECTRICAL PRODUCTS, INC. | PILNOCB | 16.75 | 21.6291 | N | 16.75 | 21.6291 | 21.6291
PK12 | 10510 | 5 | 187618 | Pressure reg mountbracket for R12R-01G | (DO NOT USE) ASCO, L.P. (Use Supplier ID 133472) | PK12 | 5.507 | 5.3554 | Y | 5.507 | 5.507 | 5.507
PK12 | 175891 | 2 | 187618 | Pressure reg mountbracket for R12R-01G | (DO NOT USE) ASCO, L.P. (Use Supplier ID 133472) | PK12 | 5.507 | 5.507 | Y | 5.507 | 5.507 | 5.507
PK22 | 10510 | 4 | 187618 | Numatics 22 bracket / nutfor 22 series | (DO NOT USE) ASCO, L.P. (Use Supplier ID 133472) | PK22 | 5.988 | 5.897 | Y | 5.988 | 5.897 | 5.988
PKC1120 | 10510 | 6 | 187620 | Parker solenoid coil forN/C valves 120V | PARKER HANNIFIN | PKC-1-120 | 69.75 | 62.7457 | Y | 69.75 | 62.7457 | 69.75
PKC1120 | 175891 | 1 | 187620 | Parker solenoid coil forN/C valves 120V | PARKER HANNIFIN | PKC-1-120 | 69.75 | 23.377 | N | 69.75 | 62.7457 | 69.75
PKC1208240 | 10510 | 3 | 187620 | Parker solenoid coil forN/C valves 208/2 | PARKER HANNIFIN | PKC-1-208/240 | 27.342 | 25.842 | Y | 27.342 | 27.342 | 27.342
PKC1208240 | 175891 | 1 | 187620 | Parker solenoid coil forN/C valves 208/2 | PARKER HANNIFIN | PKC-1-208/240 | 27.342 | 27.342 | Y | 27.342 | 27.342 | 27.342
PKC124 | 10510 | 12 | 187620 | Parker solenoid coil forN/C valves 24V 3 | PARKER HANNIFIN | PKC-1-24 | 41.85 | 40.9279 | Y | 41.85 | 41.85 | 41.85
PKC124 | 175891 | 4 | 187620 | Parker solenoid coil forN/C valves 24V 3 | PARKER HANNIFIN | PKC-1-24 | 41.85 | 41.85 | N | 41.85 | 41.85 | 41.85
PKC2120 | 10510 | 5 | 187620 | Parker solenoid coil forN/C valves 120V | PARKER HANNIFIN | PKC-2-120 | 45.4 | 50.3675 | Y | 45.4 | 50.3675 | 50.3675
PKC2120 | 175891 | 1 | 187620 | Parker solenoid coil forN/C valves 120V | PARKER HANNIFIN | PKC-2-120 | 45.4 | 45.4 | N | 45.4 | 50.3675 | 50.3675
PKC2208240 | 175891 | 2 | 187620 | Parker solenoid coil forN/C valves 208/2 | PARKER HANNIFIN | PKC-2-208/240 | 37.403 | 23.74 | N | 37.403 | 23.74 | 37.403
PKC224 | 10510 | 3 | 187620 | PARKER Solenoid Coil forN/C Valve 24V 31 | PARKER HANNIFIN | PKC-2-24 | 85.43 | 54.91 | Y | 85.43 | 54.91 | 85.43
PKH-76727 | 166561 | 8 | 134219 | REPAIR KIT, GP300/GP400 | PARKER HANNIFIN | 76727 | 63.43 | 63.43 | N | 63.43 | 63.43 | 63.43
PKH-76731 | 166561 | 3 | 134219 | 3/4" repair kit (GP600) | PARKER HANNIFIN | 76731 | 60.6488 | 60.6488 | N | 60.6488 | 60.6488 | 60.6488
PKH-GP657 | 10510 | 1 | 134219 | 3/4 N.C. Valve | PARKER HANNIFIN | GP657 | 145.865 | 145.865 | Y | 145.865 | 145.865 | 145.865
PKH-GP657 | 166560 | 1 | 134219 | 3/4 N.C. Valve | PARKER HANNIFIN | GP657 | 145.865 | 79.66 | N | 145.865 | 145.865 | 145.865
PKH-GP657 | 175891 | 1 | 134219 | 3/4 N.C. Valve | PARKER HANNIFIN | GP657 | 145.865 | 90.19 | N | 145.865 | 145.865 | 145.865
PKH-NV109P2 | 166561 | 11 | 134179 | 1/8" MPT COMPRESSION NEEDLE VALVE | NEUCO INC. | PKH-NV109P2 | 2.91 | 2.91 | N | 2.91 | 2.91 | 2.91
PKH-R11906C | 166553 | 1 | 134219 | 3/4" AIR REG. 0/125# | PARKER HANNIFIN | R11906C | 129.97 | 129.97 | N | 129.97 | 129.97 | 129.97
PKHF400 | 10008 | 1 | 134219 | In Line Micro filter | PARKER HANNIFIN | PKH-F400 | 7.2 | 7.1999 | N | 7.2 | 7.1999 | 7.2
PKHF400 | 166560 | 0 | 134219 | In Line Micro filter | PARKER HANNIFIN | PKH-F400 | 7.1999 | 7.1999 | N | 7.2 | 7.1999 | 7.2
PKR-1200P44 | 10510 | 89 | 134219 | 1/4" ELBOW | PARKER HANNIFIN | PKR-1200P44 | 1.36 | 1.9797 | Y | 1.36 | 2.14 | 2.14
PKR-1200P44 | 166553 | 30 | 134219 | 1/4" ELBOW | PARKER HANNIFIN | PKR-1200P44 | 1.36 | 2.14 | Y | 1.36 | 2.14 | 2.14
PKR-1200P44 | 166561 | 1 | 134219 | 1/4" ELBOW | PARKER HANNIFIN | PKR-1200P44 | 1.36 | 2.14 | Y | 1.36 | 2.14 | 2.14
PKR-1200P44 | 175891 | 7 | 134219 | 1/4" ELBOW | PARKER HANNIFIN | PKR-1200P44 | 1.36 | 1.657 | N | 1.36 | 2.14 | 2.14
PKR-1200P66 | 166553 | 20 | 134219 | 3/8 FPT Elbow (box = 10) | PARKER HANNIFIN | 1200P-6-6 | 3.4 | 6.078 | Y | 3.4 | 6.078 | 6.078
PKR-1200P66 | 166560 | 10 | 134219 | 3/8 FPT Elbow (box = 10) | PARKER HANNIFIN | 1200P-6-6 | 3.4 | 6.078 | Y | 3.4 | 6.078 | 6.078
PKR-1202P22 | 166553 | 25 | 134219 | 1/8 PFT Elbow | PARKER HANNIFIN | 1202P-2-2 | 0.84 | 2.48 | Y | 0.84 | 2.48 | 2.48
PKR-1202P22 | 166560 | 25 | 134219 | 1/8 PFT Elbow | PARKER HANNIFIN | 1202P-2-2 | 0.84 | 2.48 | Y | 0.84 | 2.48 | 2.48
PKR-1203P2 | 10510 | 32 | 134219 | 1/8" X 1/8" X 1/8" FPT TEE (Box-10) | PARKER HANNIFIN | 1203P-2 | 1.6056 | 1.5848 | Y | 1.6056 | 1.7 | 1.7
PKR-1203P2 | 166553 | 20 | 134219 | 1/8" X 1/8" X 1/8" FPT TEE (Box-10) | PARKER HANNIFIN | 1203P-2 | 1.6056 | 1.4143 | Y | 1.6056 | 1.7 | 1.7
PKR-1203P2 | 166560 | 25 | 134219 | 1/8" X 1/8" X 1/8" FPT TEE (Box-10) | PARKER HANNIFIN | 1203P-2 | 1.6056 | 1.7 | N | 1.6056 | 1.7 | 1.7
PKR-1203P2 | 175891 | 5 | 134219 | 1/8" X 1/8" X 1/8" FPT TEE (Box-10) | PARKER HANNIFIN | 1203P-2 | 1.6056 | 1.035 | Y | 1.6056 | 1.7 | 1.7
PKR-1203P4 | 10510 | 67 | 134219 | 1/4" fpt Tee | PARKER HANNIFIN | 1203P-4 | 1.5295 | 1.8638 | Y | 1.5295 | 1.9 | 1.9
PKR-1203P4 | 166553 | 10 | 134219 | 1/4" fpt Tee | PARKER HANNIFIN | 1203P-4 | 1.5295 | 1.9 | Y | 1.5295 | 1.9 | 1.9
PKR-1203P4 | 166560 | 25 | 134219 | 1/4" fpt Tee | PARKER HANNIFIN | 1203P-4 | 1.5295 | 1.9 | Y | 1.5295 | 1.9 | 1.9
PKR-1203P4 | 175891 | 2 | 134219 | 1/4" fpt Tee | PARKER HANNIFIN | 1203P-4 | 1.5295 | 1.68 | N | 1.5295 | 1.9 | 1.9
PKR-125HBL128 | 166561 | 5 | 134219 | 3/4" BARB - 1/2" MPT STR | PARKER HANNIFIN | 125HBL-12-8 | 2.4289 | 2.4289 | N | 2.4289 | 2.4289 | 2.4289
PKR-125HBL1616 | 166561 | 14 | 134219 | 1" HOSE BARB X 1" MALE PIPE | PARKER HANNIFIN | 125HBL-16-16 | 3.1407 | 3.1407 | N | 3.1407 | 3.1407 | 3.1407
PKR-126HBL42 | 166559 | 9 | 134219 | 1/4 ID hose x 1/8 FPT (TOOL78) (BOX- | PARKER HANNIFIN | 126HBL-4-2 | 0.95 | 0.95 | N | 0.95 | 0.95 | 0.95
PKR-164C4 | 10510 | 246 | 134219 | TEE 1/4 COMP T4C 25BX | PARKER HANNIFIN | X164C-4 | 1.86 | 1.4961 | Y | 1.86 | 1.86 | 1.86
PKR-164C4 | 166553 | 27 | 134219 | TEE 1/4 COMP T4C 25BX | PARKER HANNIFIN | X164C-4 | 1.86 | 1.8511 | Y | 1.86 | 1.86 | 1.86
PKR-164C4 | 166559 | 30 | 134219 | TEE 1/4 COMP T4C 25BX | PARKER HANNIFIN | X164C-4 | 1.86 | 1.86 | N | 1.86 | 1.86 | 1.86
PKR-164C4 | 166560 | 77 | 134219 | TEE 1/4 COMP T4C 25BX | PARKER HANNIFIN | X164C-4 | 1.86 | 1.7157 | Y | 1.86 | 1.86 | 1.86
PKR-164C4 | 166561 | 14 | 134219 | TEE 1/4 COMP T4C 25BX | PARKER HANNIFIN | X164C-4 | 1.86 | 1.5488 | N | 1.86 | 1.86 | 1.86
PKR-164C4 | 175891 | 74 | 134219 | TEE 1/4 COMP T4C 25BX | PARKER HANNIFIN | X164C-4 | 1.86 | 1.5047 | Y | 1.86 | 1.86 | 1.86
PKR-164C6 | 10510 | 103 | 134219 | TEE 3/8 COMP T3C | PARKER HANNIFIN | X164C-6 | 1.98 | 1.9744 | Y | 1.98 | 2.0485 | 2.0485
PKR-164C6 | 166553 | 29 | 134219 | TEE 3/8 COMP T3C | PARKER HANNIFIN | X164C-6 | 1.98 | 2.0485 | Y | 1.98 | 2.0485 | 2.0485
PKR-164C6 | 166559 | 16 | 134219 | TEE 3/8 COMP T3C | PARKER HANNIFIN | X164C-6 | 1.98 | 1.94 | N | 1.98 | 2.0485 | 2.0485
PKR-164C6 | 166560 | 10 | 134219 | TEE 3/8 COMP T3C | PARKER HANNIFIN | X164C-6 | 1.98 | 1.5316 | N | 1.98 | 2.0485 | 2.0485
PKR-164C6 | 166561 | 16 | 134219 | TEE 3/8 COMP T3C | PARKER HANNIFIN | X164C-6 | 1.98 | 1.861 | N | 1.98 | 2.0485 | 2.0485
PKR-164C6 | 175888 | 280 | 134219 | TEE 3/8 COMP T3C | PARKER HANNIFIN | X164C-6 | 1.98 | 0.17551 | N | 1.98 | 2.0485 | 2.0485
PKR-164C6 | 175891 | 33 | 134219 | TEE 3/8 COMP T3C | PARKER HANNIFIN | X164C-6 | 1.98 | 0.68786 | Y | 1.98 | 2.0485 | 2.0485
PKR-164C644 | 175888 | 1000 | 134219 | TEE 3/8 X 1/4 X 1/4COMP AT3C4C4C 10BX | PARKER HANNIFIN | X164C-6-4-4 | 9.934 | 0.107 | N | 9.934 | 0.107 | 9.934
PKR-164C664 | 166553 | 30 | 134219 | TEE 3/8 X 3/8 X 1/4COMP T3C3C4C 10BX | PARKER HANNIFIN | X164C-6-6-4 | 2.6259 | 2.4955 | Y | 2.6259 | 2.6863 | 2.6863
PKR-164C664 | 166559 | 25 | 134219 | TEE 3/8 X 3/8 X 1/4COMP T3C3C4C 10BX | PARKER HANNIFIN | X164C-6-6-4 | 2.6259 | 2.6863 | N | 2.6259 | 2.6863 | 2.6863
PKR-164C664 | 166561 | 14 | 134219 | TEE 3/8 X 3/8 X 1/4COMP T3C3C4C 10BX | PARKER HANNIFIN | X164C-6-6-4 | 2.6259 | 2.6259 | N | 2.6259 | 2.6863 | 2.6863
PKR-164C8 | 166559 | 5 | 134219 | TEE 1/2COMP T2C 10BX | PARKER HANNIFIN | X164C-8 | 4.47 | 3.35 | N | 4.47 | 4.47 | 4.47
PKR-164C8 | 166561 | 24 | 134219 | TEE 1/2COMP T2C 10BX | PARKER HANNIFIN | X164C-8 | 4.47 | 4.47 | N | 4.47 | 4.47 | 4.47
PKR-164C884 | 166561 | 3 | 134219 | 1/2x 1/2x 1/4 Comp Tee | PARKER HANNIFIN | 164C-8-8-4 | 2.8 | 2.8 | N | 2.8 | 2.8 | 2.8
PKR-164C886 | 166553 | 10 | 134219 | 1/2 x 1/2 x 3/8 Comp Tee | PARKER HANNIFIN | 164C-8-8-6 | 4.42 | 4.42 | Y | 4.42 | 4.42 | 4.42
PKR-164C886 | 166559 | 52 | 134219 | 1/2 x 1/2 x 3/8 Comp Tee | PARKER HANNIFIN | 164C-8-8-6 | 4.42 | 4.42 | N | 4.42 | 4.42 | 4.42
PKR-164C886 | 166561 | 18 | 134219 | 1/2 x 1/2 x 3/8 Comp Tee | PARKER HANNIFIN | 164C-8-8-6 | 4.42 | 4.42 | N | 4.42 | 4.42 | 4.42
PKR-165C4 | 10510 | 89 | 134219 | ELBOW 1/4 COMPRESSION CL4C 10BX | PARKER HANNIFIN | X165C-4 | 2.0658 | 2.0524 | Y | 2.0658 | 2.0658 | 2.0658
PKR-165C4 | 166553 | 26 | 134219 | ELBOW 1/4 COMPRESSION CL4C 10BX | PARKER HANNIFIN | X165C-4 | 2.0658 | 2.0658 | Y | 2.0658 | 2.0658 | 2.0658
PKR-165C4 | 166559 | 2 | 134219 | ELBOW 1/4 COMPRESSION CL4C 10BX | PARKER HANNIFIN | X165C-4 | 2.0658 | 2.06 | Y | 2.0658 | 2.0658 | 2.0658
PKR-165C4 | 166560 | 22 | 134219 | ELBOW 1/4 COMPRESSION CL4C 10BX | PARKER HANNIFIN | X165C-4 | 2.0658 | 2.0329 | Y | 2.0658 | 2.0658 | 2.0658
PKR-165C4 | 166561 | 3 | 134219 | ELBOW 1/4 COMPRESSION CL4C 10BX | PARKER HANNIFIN | X165C-4 | 2.0658 | 2.0112 | N | 2.0658 | 2.0658 | 2.0658
PKR-165C4 | 175891 | 50 | 134219 | ELBOW 1/4 COMPRESSION CL4C 10BX | PARKER HANNIFIN | X165C-4 | 2.0658 | 1.22 | N | 2.0658 | 2.0658 | 2.0658
PKR-165C6 | 166553 | 61 | 134219 | ELBOW 3/8COMP CL3C 10BX | PARKER HANNIFIN | X165C-6 | 1.93 | 1.93 | Y | 1.93 | 3.1323 | 3.1323
PKR-165C6 | 166559 | 18 | 134219 | ELBOW 3/8COMP CL3C 10BX | PARKER HANNIFIN | X165C-6 | 1.93 | 1.7406 | N | 1.93 | 3.1323 | 3.1323
PKR-165C6 | 166560 | 39 | 134219 | ELBOW 3/8COMP CL3C 10BX | PARKER HANNIFIN | X165C-6 | 1.93 | 1.7227 | N | 1.93 | 3.1323 | 3.1323
PKR-165C6 | 166561 | 29 | 134219 | ELBOW 3/8COMP CL3C 10BX | PARKER HANNIFIN | X165C-6 | 1.93 | 1.78 | N | 1.93 | 3.1323 | 3.1323
PKR-165C6 | 175888 | 5 | 134219 | ELBOW 3/8COMP CL3C 10BX | PARKER HANNIFIN | X165C-6 | 1.93 | 3.1323 | N | 1.93 | 3.1323 | 3.1323
PKR-165C6 | 175890 | 40 | 134219 | ELBOW 3/8COMP CL3C 10BX | PARKER HANNIFIN | X165C-6 | 1.93 | 0.2531 | N | 1.93 | 3.1323 | 3.1323
PKR-165C6 | 175891 | 5 | 134219 | ELBOW 3/8COMP CL3C 10BX | PARKER HANNIFIN | X165C-6 | 1.93 | 0.27189 | Y | 1.93 | 3.1323 | 3.1323
PKR-165C64 | 166553 | 48 | 134219 | 3/8 comp x1/4 comp Ell | PARKER HANNIFIN | 165C-6-4 | 2.17 | 2.17 | Y | 2.17 | 2.17 | 2.17
PKR-165C8 | 166553 | 10 | 134219 | ELBOW 1/2COMP CL2C 10BX | PARKER HANNIFIN | X165C-8 | 3.1354 | 3.2223 | Y | 3.1354 | 3.2223 | 3.2223
PKR-165C8 | 166559 | 10 | 134219 | ELBOW 1/2COMP CL2C 10BX | PARKER HANNIFIN | X165C-8 | 3.1354 | 2.7 | N | 3.1354 | 3.2223 | 3.2223
PKR-165C8 | 166561 | 6 | 134219 | ELBOW 1/2COMP CL2C 10BX | PARKER HANNIFIN | X165C-8 | 3.1354 | 2.6977 | N | 3.1354 | 3.2223 | 3.2223
PKR-166FSV1010 | 166561 | 8 | 134219 | 5/8M X 5/8F SWIVEL ELBOW | PARKER HANNIFIN | 166FSV-10-10 | 9.37 | 9.37 | N | 9.37 | 9.37 | 9.37
PKR-168C42 | 166553 | 14 | 134219 | 1/4Comp x 1/8MPT x 1/8FPT (BOX-10) | PARKER HANNIFIN | 168C-4-2 | 4.2734 | 4.2734 | Y | 4.2734 | 12.874 | 12.874
PKR-168C42 | 166559 | 13 | 134219 | 1/4Comp x 1/8MPT x 1/8FPT (BOX-10) | PARKER HANNIFIN | 168C-4-2 | 4.2734 | 12.874 | N | 4.2734 | 12.874 | 12.874
PKR-168C42 | 166561 | 17 | 134219 | 1/4Comp x 1/8MPT x 1/8FPT (BOX-10) | PARKER HANNIFIN | 168C-4-2 | 4.2734 | 4.2004 | N | 4.2734 | 12.874 | 12.874
PKR-169C32 | 175888 | 300 | 134219 | ELBOW 3/16COMP X 1/8MPT AL316C8M 10BX | PARKER HANNIFIN | X169C-3-2 | 3.034 | 0.0492 | N | 3.034 | 0.0492 | 3.034
PKR-169C34 | 175888 | 40 | 134219 | ELBOW 3/16COMP X 1/4MPT AL316C4M 10BX | PARKER HANNIFIN | X169C-3-4 | 6.54 | 0.0633 | N | 6.54 | 0.0633 | 6.54
PKR-169C42 | 10510 | 50 | 134219 | ELBOW 1/4COMP X 1/8MPT AL4C8M 50BX | PARKER HANNIFIN | X169C-4-2 | 1.41 | 1.41 | Y | 1.41 | 1.41 | 1.41
PKR-169C42 | 166553 | 216 | 134219 | ELBOW 1/4COMP X 1/8MPT AL4C8M 50BX | PARKER HANNIFIN | X169C-4-2 | 1.41 | 0.8569 | Y | 1.41 | 1.41 | 1.41
PKR-169C42 | 166559 | 49 | 134219 | ELBOW 1/4COMP X 1/8MPT AL4C8M 50BX | PARKER HANNIFIN | X169C-4-2 | 1.41 | 1.41 | Y | 1.41 | 1.41 | 1.41
PKR-169C42 | 166561 | 5 | 134219 | ELBOW 1/4COMP X 1/8MPT AL4C8M 50BX | PARKER HANNIFIN | X169C-4-2 | 1.41 | 1.32 | N | 1.41 | 1.41 | 1.41
PKR-169C42 | 175888 | 100 | 134219 | ELBOW 1/4COMP X 1/8MPT AL4C8M 50BX | PARKER HANNIFIN | X169C-4-2 | 1.41 | 1.0505 | Y | 1.41 | 1.41 | 1.41
PKR-169C42 | 175891 | 35 | 134219 | ELBOW 1/4COMP X 1/8MPT AL4C8M 50BX | PARKER HANNIFIN | X169C-4-2 | 1.41 | 1.41 | N | 1.41 | 1.41 | 1.41
PKR-169C44 | 166553 | 47 | 134219 | ELBOW 1/4COMP X 1/4MPT AL4C4M 50BX | PARKER HANNIFIN | X169C-4-4 | 1.52 | 1.52 | Y | 1.52 | 1.52 | 1.52
PKR-169C44 | 166559 | 54 | 134219 | ELBOW 1/4COMP X 1/4MPT AL4C4M 50BX | PARKER HANNIFIN | X169C-4-4 | 1.52 | 1.52 | Y | 1.52 | 1.52 | 1.52
PKR-169C44 | 166561 | 3 | 134219 | ELBOW 1/4COMP X 1/4MPT AL4C4M 50BX | PARKER HANNIFIN | X169C-4-4 | 1.52 | 1.52 | N | 1.52 | 1.52 | 1.52
PKR-169C44 | 175888 | 20 | 134219 | ELBOW 1/4COMP X 1/4MPT AL4C4M 50BX | PARKER HANNIFIN | X169C-4-4 | 1.52 | 1.2 | Y | 1.52 | 1.52 | 1.52
PKR-169C44 | 175890 | 660 | 134219 | ELBOW 1/4COMP X 1/4MPT AL4C4M 50BX | PARKER HANNIFIN | X169C-4-4 | 1.52 | 0.09083 | N | 1.52 | 1.52 | 1.52
PKR-169C44 | 175891 | 10 | 134219 | ELBOW 1/4COMP X 1/4MPT AL4C4M 50BX | PARKER HANNIFIN | X169C-4-4 | 1.52 | 0.091305 | Y | 1.52 | 1.52 | 1.52
PKR-169C62 | 175890 | 90 | 134219 | ELBOW 3/8COMP X 1/8MPT AL3C8M 10BX | PARKER HANNIFIN | X169C-6-2 | 6.54 | 0.05155 | N | 6.54 | 0.05155 | 6.54
PKR-169C64 | 10510 | 44 | 134219 | 3/8 Comp x 1/4 MPT Elbow | PARKER HANNIFIN | 169C-6-4 | 1.38 | 1.2988 | Y | 1.38 | 1.38 | 1.38
PKR-169C64 | 166553 | 38 | 134219 | 3/8 Comp x 1/4 MPT Elbow | PARKER HANNIFIN | 169C-6-4 | 1.38 | 1.2382 | Y | 1.38 | 1.38 | 1.38
PKR-169C64 | 166559 | 7 | 134219 | 3/8 Comp x 1/4 MPT Elbow | PARKER HANNIFIN | 169C-6-4 | 1.38 | 1.38 | N | 1.38 | 1.38 | 1.38
PKR-169C64 | 166561 | 35 | 134219 | 3/8 Comp x 1/4 MPT Elbow | PARKER HANNIFIN | 169C-6-4 | 1.38 | 1.2759 | N | 1.38 | 1.38 | 1.38
PKR-169C64 | 175891 | 2 | 134219 | 3/8 Comp x 1/4 MPT Elbow | PARKER HANNIFIN | 169C-6-4 | 1.38 | 0.923 | Y | 1.38 | 1.38 | 1.38
PKR-169C66 | 166553 | 20 | 134219 | 3/8 pipe x 3/8 comp Ell | PARKER HANNIFIN | 169C-6-6 | 5.02 | 2.03 | Y | 5.02 | 5.02 | 5.02
PKR-169C66 | 166559 | 21 | 134219 | 3/8 pipe x 3/8 comp Ell | PARKER HANNIFIN | 169C-6-6 | 5.02 | 5.02 | N | 5.02 | 5.02 | 5.02
PKR-169C84 | 175888 | 200 | 134219 | ELBOW 1/2COMP X 1/4MPT AL2C4M | PARKER HANNIFIN | 169C-8-4 | 7.348 | 0.092 | N | 7.348 | 0.092 | 7.348
PKR-169C86 | 175888 | 380 | 134219 | ELBOW 1/2COMP X 3/8MPT AL2C3M 10BX | PARKER HANNIFIN | X169C-8-6 | 3.7 | 0.1321 | N | 3.7 | 0.1321 | 3.7
PKR-170C42 | 166553 | 30 | 134219 | 1/4 comp x 1/8 Female Pipe Elbow | PARKER HANNIFIN | 170C-4-2 | 2.38 | 2.06 | Y | 2.38 | 2.38 | 2.38
PKR-170C42 | 166559 | 8 | 134219 | 1/4 comp x 1/8 Female Pipe Elbow | PARKER HANNIFIN | 170C-4-2 | 2.38 | 2.38 | N | 2.38 | 2.38 | 2.38
PKR-172C42 | 166553 | 20 | 134219 | TEE 1/4B X 1/8MPT X 1/4B AT4B8M4B 10BX | PARKER HANNIFIN | X172C-4-2 | 2.57 | 4.7983 | Y | 2.57 | 5.28 | 5.28
PKR-172C42 | 166559 | 10 | 134219 | TEE 1/4B X 1/8MPT X 1/4B AT4B8M4B 10BX | PARKER HANNIFIN | X172C-4-2 | 2.57 | 5.28 | N | 2.57 | 5.28 | 5.28
PKR-172C64 | 166559 | 10 | 134219 | 3/8 COMP X 3/8 COMP X 1/4 MPT (BOX-1 | PARKER HANNIFIN | 172C-6-4 | 6.72 | 6.72 | N | 6.72 | 6.72 | 6.72
PKR-172C86 | 166559 | 8 | 134219 | 1/2 COMP X 1/2 COMP X 3/8 MPT (BOX-1 | PARKER HANNIFIN | 172C-8-6 | 3.03 | 3.03 | N | 3.03 | 3.03 | 3.03
PKR-176C42 | 166553 | 20 | 134219 | ADAPTOR TEE 1/4 X 1/ 8 FPT X 1/8 MPT | PARKER HANNIFIN | 176C-4-2 | 4.9995 | 5.1291 | Y | 4.9995 | 5.1291 | 5.1291
PKR-177C42 | 166553 | 19 | 134219 | TEE 1/4 X 1/4COMP X 1/8MPT AT4C4C8M 10BX | PARKER HANNIFIN | X177C-4-2 | 2.0452 | 2.0452 | Y | 2.0452 | 3.08 | 3.08
PKR-177C42 | 166559 | 10 | 134219 | TEE 1/4 X 1/4COMP X 1/8MPT AT4C4C8M 10BX | PARKER HANNIFIN | X177C-4-2 | 2.0452 | 3.08 | N | 2.0452 | 3.08 | 3.08
PKR-204 | 10510 | 872 | 134219 | PLUG 1/4 BARB P4B 50BX | PARKER HANNIFIN | X20-4 | 0.21 | 0.20998 | Y | 0.21 | 0.21 | 0.21
PKR-204 | 166553 | 100 | 134219 | PLUG 1/4 BARB P4B 50BX | PARKER HANNIFIN | X20-4 | 0.21 | 0.20999 | Y | 0.21 | 0.21 | 0.21
PKR-204 | 166559 | 183 | 134219 | PLUG 1/4 BARB P4B 50BX | PARKER HANNIFIN | X20-4 | 0.21 | 0.21 | Y | 0.21 | 0.21 | 0.21
PKR-204 | 166560 | 182 | 134219 | PLUG 1/4 BARB P4B 50BX | PARKER HANNIFIN | X20-4 | 0.21 | 0.21 | Y | 0.21 | 0.21 | 0.21
PKR-204 | 166561 | 113 | 134219 | PLUG 1/4 BARB P4B 50BX | PARKER HANNIFIN | X20-4 | 0.21 | 0.21 | Y | 0.21 | 0.21 | 0.21
PKR-204 | 173042 | 19 | 134219 | PLUG 1/4 BARB P4B 50BX | PARKER HANNIFIN | X20-4 | 0.21 | 0.20997 | N | 0.21 | 0.21 | 0.21
PKR-204 | 175888 | 1700 | 134219 | PLUG 1/4 BARB P4B 50BX | PARKER HANNIFIN | X20-4 | 0.21 | 0.21 | Y | 0.21 | 0.21 | 0.21
PKR-204 | 175890 | 1146 | 134219 | PLUG 1/4 BARB P4B 50BX | PARKER HANNIFIN | X20-4 | 0.21 | 0.21 | Y | 0.21 | 0.21 | 0.21
PKR-204 | 175891 | 3553 | 134219 | PLUG 1/4 BARB P4B 50BX | PARKER HANNIFIN | X20-4 | 0.21 | 0.20477 | Y | 0.21 | 0.21 | 0.21
PKR-204532 | 10008 | 124 | 134219 | PLUG 1/4 X 5/32 BARB P5B 50BX | PARKER HANNIFIN | X20-4-5/32 | 0.5678 | 0.42952 | Y | 0.5678 | 0.43 | 0.5678
PKR-204532 | 10510 | 2126 | 134219 | PLUG 1/4 X 5/32 BARB P5B 50BX | PARKER HANNIFIN | X20-4-5/32 | 0.5678 | 0.43 | Y | 0.5678 | 0.43 | 0.5678
PKR-204532 | 166553 | 200 | 134219 | PLUG 1/4 X 5/32 BARB P5B 50BX | PARKER HANNIFIN | X20-4-5/32 | 0.5678 | 0.43 | Y | 0.5678 | 0.43 | 0.5678
PKR-204532 | 166559 | 105 | 134219 | PLUG 1/4 X 5/32 BARB P5B 50BX | PARKER HANNIFIN | X20-4-5/32 | 0.5678 | 0.43 | Y | 0.5678 | 0.43 | 0.5678
PKR-204532 | 166560 | 7 | 134219 | PLUG 1/4 X 5/32 BARB P5B 50BX | PARKER HANNIFIN | X20-4-5/32 | 0.5678 | 0.43 | Y | 0.5678 | 0.43 | 0.5678
PKR-204532 | 166561 | 63 | 134219 | PLUG 1/4 X 5/32 BARB P5B 50BX | PARKER HANNIFIN | X20-4-5/32 | 0.5678 | 0.43 | Y | 0.5678 | 0.43 | 0.5678
PKR-204532 | 173042 | 343 | 134219 | PLUG 1/4 X 5/32 BARB P5B 50BX | PARKER HANNIFIN | X20-4-5/32 | 0.5678 | 0.43 | Y | 0.5678 | 0.43 | 0.5678
PKR-204532 | 175888 | 200 | 134219 | PLUG 1/4 X 5/32 BARB P5B 50BX | PARKER HANNIFIN | X20-4-5/32 | 0.5678 | 0.43 | Y | 0.5678 | 0.43 | 0.5678
PKR-204532 | 175890 | 200 | 134219 | PLUG 1/4 X 5/32 BARB P5B 50BX | PARKER HANNIFIN | X20-4-5/32 | 0.5678 | 0.43 | Y | 0.5678 | 0.43 | 0.5678
PKR-204532 | 175891 | 900 | 134219 | PLUG 1/4 X 5/32 BARB P5B 50BX | PARKER HANNIFIN | X20-4-5/32 | 0.5678 | 0.43 | Y | 0.5678 | 0.43 | 0.5678
PKR-206 | 10510 | 652 | 134219 | PLUG 3/8 BARB P3B 50BX | PARKER HANNIFIN | X20-6 | 0.32 | 0.31752 | Y | 0.32 | 0.32 | 0.32
PKR-206 | 166553 | 103 | 134219 | PLUG 3/8 BARB P3B 50BX | PARKER HANNIFIN | X20-6 | 0.32 | 0.31977 | Y | 0.32 | 0.32 | 0.32
PKR-206 | 166559 | 133 | 134219 | PLUG 3/8 BARB P3B 50BX | PARKER HANNIFIN | X20-6 | 0.32 | 0.31993 | Y | 0.32 | 0.32 | 0.32
PKR-206 | 166560 | 98 | 134219 | PLUG 3/8 BARB P3B 50BX | PARKER HANNIFIN | X20-6 | 0.32 | 0.32 | Y | 0.32 | 0.32 | 0.32
PKR-206 | 166561 | 144 | 134219 | PLUG 3/8 BARB P3B 50BX | PARKER HANNIFIN | X20-6 | 0.32 | 0.31997 | Y | 0.32 | 0.32 | 0.32
PKR-206 | 173042 | 12 | 134219 | PLUG 3/8 BARB P3B 50BX | PARKER HANNIFIN | X20-6 | 0.32 | 0.32 | Y | 0.32 | 0.32 | 0.32
PKR-206 | 175888 | 50 | 134219 | PLUG 3/8 BARB P3B 50BX | PARKER HANNIFIN | X20-6 | 0.32 | 0.32 | Y | 0.32 | 0.32 | 0.32
PKR-206 | 175890 | 50 | 134219 | PLUG 3/8 BARB P3B 50BX | PARKER HANNIFIN | X20-6 | 0.32 | 0.32 | Y | 0.32 | 0.32 | 0.32
PKR-206 | 175891 | 6547 | 134219 | PLUG 3/8 BARB P3B 50BX | PARKER HANNIFIN | X20-6 | 0.32 | 0.30367 | Y | 0.32 | 0.32 | 0.32
PKR-207P2 | 10510 | 26 | 134219 | 1/8 FPT HEX COUP (BOX-25) | PARKER HANNIFIN | 207P-2 | 0.5031 | 0.4663 | Y | 0.5031 | 0.4663 | 0.5031
PKR-207P2 | 166553 | 37 | 134219 | 1/8 FPT HEX COUP (BOX-25) | PARKER HANNIFIN | 207P-2 | 0.5031 | 0.42769 | Y | 0.5031 | 0.4663 | 0.5031
PKR-207P2 | 166559 | 25 | 134219 | 1/8 FPT HEX COUP (BOX-25) | PARKER HANNIFIN | 207P-2 | 0.5031 | 0.44834 | N | 0.5031 | 0.4663 | 0.5031
PKR-207P2 | 166560 | 27 | 134219 | 1/8 FPT HEX COUP (BOX-25) | PARKER HANNIFIN | 207P-2 | 0.5031 | 0.44445 | Y | 0.5031 | 0.4663 | 0.5031
PKR-207P2 | 166561 | 30 | 134219 | 1/8 FPT HEX COUP (BOX-25) | PARKER HANNIFIN | 207P-2 | 0.5031 | 0.4026 | N | 0.5031 | 0.4663 | 0.5031
PKR-207P2 | 175891 | 25 | 134219 | 1/8 FPT HEX COUP (BOX-25) | PARKER HANNIFIN | 207P-2 | 0.5031 | 0.4663 | Y | 0.5031 | 0.4663 | 0.5031
PKR-207P4 | 10510 | 48 | 134219 | 1/4 FPT Hex Coupling | PARKER HANNIFIN | 207P-4 | 0.77 | 0.72206 | Y | 0.77 | 0.77 | 0.77
PKR-207P4 | 166553 | 26 | 134219 | 1/4 FPT Hex Coupling | PARKER HANNIFIN | 207P-4 | 0.77 | 0.76896 | Y | 0.77 | 0.77 | 0.77
PKR-207P4 | 166559 | 26 | 134219 | 1/4 FPT Hex Coupling | PARKER HANNIFIN | 207P-4 | 0.77 | 0.7117 | N | 0.77 | 0.77 | 0.77
PKR-207P4 | 166560 | 29 | 134219 | 1/4 FPT Hex Coupling | PARKER HANNIFIN | 207P-4 | 0.77 | 0.76266 | Y | 0.77 | 0.77 | 0.77
PKR-207P4 | 166561 | 11 | 134219 | 1/4 FPT Hex Coupling | PARKER HANNIFIN | 207P-4 | 0.77 | 0.77 | Y | 0.77 | 0.77 | 0.77
PKR-207P4 | 175891 | 6 | 134219 | 1/4 FPT Hex Coupling | PARKER HANNIFIN | 207P-4 | 0.77 | 0.72136 | Y | 0.77 | 0.77 | 0.77
PKR-207P6 | 10510 | 19 | 134219 | 3/8 FPT HEX COUP (BOX-10) | PARKER HANNIFIN | 207P-6 | 1.02 | 0.92891 | Y | 1.02 | 1.0367 | 1.0367
PKR-207P6 | 166553 | 23 | 134219 | 3/8 FPT HEX COUP (BOX-10) | PARKER HANNIFIN | 207P-6 | 1.02 | 0.9314 | Y | 1.02 | 1.0367 | 1.0367
PKR-207P6 | 166559 | 3 | 134219 | 3/8 FPT HEX COUP (BOX-10) | PARKER HANNIFIN | 207P-6 | 1.02 | 1.02 | N | 1.02 | 1.0367 | 1.0367
PKR-207P6 | 166560 | 12 | 134219 | 3/8 FPT HEX COUP (BOX-10) | PARKER HANNIFIN | 207P-6 | 1.02 | 1.0367 | Y | 1.02 | 1.0367 | 1.0367
PKR-207P6 | 166561 | 5 | 134219 | 3/8 FPT HEX COUP (BOX-10) | PARKER HANNIFIN | 207P-6 | 1.02 | 0.811 | N | 1.02 | 1.0367 | 1.0367
PKR-207P6 | 175891 | 4 | 134219 | 3/8 FPT HEX COUP (BOX-10) | PARKER HANNIFIN | 207P-6 | 1.02 | 0.813 | Y | 1.02 | 1.0367 | 1.0367
PKR-207P8 | 166553 | 29 | 134219 | 1/2 FPT HEX COUP (BOX-10) | PARKER HANNIFIN | 207P-8 | 1.6806 | 1.6907 | Y | 1.6806 | 1.6907 | 1.6907
PKR-207P8 | 166559 | 7 | 134219 | 1/2 FPT HEX COUP (BOX-10) | PARKER HANNIFIN | 207P-8 | 1.6806 | 1.5565 | N | 1.6806 | 1.6907 | 1.6907
PKR-207P8 | 166560 | 3 | 134219 | 1/2 FPT HEX COUP (BOX-10) | PARKER HANNIFIN | 207P-8 | 1.6806 | 1.24 | N | 1.6806 | 1.6907 | 1.6907
PKR-207P8 | 166561 | 12 | 134219 | 1/2 FPT HEX COUP (BOX-10) | PARKER HANNIFIN | 207P-8 | 1.6806 | 1.5523 | N | 1.6806 | 1.6907 | 1.6907
PKR-208 | 10008 | 125 | 134219 | PLUG 1/2 BARB P2B 50BX | PARKER HANNIFIN | X20-8 | 1.6008 | 1.567 | N | 1.6008 | 1.6083 | 1.6083
PKR-208 | 10510 | 205 | 134219 | PLUG 1/2 BARB P2B 50BX | PARKER HANNIFIN | X20-8 | 1.6008 | 1.6083 | Y | 1.6008 | 1.6083 | 1.6083
PKR-208 | 166553 | 68 | 134219 | PLUG 1/2 BARB P2B 50BX | PARKER HANNIFIN | X20-8 | 1.6008 | 1.5726 | Y | 1.6008 | 1.6083 | 1.6083
PKR-208 | 166559 | 38 | 134219 | PLUG 1/2 BARB P2B 50BX | PARKER HANNIFIN | X20-8 | 1.6008 | 1.5943 | Y | 1.6008 | 1.6083 | 1.6083
PKR-208 | 166560 | 71 | 134219 | PLUG 1/2 BARB P2B 50BX | PARKER HANNIFIN | X20-8 | 1.6008 | 1.6008 | Y | 1.6008 | 1.6083 | 1.6083
PKR-208 | 175890 | 1800 | 134219 | PLUG 1/2 BARB P2B 50BX | PARKER HANNIFIN | X20-8 | 1.6008 | 0.036362 | N | 1.6008 | 1.6083 | 1.6083
PKR-208 | 175891 | 4 | 134219 | PLUG 1/2 BARB P2B 50BX | PARKER HANNIFIN | X20-8 | 1.6008 | 1.5922 | Y | 1.6008 | 1.6083 | 1.6083
PKR-208P128 | 166553 | 6 | 134219 | COUPLING 3/4FPT X 1/2 FPT (BOX-5) | PARKER HANNIFIN | 208P-12-8 | 10.784 | 8.3625 | N | 10.784 | 10.784 | 10.784
PKR-208P128 | 166559 | 4 | 134219 | COUPLING 3/4FPT X 1/2 FPT (BOX-5) | PARKER HANNIFIN | 208P-12-8 | 10.784 | 10.784 | N | 10.784 | 10.784 | 10.784
PKR-208P42 | 10510 | 63 | 134219 | REDUCER COUPLING 1/4" FPT X 1/8" FPT | PARKER HANNIFIN | 208P-4-2 | 0.83 | 0.83 | Y | 0.83 | 0.83 | 0.83
PKR-208P42 | 166553 | 39 | 134219 | REDUCER COUPLING 1/4" FPT X 1/8" FPT | PARKER HANNIFIN | 208P-4-2 | 0.83 | 0.77037 | Y | 0.83 | 0.83 | 0.83
PKR-208P42 | 166559 | 10 | 134219 | REDUCER COUPLING 1/4" FPT X 1/8" FPT | PARKER HANNIFIN | 208P-4-2 | 0.83 | 0.83 | N | 0.83 | 0.83 | 0.83
PKR-208P42 | 166560 | 10 | 134219 | REDUCER COUPLING 1/4" FPT X 1/8" FPT | PARKER HANNIFIN | 208P-4-2 | 0.83 | 0.83 | Y | 0.83 | 0.83 | 0.83
PKR-208P42 | 166561 | 23 | 134219 | REDUCER COUPLING 1/4" FPT X 1/8" FPT | PARKER HANNIFIN | 208P-4-2 | 0.83 | 0.81081 | N | 0.83 | 0.83 | 0.83
PKR-208P42 | 175891 | 4 | 134219 | REDUCER COUPLING 1/4" FPT X 1/8" FPT | PARKER HANNIFIN | 208P-4-2 | 0.83 | 0.83 | Y | 0.83 | 0.83 | 0.83
PKR-208P64 | 10510 | 28 | 134219 | REDUCER COUPLING 3/8" FPT X 1/4" FPT | PARKER HANNIFIN | 208P-6-4 | 1.09 | 0.94 | Y | 1.09 | 1.09 | 1.09
PKR-208P64 | 166553 | 45 | 134219 | REDUCER COUPLING 3/8" FPT X 1/4" FPT | PARKER HANNIFIN | 208P-6-4 | 1.09 | 1.0156 | Y | 1.09 | 1.09 | 1.09
PKR-208P64 | 166559 | 16 | 134219 | REDUCER COUPLING 3/8" FPT X 1/4" FPT | PARKER HANNIFIN | 208P-6-4 | 1.09 | 1.09 | N | 1.09 | 1.09 | 1.09
PKR-208P64 | 166560 | 10 | 134219 | REDUCER COUPLING 3/8" FPT X 1/4" FPT | PARKER HANNIFIN | 208P-6-4 | 1.09 | 1.09 | Y | 1.09 | 1.09 | 1.09
PKR-208P64 | 166561 | 26 | 134219 | REDUCER COUPLING 3/8" FPT X 1/4" FPT | PARKER HANNIFIN | 208P-6-4 | 1.09 | 1 | N | 1.09 | 1.09 | 1.09
PKR-208P64 | 175891 | 3 | 134219 | REDUCER COUPLING 3/8" FPT X 1/4" FPT | PARKER HANNIFIN | 208P-6-4 | 1.09 | 0.92379 | Y | 1.09 | 1.09 | 1.09
PKR-208P84 | 166553 | 26 | 134219 | REDUCER COUPLING 1/2" FPT X 1/4" FPT | PARKER HANNIFIN | 208P-8-4 | 8.312 | 7.0937 | Y | 8.312 | 9.296 | 9.296
PKR-208P84 | 166559 | 12 | 134219 | REDUCER COUPLING 1/2" FPT X 1/4" FPT | PARKER HANNIFIN | 208P-8-4 | 8.312 | 8.312 | N | 8.312 | 9.296 | 9.296
PKR-208P84 | 166560 | 10 | 134219 | REDUCER COUPLING 1/2" FPT X 1/4" FPT | PARKER HANNIFIN | 208P-8-4 | 8.312 | 9.296 | Y | 8.312 | 9.296 | 9.296
PKR-208P84 | 166561 | 52 | 134219 | REDUCER COUPLING 1/2" FPT X 1/4" FPT | PARKER HANNIFIN | 208P-8-4 | 8.312 | 5.905 | N | 8.312 | 9.296 | 9.296
PKR-208P86 | 166553 | 26 | 134219 | REDUCER COUPLING 1/2" FPT X 3/8" FPT | PARKER HANNIFIN | 208P-8-6 | 2.07 | 1.9957 | Y | 2.07 | 2.07 | 2.07
PKR-208P86 | 166559 | 8 | 134219 | REDUCER COUPLING 1/2" FPT X 3/8" FPT | PARKER HANNIFIN | 208P-8-6 | 2.07 | 2.07 | N | 2.07 | 2.07 | 2.07
PKR-208P86 | 166561 | 34 | 134219 | REDUCER COUPLING 1/2" FPT X 3/8" FPT | PARKER HANNIFIN | 208P-8-6 | 2.07 | 1.9135 | N | 2.07 | 2.07 | 2.07
PKR-209P122 | 166559 | 9 | 134219 | 3/4 M X 1/8 F Brass Bushing (BOX-10) | PARKER HANNIFIN | 209P-12-2 | 1.8701 | 1.8701 | N | 1.8701 | 1.8701 | 1.8701
PKR-209P122 | 166561 | 18 | 134219 | 3/4 M X 1/8 F Brass Bushing (BOX-10) | PARKER HANNIFIN | 209P-12-2 | 1.8701 | 1.7898 | N | 1.8701 | 1.8701 | 1.8701
PKR-209P124 | 166553 | 22 | 134219 | 3/4 M X 1/4 F Brass Bushing (BOX-5) | PARKER HANNIFIN | 209P-12-4 | 1.64 | 1.6395 | Y | 1.64 | 1.64 | 1.64
PKR-209P124 | 166559 | 1 | 134219 | 3/4 M X 1/4 F Brass Bushing (BOX-5) | PARKER HANNIFIN | 209P-12-4 | 1.64 | 1.64 | Y | 1.64 | 1.64 | 1.64
PKR-209P124 | 166561 | 6 | 134219 | 3/4 M X 1/4 F Brass Bushing (BOX-5) | PARKER HANNIFIN | 209P-12-4 | 1.64 | 1.6393 | Y | 1.64 | 1.64 | 1.64
PKR-209P128 | 10510 | 76 | 134219 | 3/4 M X 1/2 F Brass Bushing (BOX-10) | PARKER HANNIFIN | 209P-12-8 | 1.21 | 1.1958 | Y | 1.21 | 1.21 | 1.21
PKR-209P128 | 166553 | 30 | 134219 | 3/4 M X 1/2 F Brass Bushing (BOX-10) | PARKER HANNIFIN | 209P-12-8 | 1.21 | 1.2097 | Y | 1.21 | 1.21 | 1.21
PKR-209P128 | 166559 | 10 | 134219 | 3/4 M X 1/2 F Brass Bushing (BOX-10) | PARKER HANNIFIN | 209P-12-8 | 1.21 | 1.21 | Y | 1.21 | 1.21 | 1.21
PKR-209P128 | 166560 | 10 | 134219 | 3/4 M X 1/2 F Brass Bushing (BOX-10) | PARKER HANNIFIN | 209P-12-8 | 1.21 | 1.21 | Y | 1.21 | 1.21 | 1.21
PKR-209P128 | 166561 | 8 | 134219 | 3/4 M X 1/2 F Brass Bushing (BOX-10) | PARKER HANNIFIN | 209P-12-8 | 1.21 | 1.2094 | Y | 1.21 | 1.21 | 1.21
PKR-209P128 | 175891 | 1 | 134219 | 3/4 M X 1/2 F Brass Bushing (BOX-10) | PARKER HANNIFIN | 209P-12-8 | 1.21 | 1.191 | Y | 1.21 | 1.21 | 1.21
PKR-209P1612 | 10510 | 46 | 134219 | 1 M X 3/4 F Brass Bushing (BOX-5) | PARKER HANNIFIN | 209P-16-12 | 3.19 | 3.19 | Y | 3.19 | 3.19 | 3.19
PKR-209P1612 | 166553 | 23 | 134219 | 1 M X 3/4 F Brass Bushing (BOX-5) | PARKER HANNIFIN | 209P-16-12 | 3.19 | 3.1812 | Y | 3.19 | 3.19 | 3.19
PKR-209P1612 | 166559 | 4 | 134219 | 1 M X 3/4 F Brass Bushing (BOX-5) | PARKER HANNIFIN | 209P-16-12 | 3.19 | 2.7164 | N | 3.19 | 3.19 | 3.19
PKR-209P1612 | 175891 | 5 | 134219 | 1 M X 3/4 F Brass Bushing (BOX-5) | PARKER HANNIFIN | 209P-16-12 | 3.19 | 3.19 | Y | 3.19 | 3.19 | 3.19
PKR-209P168 | 166553 | 17 | 134219 | 1/2" ID x 1" OD Bushing | PARKER HANNIFIN | 209P-16-8 | 6.3754 | 6.76 | Y | 6.3754 | 6.76 | 6.76
PKR-209P168 | 166559 | 6 | 134219 | 1/2" ID x 1" OD Bushing | PARKER HANNIFIN | 209P-16-8 | 6.3754 | 5.44 | N | 6.3754 | 6.76 | 6.76
PKR-209P168 | 166560 | 6 | 134219 | 1/2" ID x 1" OD Bushing | PARKER HANNIFIN | 209P-16-8 | 6.3754 | 4.1 | N | 6.3754 | 6.76 | 6.76
PKR-209P168 | 166561 | 20 | 134219 | 1/2" ID x 1" OD Bushing | PARKER HANNIFIN | 209P-16-8 | 6.3754 | 6.3754 | N | 6.3754 | 6.76 | 6.76
PKR-209P42 | 10510 | 81 | 134219 | BUSHING 1/4MPT X 1/8 FPT AB4M8F 25BX | PARKER HANNIFIN | X209P-4-2 | 0.34 | 0.33779 | Y | 0.34 | 0.34 | 0.34
PKR-209P42 | 166553 | 31 | 134219 | BUSHING 1/4MPT X 1/8 FPT AB4M8F 25BX | PARKER HANNIFIN | X209P-4-2 | 0.34 | 0.33941 | Y | 0.34 | 0.34 | 0.34
PKR-209P42 | 166559 | 17 | 134219 | BUSHING 1/4MPT X 1/8 FPT AB4M8F 25BX | PARKER HANNIFIN | X209P-4-2 | 0.34 | 0.34 | Y | 0.34 | 0.34 | 0.34
PKR-209P42 | 166560 | 37 | 134219 | BUSHING 1/4MPT X 1/8 FPT AB4M8F 25BX | PARKER HANNIFIN | X209P-4-2 | 0.34 | 0.33282 | Y | 0.34 | 0.34 | 0.34
PKR-209P42 | 166561 | 24 | 134219 | BUSHING 1/4MPT X 1/8 FPT AB4M8F 25BX | PARKER HANNIFIN | X209P-4-2 | 0.34 | 0.33956 | Y | 0.34 | 0.34 | 0.34
PKR-209P42 | 175888 | 30 | 134219 | BUSHING 1/4MPT X 1/8 FPT AB4M8F 25BX | PARKER HANNIFIN | X209P-4-2 | 0.34 | 0.34 | Y | 0.34 | 0.34 | 0.34
PKR-209P42 | 175890 | 30 | 134219 | BUSHING 1/4MPT X 1/8 FPT AB4M8F 25BX | PARKER HANNIFIN | X209P-4-2 | 0.34 | 0.34 | Y | 0.34 | 0.34 | 0.34
PKR-209P62 | 10510 | 783 | 134219 | BUSHING 3/8MPT X 1/8 FPT AB3M8F 25BX | PARKER HANNIFIN | X209P-6-2 | 0.6799 | 0.67987 | Y | 0.6799 | 0.67987 | 0.6799
PKR-209P62 | 166553 | 50 | 134219 | BUSHING 3/8MPT X 1/8 FPT AB3M8F 25BX | PARKER HANNIFIN | X209P-6-2 | 0.6799 | 0.57029 | Y | 0.6799 | 0.67987 | 0.6799
PKR-209P62 | 166559 | 61 | 134219 | BUSHING 3/8MPT X 1/8 FPT AB3M8F 25BX | PARKER HANNIFIN | X209P-6-2 | 0.6799 | 0.67986 | Y | 0.6799 | 0.67987 | 0.6799
PKR-209P62 | 166560 | 45 | 134219 | BUSHING 3/8MPT X 1/8 FPT AB3M8F 25BX | PARKER HANNIFIN | X209P-6-2 | 0.6799 | 0.66222 | Y | 0.6799 | 0.67987 | 0.6799
PKR-209P62 | 166561 | 76 | 134219 | BUSHING 3/8MPT X 1/8 FPT AB3M8F 25BX | PARKER HANNIFIN | X209P-6-2 | 0.6799 | 0.67424 | N | 0.6799 | 0.67987 | 0.6799
PKR-209P62 | 175891 | 64 | 134219 | BUSHING 3/8MPT X 1/8 FPT AB3M8F 25BX | PARKER HANNIFIN | X209P-6-2 | 0.6799 | 0.2761 | Y | 0.6799 | 0.67987 | 0.6799
PKR-209P64 | 10510 | 75 | 134219 | BUSHING 3/8MPT X 1/4 FPT AB3M4F 25BX | PARKER HANNIFIN | X209P-6-4 | 0.54 | 0.51112 | Y | 0.54 | 0.53998 | 0.54
PKR-209P64 | 166553 | 45 | 134219 | BUSHING 3/8MPT X 1/4 FPT AB3M4F 25BX | PARKER HANNIFIN | X209P-6-4 | 0.54 | 0.52376 | Y | 0.54 | 0.53998 | 0.54
PKR-209P64 | 166559 | 13 | 134219 | BUSHING 3/8MPT X 1/4 FPT AB3M4F 25BX | PARKER HANNIFIN | X209P-6-4 | 0.54 | 0.53993 | Y | 0.54 | 0.53998 | 0.54
PKR-209P64 | 166560 | 43 | 134219 | BUSHING 3/8MPT X 1/4 FPT AB3M4F 25BX | PARKER HANNIFIN | X209P-6-4 | 0.54 | 0.51582 | Y | 0.54 | 0.53998 | 0.54
PKR-209P64 | 166561 | 2 | 134219 | BUSHING 3/8MPT X 1/4 FPT AB3M4F 25BX | PARKER HANNIFIN | X209P-6-4 | 0.54 | 0.53998 | Y | 0.54 | 0.53998 | 0.54
PKR-209P64 | 175891 | 18 | 134219 | BUSHING 3/8MPT X 1/4 FPT AB3M4F 25BX | PARKER HANNIFIN | X209P-6-4 | 0.54 | 0.26132 | Y | 0.54 | 0.53998 | 0.54
PKR-209P82 | 10510 | 56 | 134219 | BUSHING 1/2MPT X 1/8 FPT AB2M8F 25BX | PARKER HANNIFIN | X209P-8-2 | 1.27 | 1.234 | Y | 1.27 | 1.27 | 1.27
PKR-209P82 | 166553 | 50 | 134219 | BUSHING 1/2MPT X 1/8 FPT AB2M8F 25BX | PARKER HANNIFIN | X209P-8-2 | 1.27 | 1.27 | Y | 1.27 | 1.27 | 1.27
PKR-209P82 | 166559 | 15 | 134219 | BUSHING 1/2MPT X 1/8 FPT AB2M8F 25BX | PARKER HANNIFIN | X209P-8-2 | 1.27 | 1.27 | Y | 1.27 | 1.27 | 1.27
PKR-209P82 | 166560 | 24 | 134219 | BUSHING 1/2MPT X 1/8 FPT AB2M8F 25BX | PARKER HANNIFIN | X209P-8-2 | 1.27 | 1.1532 | Y | 1.27 | 1.27 | 1.27
PKR-209P82 | 175891 | 27 | 134219 | BUSHING 1/2MPT X 1/8 FPT AB2M8F 25BX | PARKER HANNIFIN | X209P-8-2 | 1.27 | 0.73791 | Y | 1.27 | 1.27 | 1.27
PKR-209P84 | 10510 | 87 | 134219 | BUSHING 1/2MPT X 1/4 FPT AB2M4F 25BX | PARKER HANNIFIN | X209P-8-4 | 1.01 | 1.001 | Y | 1.01 | 1.01 | 1.01
PKR-209P84 | 166553 | 55 | 134219 | BUSHING 1/2MPT X 1/4 FPT AB2M4F 25BX | PARKER HANNIFIN | X209P-8-4 | 1.01 | 1.01 | Y | 1.01 | 1.01 | 1.01
PKR-209P84 | 166559 | 1 | 134219 | BUSHING 1/2MPT X 1/4 FPT AB2M4F 25BX | PARKER HANNIFIN | X209P-8-4 | 1.01 | 1.01 | Y | 1.01 | 1.01 | 1.01
PKR-209P84 | 166560 | 24 | 134219 | BUSHING 1/2MPT X 1/4 FPT AB2M4F 25BX | PARKER HANNIFIN | X209P-8-4 | 1.01 | 0.936 | Y | 1.01 | 1.01 | 1.01
PKR-209P84 | 166561 | 12 | 134219 | BUSHING 1/2MPT X 1/4 FPT AB2M4F 25BX | PARKER HANNIFIN | X209P-8-4 | 1.01 | 1.0099 | Y | 1.01 | 1.01 | 1.01
PKR-209P84 | 175888 | 150 | 134219 | BUSHING 1/2MPT X 1/4 FPT AB2M4F 25BX | PARKER HANNIFIN | X209P-8-4 | 1.01 | 0.75476 | Y | 1.01 | 1.01 | 1.01
PKR-209P84 | 175890 | 32 | 134219 | BUSHING 1/2MPT X 1/4 FPT AB2M4F 25BX | PARKER HANNIFIN | X209P-8-4 | 1.01 | 0.74062 | Y | 1.01 | 1.01 | 1.01
PKR-209P84 | 175891 | 34 | 134219 | BUSHING 1/2MPT X 1/4 FPT AB2M4F 25BX | PARKER HANNIFIN | X209P-8-4 | 1.01 | 0.9844 | Y | 1.01 | 1.01 | 1.01
PKR-209P86 | 10510 | 30 | 134219 | BUSHING 1/2MPT X 3/8 FPT AB2M3F 25BX | PARKER HANNIFIN | X209P-8-6 | 0.8296 | 0.80349 | Y | 0.8296 | 0.82961 | 0.82961
PKR-209P86 | 166553 | 69 | 134219 | BUSHING 1/2MPT X 3/8 FPT AB2M3F 25BX | PARKER HANNIFIN | X209P-8-6 | 0.8296 | 0.80054 | Y | 0.8296 | 0.82961 | 0.82961
PKR-209P86 | 166559 | 13 | 134219 | BUSHING 1/2MPT X 3/8 FPT AB2M3F 25BX | PARKER HANNIFIN | X209P-8-6 | 0.8296 | 0.82961 | Y | 0.8296 | 0.82961 | 0.82961
PKR-209P86 | 166560 | 36 | 134219 | BUSHING 1/2MPT X 3/8 FPT AB2M3F 25BX | PARKER HANNIFIN | X209P-8-6 | 0.8296 | 0.69163 | Y | 0.8296 | 0.82961 | 0.82961
PKR-209P86 | 166561 | 18 | 134219 | BUSHING 1/2MPT X 3/8 FPT AB2M3F 25BX | PARKER HANNIFIN | X209P-8-6 | 0.8296 | 0.8231 | Y | 0.8296 | 0.82961 | 0.82961
PKR-213P2 | 166553 | 32 | 134219 | 1/8" FPT cap, hex (BOX25) | PARKER HANNIFIN | 213P-2 | 0.4133 | 0.44978 | Y | 0.4133 | 0.44978 | 0.44978
PKR-213P2 | 166559 | 12 | 134219 | 1/8" FPT cap, hex (BOX25) | PARKER HANNIFIN | 213P-2 | 0.4133 | 0.41 | N | 0.4133 | 0.44978 | 0.44978
PKR-213P4 | 166553 | 27 | 134219 | 1/4" FPT cap, hex (BOX-25) | PARKER HANNIFIN | 213P-4 | 0.8052 | 0.8052 | Y | 0.8052 | 0.8052 | 0.8052
PKR-213P4 | 166559 | 9 | 134219 | 1/4" FPT cap, hex (BOX-25) | PARKER HANNIFIN | 213P-4 | 0.8052 | 0.46 | N | 0.8052 | 0.8052 | 0.8052
PKR-213P6 | 166553 | 23 | 134219 | 3/8" FPT cap, hex (BOX-10) | PARKER HANNIFIN | 213P-6 | 0.58 | 0.58 | Y | 0.58 | 0.58 | 0.58
PKR-213P6 | 166559 | 9 | 134219 | 3/8" FPT cap, hex (BOX-10) | PARKER HANNIFIN | 213P-6 | 0.58 | 0.55 | N | 0.58 | 0.58 | 0.58
PKR-215PN12 | 166553 | 26 | 134219 | NIPPLE, 3/4 x close (BOX-10) | PARKER HANNIFIN | 215PN-12 | 1.2564 | 1.368 | Y | 1.2564 | 1.368 | 1.368
PKR-215PN12 | 166559 | 3 | 134219 | NIPPLE, 3/4 x close (BOX-10) | PARKER HANNIFIN | 215PN-12 | 1.2564 | 1.19 | N | 1.2564 | 1.368 | 1.368
PKR-215PN2 | 10510 | 54 | 134219 | NIPPLE, 1/8 x close (BOX-50) | PARKER HANNIFIN | 215PN-2 | 0.2886 | 0.26542 | Y | 0.2886 | 0.28864 | 0.28864
PKR-215PN2 | 166553 | 98 | 134219 | NIPPLE, 1/8 x close (BOX-50) | PARKER HANNIFIN | 215PN-2 | 0.2886 | 0.28591 | Y | 0.2886 | 0.28864 | 0.28864
PKR-215PN2 | 166559 | 52 | 134219 | NIPPLE, 1/8 x close (BOX-50) | PARKER HANNIFIN | 215PN-2 | 0.2886 | 0.2545 | N | 0.2886 | 0.28864 | 0.28864
PKR-215PN2 | 166560 | 55 | 134219 | NIPPLE, 1/8 x close (BOX-50) | PARKER HANNIFIN | 215PN-2 | 0.2886 | 0.27864 | Y | 0.2886 | 0.28864 | 0.28864
PKR-215PN2 | 166561 | 113 | 134219 | NIPPLE, 1/8 x close (BOX-50) | PARKER HANNIFIN | 215PN-2 | 0.2886 | 0.28864 | N | 0.2886 | 0.28864 | 0.28864
PKR-215PN4 | 10510 | 243 | 134219 | NIPPLE, 1/4 x close (BOX-50) | PARKER HANNIFIN | 215PN-4 | 0.4527 | 0.43881 | Y | 0.4527 | 0.46 | 0.46
PKR-215PN4 | 166553 | 65 | 134219 | NIPPLE, 1/4 x close (BOX-50) | PARKER HANNIFIN | 215PN-4 | 0.4527 | 0.45756 | Y | 0.4527 | 0.46 | 0.46
PKR-215PN4 | 166559 | 49 | 134219 | NIPPLE, 1/4 x close (BOX-50) | PARKER HANNIFIN | 215PN-4 | 0.4527 | 0.45885 | N | 0.4527 | 0.46 | 0.46
PKR-215PN4 | 166560 | 50 | 134219 | NIPPLE, 1/4 x close (BOX-50) | PARKER HANNIFIN | 215PN-4 | 0.4527 | 0.46 | Y | 0.4527 | 0.46 | 0.46
PKR-215PN4 | 166561 | 11 | 134219 | NIPPLE, 1/4 x close (BOX-50) | PARKER HANNIFIN | 215PN-4 | 0.4527 | 0.45918 | Y | 0.4527 | 0.46 | 0.46
PKR-215PN6 | 10510 | 33 | 134219 | NIPPLE, 3/8 x close | PARKER HANNIFIN | 215PN-6 | 0.63 | 0.51538 | Y | 0.63 | 0.63 | 0.63
PKR-215PN6 | 166553 | 21 | 134219 | NIPPLE, 3/8 x close | PARKER HANNIFIN | 215PN-6 | 0.63 | 0.3693 | Y | 0.63 | 0.63 | 0.63
PKR-215PN6 | 166559 | 20 | 134219 | NIPPLE, 3/8 x close | PARKER HANNIFIN | 215PN-6 | 0.63 | 0.36 | N | 0.63 | 0.63 | 0.63
PKR-215PN6 | 166560 | 25 | 134219 | NIPPLE, 3/8 x close | PARKER HANNIFIN | 215PN-6 | 0.63 | 0.63 | Y | 0.63 | 0.63 | 0.63
PKR-215PN6 | 166561 | 21 | 134219 | NIPPLE, 3/8 x close | PARKER HANNIFIN | 215PN-6 | 0.63 | 0.63 | N | 0.63 | 0.63 | 0.63
PKR-215PN6 | 175891 | 5 | 134219 | NIPPLE, 3/8 x close | PARKER HANNIFIN | 215PN-6 | 0.63 | 0.405 | Y | 0.63 | 0.63 | 0.63
PKR-215PN8 | 10510 | 15 | 134219 | NIPPLE, 1/2 x close (BOX-25) | PARKER HANNIFIN | 215PN-8 | 0.8581 | 0.695 | Y | 0.8581 | 0.83303 | 0.8581
PKR-215PN8 | 166553 | 38 | 134219 | NIPPLE, 1/2 x close (BOX-25) | PARKER HANNIFIN | 215PN-8 | 0.8581 | 0.83303 | Y | 0.8581 | 0.83303 | 0.8581
PKR-215PN8 | 166559 | 15 | 134219 | NIPPLE, 1/2 x close (BOX-25) | PARKER HANNIFIN | 215PN-8 | 0.8581 | 0.7214 | N | 0.8581 | 0.83303 | 0.8581
PKR-215PN8 | 166560 | 10 | 134219 | NIPPLE, 1/2 x close (BOX-25) | PARKER HANNIFIN | 215PN-8 | 0.8581 | 0.7214 | Y | 0.8581 | 0.83303 | 0.8581
PKR-215PNL215 | 166553 | 26 | 134219 | NIPPLE, 1/8" X 1-1/2" LG. (BOX-25) | PARKER HANNIFIN | 215PNL-2-15 | 0.6675 | 0.66753 | Y | 0.6675 | 0.66753 | 0.66753
PKR-215PNL215 | 166559 | 18 | 134219 | NIPPLE, 1/8" X 1-1/2" LG. (BOX-25) | PARKER HANNIFIN | 215PNL-2-15 | 0.6675 | 0.3527 | N | 0.6675 | 0.66753 | 0.66753
PKR-215PNL215 | 166560 | 11 | 134219 | NIPPLE, 1/8" X 1-1/2" LG. (BOX-25) | PARKER HANNIFIN | 215PNL-2-15 | 0.6675 | 0.50929 | Y | 0.6675 | 0.66753 | 0.66753
PKR-215PNL215 | 166561 | 78 | 134219 | NIPPLE, 1/8" X 1-1/2" LG. (BOX-25) | PARKER HANNIFIN | 215PNL-2-15 | 0.6675 | 0.63029 | N | 0.6675 | 0.66753 | 0.66753
PKR-215PNL220 | 166553 | 50 | 134219 | NIPPLE, 1/8" x 2" (BOX-25) | PARKER HANNIFIN | 215PNL-2-20 | 0.79 | 0.76641 | Y | 0.79 | 0.81941 | 0.81941
PKR-215PNL220 | 166559 | 33 | 134219 | NIPPLE, 1/8" x 2" (BOX-25) | PARKER HANNIFIN | 215PNL-2-20 | 0.79 | 0.7076 | N | 0.79 | 0.81941 | 0.81941
PKR-215PNL220 | 166560 | 51 | 134219 | NIPPLE, 1/8" x 2" (BOX-25) | PARKER HANNIFIN | 215PNL-2-20 | 0.79 | 0.81941 | Y | 0.79 | 0.81941 | 0.81941
PKR-215PNL225 | 166553 | 22 | 134219 | NIPPLE, 1/8" x 2.5" (BOX-10) | PARKER HANNIFIN | 215PNL-2-25 | 1.5066 | 1.9345 | Y | 1.5066 | 1.9345 | 1.9345
PKR-215PNL225 | 166559 | 8 | 134219 | NIPPLE, 1/8" x 2.5" (BOX-10) | PARKER HANNIFIN | 215PNL-2-25 | 1.5066 | 1.4995 | N | 1.5066 | 1.9345 | 1.9345
PKR-215PNL225 | 166560 | 9 | 134219 | NIPPLE, 1/8" x 2.5" (BOX-10) | PARKER HANNIFIN | 215PNL-2-25 | 1.5066 | 1.48 | N | 1.5066 | 1.9345 | 1.9345
PKR-215PNL230 | 166553 | 27 | 134219 | NIPPLE, 1/8" x 3" (BOX-10) | PARKER HANNIFIN | 215PNL-2-30 | 1 | 0.92514 | Y | 1 | 1 | 1
PKR-215PNL230 | 166559 | 4 | 134219 | NIPPLE, 1/8" x 3" (BOX-10) | PARKER HANNIFIN | 215PNL-2-30 | 1 | 1 | N | 1 | 1 | 1
PKR-215PNL230 | 166560 | 8 | 134219 | NIPPLE, 1/8" x 3" (BOX-10) | PARKER HANNIFIN | 215PNL-2-30 | 1 | 0.93 | N | 1 | 1 | 1
PKR-215PNL230 | 166561 | 21 | 134219 | NIPPLE, 1/8" x 3" (BOX-10) | PARKER HANNIFIN | 215PNL-2-30 | 1 | 0.98607 | N | 1 | 1 | 1
PKR-215PNL235 | 166553 | 25 | 134219 | NIPPLE, 1/8" x 3.5" | PARKER HANNIFIN | 215PNL-2-35 | 4.59 | 2.8633 | Y | 4.59 | 4.59 | 4.59
PKR-215PNL235 | 166559 | 10 | 134219 | NIPPLE, 1/8" x 3.5" | PARKER HANNIFIN | 215PNL-2-35 | 4.59 | 4.59 | N | 4.59 | 4.59 | 4.59
PKR-215PNL235 | 166560 | 8 | 134219 | NIPPLE, 1/8" x 3.5" | PARKER HANNIFIN | 215PNL-2-35 | 4.59 | 3.3 | N | 4.59 | 4.59 | 4.59
PKR-215PNL415 | 166553 | 26 | 134219 | NIPPLE, 1/4" x 1.5" (BOX25) | PARKER HANNIFIN | 215PNL-4-15 | 0.86 | 0.86 | Y | 0.86 | 0.86 | 0.86
PKR-215PNL415 | 166559 | 21 | 134219 | NIPPLE, 1/4" x 1.5" (BOX25) | PARKER HANNIFIN | 215PNL-4-15 | 0.86 | 0.86 | N | 0.86 | 0.86 | 0.86
PKR-215PNL415 | 166560 | 17 | 134219 | NIPPLE, 1/4" x 1.5" (BOX25) | PARKER HANNIFIN | 215PNL-4-15 | 0.86 | 0.8 | N | 0.86 | 0.86 | 0.86
PKR-215PNL415 | 166561 | 66 | 134219 | NIPPLE, 1/4" x 1.5" (BOX25) | PARKER HANNIFIN | 215PNL-4-15 | 0.86 | 0.86 | Y | 0.86 | 0.86 | 0.86
PKR-215PNL420 | 166553 | 33 | 134219 | NIPPLE, 1/4" x 2" (BOX-25) | PARKER HANNIFIN | 215PNL-4-20 | 0.7755 | 0.8152 | Y | 0.7755 | 0.8152 | 0.8152
PKR-215PNL420 | 166559 | 5 | 134219 | NIPPLE, 1/4" x 2" (BOX-25) | PARKER HANNIFIN | 215PNL-4-20 | 0.7755 | 0.7268 | N | 0.7755 | 0.8152 | 0.8152
PKR-215PNL420 | 166560 | 49 | 134219 | NIPPLE, 1/4" x 2" (BOX-25) | PARKER HANNIFIN | 215PNL-4-20 | 0.7755 | 0.79551 | Y | 0.7755 | 0.8152 | 0.8152
PKR-215PNL425 | 166553 | 23 | 134219 | NIPPLE, 1/4" x 2.5" (BOX-10) | PARKER HANNIFIN | 215PNL-4-25 | 1.18 | 0.90285 | Y | 1.18 | 1.18 | 1.18
PKR-215PNL425 | 166559 | 6 | 134219 | NIPPLE, 1/4" x 2.5" (BOX-10) | PARKER HANNIFIN | 215PNL-4-25 | 1.18 | 1.18 | N | 1.18 | 1.18 | 1.18
PKR-215PNL425 | 166560 | 6 | 134219 | NIPPLE, 1/4" x 2.5" (BOX-10) | PARKER HANNIFIN | 215PNL-4-25 | 1.18 | 1.1 | N | 1.18 | 1.18 | 1.18
PKR-215PNL430 | 166553 | 24 | 134219 | NIPPLE, 1/4" x 3" (BOX-10) | PARKER HANNIFIN | 215PNL-4-30 | 1.17 | 1.1641 | Y | 1.17 | 1.17 | 1.17
PKR-215PNL430 | 166559 | 7 | 134219 | NIPPLE, 1/4" x 3" (BOX-10) | PARKER HANNIFIN | 215PNL-4-30 | 1.17 | 1.17 | N | 1.17 | 1.17 | 1.17
PKR-215PNL430 | 166560 | 6 | 134219 | NIPPLE, 1/4" x 3" (BOX-10) | PARKER HANNIFIN | 215PNL-4-30 | 1.17 | 1.09 | N | 1.17 | 1.17 | 1.17
PKR-215PNL430 | 166561 | 2 | 134219 | NIPPLE, 1/4" x 3" (BOX-10) | PARKER HANNIFIN | 215PNL-4-30 | 1.17 | 1.17 | Y | 1.17 | 1.17 | 1.17
PKR-215PNL435 | 166553 | 29 | 134219 | NIPPLE, 1/4" x 3.5" | PARKER HANNIFIN | 215PNL-4-35 | 2.04 | 1.9761 | Y | 2.04 | 2.04 | 2.04
PKR-215PNL435 | 166559 | 10 | 134219 | NIPPLE, 1/4" x 3.5" | PARKER HANNIFIN | 215PNL-4-35 | 2.04 | 2.04 | N | 2.04 | 2.04 | 2.04
PKR-215PNL435 | 166560 | 9 | 134219 | NIPPLE, 1/4" x 3.5" | PARKER HANNIFIN | 215PNL-4-35 | 2.04 | 1.91 | N | 2.04 | 2.04 | 2.04
PKR-215PNL615 | 166553 | 28 | 134219 | NIPPLE, 3/8" x 1.5" (BOX-10) | PARKER HANNIFIN | 215PNL-6-15 | 1.0227 | 1.0227 | Y | 1.0227 | 1.0227 | 1.0227
PKR-215PNL615 | 166559 | 9 | 134219 | NIPPLE, 3/8" x 1.5" (BOX-10) | PARKER HANNIFIN | 215PNL-6-15 | 1.0227 | 0.71 | N | 1.0227 | 1.0227 | 1.0227
PKR-215PNL615 | 166560 | 4 | 134219 | NIPPLE, 3/8" x 1.5" (BOX-10) | PARKER HANNIFIN | 215PNL-6-15 | 1.0227 | 1 | N | 1.0227 | 1.0227 | 1.0227
PKR-215PNL620 | 10510 | 19 | 134219 | NIPPLE, 3/8" x 2" (BOX-10) | PARKER HANNIFIN | 215PNL-6-20 | 1.08 | 1.0416 | Y | 1.08 | 1.08 | 1.08
PKR-215PNL620 | 166553 | 15 | 134219 | NIPPLE, 3/8" x 2" (BOX-10) | PARKER HANNIFIN | 215PNL-6-20 | 1.08 | 1.0129 | Y | 1.08 | 1.08 | 1.08
PKR-215PNL620 | 166559 | 6 | 134219 | NIPPLE, 3/8" x 2" (BOX-10) | PARKER HANNIFIN | 215PNL-6-20 | 1.08 | 1.0536 | N | 1.08 | 1.08 | 1.08
PKR-215PNL620 | 166560 | 16 | 134219 | NIPPLE, 3/8" x 2" (BOX-10) | PARKER HANNIFIN | 215PNL-6-20 | 1.08 | 1.0235 | Y | 1.08 | 1.08 | 1.08
PKR-215PNL620 | 166561 | 10 | 134219 | NIPPLE, 3/8" x 2" (BOX-10) | PARKER HANNIFIN | 215PNL-6-20 | 1.08 | 1.08 | N | 1.08 | 1.08 | 1.08
PKR-215PNL620 | 175891 | 2 | 134219 | NIPPLE, 3/8" x 2" (BOX-10) | PARKER HANNIFIN | 215PNL-6-20 | 1.08 | 0.861 | Y | 1.08 | 1.08 | 1.08
PKR-215PNL625 | 166553 | 23 | 134219 | NIPPLE, 3/8" x 2.5" (BOX-10) | PARKER HANNIFIN | 215PNL-6-25 | 3.354 | 3.354 | Y | 3.354 | 3.354 | 3.354
PKR-215PNL625 | 166560 | 9 | 134219 | NIPPLE, 3/8" x 2.5" (BOX-10) | PARKER HANNIFIN | 215PNL-6-25 | 3.354 | 3.18 | N | 3.354 | 3.354 | 3.354
PKR-215PNL630 | 166553 | 27 | 134219 | NIPPLE, 3/8" x 3" (BOX-10) | PARKER HANNIFIN | 215PNL-6-30 | 5.41 | 5.554 | Y | 5.41 | 5.554 | 5.554
PKR-215PNL630 | 166560 | 10 | 134219 | NIPPLE, 3/8" x 3" (BOX-10) | PARKER HANNIFIN | 215PNL-6-30 | 5.41 | 5.41 | N | 5.41 | 5.554 | 5.554
PKR-215PNL635 | 166553 | 27 | 134219 | NIPPLE, 3/8" x 3.5" (BOX-10) | PARKER HANNIFIN | 215PNL-6-35 | 5.427 | 5.427 | Y | 5.427 | 5.427 | 5.427
PKR-215PNL635 | 166560 | 8 | 134219 | NIPPLE, 3/8" x 3.5" (BOX-10) | PARKER HANNIFIN | 215PNL-6-35 | 5.427 | 5.34 | N | 5.427 | 5.427 | 5.427
PKR-215PNL815 | 166553 | 23 | 134219 | NIPPLE, 1/2 x 1 1/2 (BOX-10) | PARKER HANNIFIN | 215PNL-8-15 | 1.2 | 1.2723 | Y | 1.2 | 1.2723 | 1.2723
PKR-215PNL815 | 166559 | 8 | 134219 | NIPPLE, 1/2 x 1 1/2 (BOX-10) | PARKER HANNIFIN | 215PNL-8-15 | 1.2 | 1.11 | N | 1.2 | 1.2723 | 1.2723
PKR-215PNL815 | 166560 | 12 | 134219 | NIPPLE, 1/2 x 1 1/2 (BOX-10) | PARKER HANNIFIN | 215PNL-8-15 | 1.2 | 1.1979 | Y | 1.2 | 1.2723 | 1.2723
PKR-215PNL820 | 166553 | 26 | 134219 | NIPPLE, 1/2" x 2" (BOX-10) | PARKER HANNIFIN | 215PNL-8-20 | 1.53 | 1.53 | Y | 1.53 | 1.53 | 1.53
PKR-215PNL820 | 166559 | 13 | 134219 | NIPPLE, 1/2" x 2" (BOX-10) | PARKER HANNIFIN | 215PNL-8-20 | 1.53 | 1.4116 | N | 1.53 | 1.53 | 1.53
PKR-215PNL820 | 166560 | 3 | 134219 | NIPPLE, 1/2" x 2" (BOX-10) | PARKER HANNIFIN | 215PNL-8-20 | 1.53 | 1.15 | N | 1.53 | 1.53 | 1.53
PKR-215PNL820 | 166561 | 16 | 134219 | NIPPLE, 1/2" x 2" (BOX-10) | PARKER HANNIFIN | 215PNL-8-20 | 1.53 | 1.53 | Y | 1.53 | 1.53 | 1.53
PKR-215PNL825 | 166553 | 9 | 134219 | NIPPLE, 1/2" x 2.5" (BOX-10) | PARKER HANNIFIN | 215PNL-8-25 | 5.71 | 4.9861 | Y | 5.71 | 5.71 | 5.71
PKR-215PNL825 | 166559 | 5 | 134219 | NIPPLE, 1/2" x 2.5" (BOX-10) | PARKER HANNIFIN | 215PNL-8-25 | 5.71 | 5.71 | N | 5.71 | 5.71 | 5.71
PKR-215PNL830 | 166553 | 35 | 134219 | NIPPLE, 1/2" x 3" (BOX-10) | PARKER HANNIFIN | 215PNL-8-30 | 2.904 | 10.7677 | Y | 2.904 | 10.7677 | 10.7677
PKR-215PNL835 | 166553 | 20 | 134219 | NIPPLE, 1/2" x 3.5" (BOX-10) | PARKER HANNIFIN | 215PNL-8-35 | 6.3672 | 8.5286 | Y | 6.3672 | 8.5286 | 8.5286
PKR-216P2 | 166553 | 79 | 134219 | 1/8" HEX NIPPLE (BOX-25) | PARKER HANNIFIN | 216P-2 | 0.2805 | 0.2482 | Y | 0.2805 | 0.28053 | 0.28053
PKR-216P2 | 166560 | 16 | 134219 | 1/8" HEX NIPPLE (BOX-25) | PARKER HANNIFIN | 216P-2 | 0.2805 | 0.27 | N | 0.2805 | 0.28053 | 0.28053
PKR-216P2 | 166561 | 31 | 134219 | 1/8" HEX NIPPLE (BOX-25) | PARKER HANNIFIN | 216P-2 | 0.2805 | 0.28053 | N | 0.2805 | 0.28053 | 0.28053
PKR-216P4 | 166553 | 26 | 134219 | 1/4" HEX NIPPLE (BOX-25) | PARKER HANNIFIN | 216P-4 | 0.5521 | 0.5091 | Y | 0.5521 | 0.55213 | 0.55213
PKR-216P4 | 166560 | 14 | 134219 | 1/4" HEX NIPPLE (BOX-25) | PARKER HANNIFIN | 216P-4 | 0.5521 | 0.53 | N | 0.5521 | 0.55213 | 0.55213
PKR-216P4 | 166561 | 1 | 134219 | 1/4" HEX NIPPLE (BOX-25) | PARKER HANNIFIN | 216P-4 | 0.5521 | 0.55213 | N | 0.5521 | 0.55213 | 0.55213
PKR-218P2 | 10510 | 38 | 134219 | 1/8 HEX HEAD PLUG | PARKER HANNIFIN | 218P-2 | 0.238 | 0.23693 | Y | 0.238 | 0.23785 | 0.238
PKR-218P2 | 166553 | 109 | 134219 | 1/8 HEX HEAD PLUG | PARKER HANNIFIN | 218P-2 | 0.238 | 0.15 | Y | 0.238 | 0.23785 | 0.238
PKR-218P2 | 166559 | 22 | 134219 | 1/8 HEX HEAD PLUG | PARKER HANNIFIN | 218P-2 | 0.238 | 0.225 | N | 0.238 | 0.23785 | 0.238
PKR-218P2 | 166560 | 21 | 134219 | 1/8 HEX HEAD PLUG | PARKER HANNIFIN | 218P-2 | 0.238 | 0.22 | N | 0.238 | 0.23785 | 0.238
PKR-218P2 | 166561 | 23 | 134219 | 1/8 HEX HEAD PLUG | PARKER HANNIFIN | 218P-2 | 0.238 | 0.23135 | N | 0.238 | 0.23785 | 0.238
PKR-218P2 | 175891 | 17 | 134219 | 1/8 HEX HEAD PLUG | PARKER HANNIFIN | 218P-2 | 0.238 | 0.23785 | Y | 0.238 | 0.23785 | 0.238
PKR-218P4 | 10510 | 55 | 134219 | PLUG 1/4MPT HEX HD P4M 50BX | PARKER HANNIFIN | X218P-4 | 0.346 | 0.345 | Y | 0.346 | 0.34887 | 0.34887
PKR-218P4 | 166553 | 21 | 134219 | PLUG 1/4MPT HEX HD P4M 50BX | PARKER HANNIFIN | X218P-4 | 0.346 | 0.34828 | Y | 0.346 | 0.34887 | 0.34887
PKR-218P4 | 166559 | 12 | 134219 | PLUG 1/4MPT HEX HD P4M 50BX | PARKER HANNIFIN | X218P-4 | 0.346 | 0.33932 | N | 0.346 | 0.34887 | 0.34887
PKR-218P4 | 166560 | 53 | 134219 | PLUG 1/4MPT HEX HD P4M 50BX | PARKER HANNIFIN | X218P-4 | 0.346 | 0.34887 | Y | 0.346 | 0.34887 | 0.34887
PKR-218P4 | 166561 | 71 | 134219 | PLUG 1/4MPT HEX HD P4M 50BX | PARKER HANNIFIN | X218P-4 | 0.346 | 0.34538 | N | 0.346 | 0.34887 | 0.34887
PKR-218P4 | 175891 | 1 | 134219 | PLUG 1/4MPT HEX HD P4M 50BX | PARKER HANNIFIN | X218P-4 | 0.346 | 0.2234 | Y | 0.346 | 0.34887 | 0.34887
PKR-218P6 | 166553 | 10 | 134219 | 3/8" HEX HEAD PLUG (BOX-25) | PARKER HANNIFIN | 218P-6 | 0.4848 | 0.3988 | Y | 0.4848 | 0.48483 | 0.48483
PKR-218P6 | 166560 | 16 | 134219 | 3/8" HEX HEAD PLUG (BOX-25) | PARKER HANNIFIN | 218P-6 | 0.4848 | 0.44 | N | 0.4848 | 0.48483 | 0.48483
PKR-218P6 | 166561 | 61 | 134219 | 3/8" HEX HEAD PLUG (BOX-25) | PARKER HANNIFIN | 218P-6 | 0.4848 | 0.48483 | N | 0.4848 | 0.48483 | 0.48483
PKR-218P8 | 166553 | 31 | 134219 | 1/2" HEX HEAD PLUG (BOX-25) | PARKER HANNIFIN | 218P-8 | 0.8454 | 0.88 | Y | 0.8454 | 0.88 | 0.88
PKR-218P8 | 166559 | 12 | 134219 | 1/2" HEX HEAD PLUG (BOX-25) | PARKER HANNIFIN | 218P-8 | 0.8454 | 0.59 | N | 0.8454 | 0.88 | 0.88
PKR-218P8 | 166560 | 5 | 134219 | 1/2" HEX HEAD PLUG (BOX-25) | PARKER HANNIFIN | 218P-8 | 0.8454 | 0.59 | N | 0.8454 | 0.88 | 0.88
PKR-218P8 | 166561 | 3 | 134219 | 1/2" HEX HEAD PLUG (BOX-25) | PARKER HANNIFIN | 218P-8 | 0.8454 | 0.8454 | N | 0.8454 | 0.88 | 0.88
PKR-22-4-5/32 | 10008 | 380 | 134219 | COUPLING 1/4 X 5/32 BARB C4B5B 50BX | PARKER HANNIFIN | X22-4-5/32 | 0.39 | 0.25 | Y | 0.39 | 1.3264 | 1.3264
PKR-22-4-5/32 | 10510 | 1918 | 134219 | COUPLING 1/4 X 5/32 BARB C4B5B 50BX | PARKER HANNIFIN | X22-4-5/32 | 0.39 | 0.40706 | Y | 0.39 | 1.3264 | 1.3264
PKR-22-4-5/32 | 166553 | 296 | 134219 | COUPLING 1/4 X 5/32 BARB C4B5B 50BX | PARKER HANNIFIN | X22-4-5/32 | 0.39 | 0.2524 | Y | 0.39 | 1.3264 | 1.3264
PKR-22-4-5/32 | 166559 | 81 | 134219 | COUPLING 1/4 X 5/32 BARB C4B5B 50BX | PARKER HANNIFIN | X22-4-5/32 | 0.39 | 0.27073 | Y | 0.39 | 1.3264 | 1.3264
PKR-22-4-5/32 | 166561 | 50 | 134219 | COUPLING 1/4 X 5/32 BARB C4B5B 50BX | PARKER HANNIFIN | X22-4-5/32 | 0.39 | 1.3264 | Y | 0.39 | 1.3264 | 1.3264
PKR-22-4-5/32 | 173042 | 199 | 134219 | COUPLING 1/4 X 5/32 BARB C4B5B 50BX | PARKER HANNIFIN | X22-4-5/32 | 0.39 | 0.75278 | Y | 0.39 | 1.3264 | 1.3264
PKR-22-4-5/32 | 175888 | 50 | 134219 | COUPLING 1/4 X 5/32 BARB C4B5B 50BX | PARKER HANNIFIN | X22-4-5/32 | 0.39 | 0.25 | Y | 0.39 | 1.3264 | 1.3264
PKR-22-4-5/32 | 175890 | 25 | 134219 | COUPLING 1/4 X 5/32 BARB C4B5B 50BX | PARKER HANNIFIN | X22-4-5/32 | 0.39 | 0.25 | Y | 0.39 | 1.3264 | 1.3264
PKR-22-4-5/32 | 175891 | 940 | 134219 | COUPLING 1/4 X 5/32 BARB C4B5B 50BX | PARKER HANNIFIN | X22-4-5/32 | 0.39 | 0.30299 | Y | 0.39 | 1.3264 | 1.3264
PKR-22-4-8 | 10510 | 84 | 134219 | 1/2 x 1/4 Barb Coupling | PARKER HANNIFIN | 22-4-8 | 2.07 | 2.3755 | Y | 2.07 | 2.605 | 2.605
PKR-22-4-8 | 166553 | 370 | 134219 | 1/2 x 1/4 Barb Coupling | PARKER HANNIFIN | 22-4-8 | 2.07 | 2.1829 | Y | 2.07 | 2.605 | 2.605
PKR-22-4-8 | 166559 | 92 | 134219 | 1/2 x 1/4 Barb Coupling | PARKER HANNIFIN | 22-4-8 | 2.07 | 1.7004 | Y | 2.07 | 2.605 | 2.605
PKR-22-4-8 | 166560 | 83 | 134219 | 1/2 x 1/4 Barb Coupling | PARKER HANNIFIN | 22-4-8 | 2.07 | 2.5961 | Y | 2.07 | 2.605 | 2.605
PKR-22-4-8 | 166561 | 26 | 134219 | 1/2 x 1/4 Barb Coupling | PARKER HANNIFIN | 22-4-8 | 2.07 | 2.605 | N | 2.07 | 2.605 | 2.605
PKR-22-4-8 | 175891 | 8 | 134219 | 1/2 x 1/4 Barb Coupling | PARKER HANNIFIN | 22-4-8 | 2.07 | 1.276 | N | 2.07 | 2.605 | 2.605
PKR-2200P22 | 166553 | 63 | 134219 | 1/8 FPT ELBOW | PARKER HANNIFIN | 2200P-2-2 | 0.84 | 0.8008 | N | 0.84 | 0.84 | 0.84
PKR-2200P22 | 166559 | 19 | 134219 | 1/8 FPT ELBOW | PARKER HANNIFIN | 2200P-2-2 | 0.84 | 0.7876 | N | 0.84 | 0.84 | 0.84
PKR-2200P22 | 166560 | 7 | 134219 | 1/8 FPT ELBOW | PARKER HANNIFIN | 2200P-2-2 | 0.84 | 0.84 | N | 0.84 | 0.84 | 0.84
PKR-2200P22 | 166561 | 58 | 134219 | 1/8 FPT ELBOW | PARKER HANNIFIN | 2200P-2-2 | 0.84 | 0.8339 | N | 0.84 | 0.84 | 0.84
PKR-2200P44 | 166553 | 17 | 134219 | 1/4" ELBOW | PARKER HANNIFIN | 2200P-4-4 | 1.36 | 1.3368 | N | 1.36 | 1.36 | 1.36
PKR-2200P44 | 166559 | 3 | 134219 | 1/4" ELBOW | PARKER HANNIFIN | 2200P-4-4 | 1.36 | 1.36 | N | 1.36 | 1.36 | 1.36
PKR-2200P44 | 166560 | 9 | 134219 | 1/4" ELBOW | PARKER HANNIFIN | 2200P-4-4 | 1.36 | 1.27 | N | 1.36 | 1.36 | 1.36
PKR-2200P44 | 166561 | 2 | 134219 | 1/4" ELBOW | PARKER HANNIFIN | 2200P-4-4 | 1.36 | 1.3532 | N | 1.36 | 1.36 | 1.36
PKR-2200P66 | 166553 | 43 | 134219 | 3/8 FPT ELBOW (box = 10) | PARKER HANNIFIN | 2200P-6-6 | 3.4 | 3.2409 | Y | 3.4 | 3.4 | 3.4
PKR-2200P66 | 166559 | 12 | 134219 | 3/8 FPT ELBOW (box = 10) | PARKER HANNIFIN | 2200P-6-6 | 3.4 | 1.38 | N | 3.4 | 3.4 | 3.4
PKR-2200P66 | 166560 | 4 | 134219 | 3/8 FPT ELBOW (box = 10) | PARKER HANNIFIN | 2200P-6-6 | 3.4 | 3.4 | Y | 3.4 | 3.4 | 3.4
PKR-2200P66 | 166561 | 7 | 134219 | 3/8 FPT ELBOW (box = 10) | PARKER HANNIFIN | 2200P-6-6 | 3.4 | 1.462 | N | 3.4 | 3.4 | 3.4
PKR-2200P88 | 166553 | 13 | 134219 | 1/2 FPT ELBOW | PARKER HANNIFIN | 2200P-8-8 | 4.64 | 4.2629 | Y | 4.64 | 4.64 | 4.64
PKR-2200P88 | 166559 | 10 | 134219 | 1/2 FPT ELBOW | PARKER HANNIFIN | 2200P-8-8 | 4.64 | 2.284 | N | 4.64 | 4.64 | 4.64
PKR-2200P88 | 166560 | 5 | 134219 | 1/2 FPT ELBOW | PARKER HANNIFIN | 2200P-8-8 | 4.64 | 4.64 | N | 4.64 | 4.64 | 4.64
PKR-2202P22 | 10510 | 40 | 134219 | 1/8" MPT X 1/8" FPT STREET ELBOW (BO | PARKER HANNIFIN | 2202P-2-2 | 0.5617 | 0.541 | Y | 0.5617 | 0.56169 | 0.5617
PKR-2202P22 | 166553 | 82 | 134219 | 1/8" MPT X 1/8" FPT STREET ELBOW (BO | PARKER HANNIFIN | 2202P-2-2 | 0.5617 | 0.56169 | Y | 0.5617 | 0.56169 | 0.5617
PKR-2202P22 | 166559 | 152 | 134219 | 1/8" MPT X 1/8" FPT STREET ELBOW (BO | PARKER HANNIFIN | 2202P-2-2 | 0.5617 | 0.46 | N | 0.5617 | 0.56169 | 0.5617
PKR-2202P22 | 166561 | 31 | 134219 | 1/8" MPT X 1/8" FPT STREET ELBOW (BO | PARKER HANNIFIN | 2202P-2-2 | 0.5617 | 0.5163 | N | 0.5617 | 0.56169 | 0.5617
PKR-2202P22 | 175891 | 2 | 134219 | 1/8" MPT X 1/8" FPT STREET ELBOW (BO | PARKER HANNIFIN | 2202P-2-2 | 0.5617 | 0.469 | Y | 0.5617 | 0.56169 | 0.5617
PKR-2203P2 | 166553 | 29 | 134219 | 1/8 FPT TEE (BOX-25) | PARKER HANNIFIN | 2203P-2 | 2.05 | 0.85 | Y | 2.05 | 2.05 | 2.05
PKR-2203P2 | 166559 | 5 | 134219 | 1/8 FPT TEE (BOX-25) | PARKER HANNIFIN | 2203P-2 | 2.05 | 1.2702 | N | 2.05 | 2.05 | 2.05
PKR-2203P2 | 166560 | 7 | 134219 | 1/8 FPT TEE (BOX-25) | PARKER HANNIFIN | 2203P-2 | 2.05 | 1.62 | N | 2.05 | 2.05 | 2.05
PKR-2203P2 | 166561 | 25 | 134219 | 1/8 FPT TEE (BOX-25) | PARKER HANNIFIN | 2203P-2 | 2.05 | 2.05 | N | 2.05 | 2.05 | 2.05
PKR-2203P4 | 166553 | 61 | 134219 | 1/4" fpt Tee | PARKER HANNIFIN | 2203P-4 | 1.5295 | 1.5295 | Y | 1.5295 | 1.5295 | 1.5295
PKR-2203P4 | 166560 | 12 | 134219 | 1/4" fpt Tee | PARKER HANNIFIN | 2203P-4 | 1.5295 | 1.43 | Y | 1.5295 | 1.5295 | 1.5295
PKR-2203P6 | 10510 | 9 | 134219 | 3/8" FPT TEE | PARKER HANNIFIN | 2203P-6 | 2.119 | 2.0697 | Y | 2.119 | 2.1253 | 2.1253
PKR-2203P6 | 166553 | 20 | 134219 | 3/8" FPT TEE | PARKER HANNIFIN | 2203P-6 | 2.119 | 2.0225 | Y | 2.119 | 2.1253 | 2.1253
PKR-2203P6 | 166559 | 27 | 134219 | 3/8" FPT TEE | PARKER HANNIFIN | 2203P-6 | 2.119 | 1.72 | N | 2.119 | 2.1253 | 2.1253
PKR-2203P6 | 166560 | 38 | 134219 | 3/8" FPT TEE | PARKER HANNIFIN | 2203P-6 | 2.119 | 2.1253 | Y | 2.119 | 2.1253 | 2.1253
PKR-2203P6 | 175891 | 8 | 134219 | 3/8" FPT TEE | PARKER HANNIFIN | 2203P-6 | 2.119 | 1.877 | Y | 2.119 | 2.1253 | 2.1253
PKR-2203P8 | 10008 | 5 | 134219 | Parker Union Tee 1/2" | PARKER HANNIFIN | 2203P-8 | 12.96 | 12.96 | N | 12.96 | 12.96 | 12.96
PKR-2203P8 | 166553 | 7 | 134219 | Parker Union Tee 1/2" | PARKER HANNIFIN | 2203P-8 | 12.96 | 6.3213 | Y | 12.96 | 12.96 | 12.96
PKR-2203P8 | 166559 | 2 | 134219 | Parker Union Tee 1/2" | PARKER HANNIFIN | 2203P-8 | 12.96 | 2.58 | N | 12.96 | 12.96 | 12.96
PKR-2203P8 | 166560 | 10 | 134219 | Parker Union Tee 1/2" | PARKER HANNIFIN | 2203P-8 | 12.96 | 6.628 | N | 12.96 | 12.96 | 12.96
PKR-2203P8 | 166561 | 3 | 134219 | Parker Union Tee 1/2" | PARKER HANNIFIN | 2203P-8 | 12.96 | 9.2391 | N | 12.96 | 12.96 | 12.96
PKR-22042 | 10510 | 88 | 134219 | 1/4B x 1/4B x 1/8FPT w Ears | PARKER HANNIFIN | 220-4-2 | 3.786 | 3.7639 | Y | 3.786 | 3.7639 | 3.786
PKR-22042 | 166553 | 35 | 134219 | 1/4B x 1/4B x 1/8FPT w Ears | PARKER HANNIFIN | 220-4-2 | 3.786 | 2.3635 | Y | 3.786 | 3.7639 | 3.786
PKR-22042 | 166559 | 19 | 134219 | 1/4B x 1/4B x 1/8FPT w Ears | PARKER HANNIFIN | 220-4-2 | 3.786 | 2.5157 | N | 3.786 | 3.7639 | 3.786
PKR-22042 | 166561 | 35 | 134219 | 1/4B x 1/4B x 1/8FPT w Ears | PARKER HANNIFIN | 220-4-2 | 3.786 | 3.5278 | Y | 3.786 | 3.7639 | 3.786
PKR-22042 | 175891 | 4 | 134219 | 1/4B x 1/4B x 1/8FPT w Ears | PARKER HANNIFIN | 220-4-2 | 3.786 | 2.702 | Y | 3.786 | 3.7639 | 3.786
PKR-222P42 | 10510 | 39 | 134219 | ADAPTER 1/4 FPT X 1/8MPT A4F8M 25BX | PARKER HANNIFIN | X222P-4-2 | 0.668 | 0.66019 | Y | 0.668 | 0.67 | 0.67
PKR-222P42 | 175888 | 28 | 134219 | ADAPTER 1/4 FPT X 1/8MPT A4F8M 25BX | PARKER HANNIFIN | X222P-4-2 | 0.668 | 0.67 | N | 0.668 | 0.67 | 0.67
PKR-222P42 | 175891 | 2 | 134219 | ADAPTER 1/4 FPT X 1/8MPT A4F8M 25BX | PARKER HANNIFIN | X222P-4-2 | 0.668 | 0.57 | Y | 0.668 | 0.67 | 0.67
PKR-222P88 | 166561 | 25 | 134219 | Adapter 1/2" MPT x 1/2" FPT | PARKER HANNIFIN | 222P-8-8 | 40.0747 | 40.0747 | N | 40.0747 | 40.0747 | 40.0747
PKR-224 | 10510 | 1473 | 134219 | COUPLING 1/4 BARB C4B 50BX | PARKER HANNIFIN | X22-4 | 0.2 | 0.2 | Y | 0.2 | 0.29726 | 0.29726
PKR-224 | 166553 | 222 | 134219 | COUPLING 1/4 BARB C4B 50BX | PARKER HANNIFIN | X22-4 | 0.2 | 0.2 | Y | 0.2 | 0.29726 | 0.29726
PKR-224 | 166557 | 28 | 134219 | COUPLING 1/4 BARB C4B 50BX | PARKER HANNIFIN | X22-4 | 0.2 | 0.2 | Y | 0.2 | 0.29726 | 0.29726
PKR-224 | 166559 | 526 | 134219 | COUPLING 1/4 BARB C4B 50BX | PARKER HANNIFIN | X22-4 | 0.2 | 0.2 | Y | 0.2 | 0.29726 | 0.29726
PKR-224 | 166560 | 59 | 134219 | COUPLING 1/4 BARB C4B 50BX | PARKER HANNIFIN | X22-4 | 0.2 | 0.2 | Y | 0.2 | 0.29726 | 0.29726
PKR-224 | 166561 | 575 | 134219 | COUPLING 1/4 BARB C4B 50BX | PARKER HANNIFIN | X22-4 | 0.2 | 0.2 | Y | 0.2 | 0.29726 | 0.29726
PKR-224 | 173042 | 783 | 134219 | COUPLING 1/4 BARB C4B 50BX | PARKER HANNIFIN | X22-4 | 0.2 | 0.17314 | Y | 0.2 | 0.29726 | 0.29726
PKR-224 | 175888 | 2400 | 134219 | COUPLING 1/4 BARB C4B 50BX | PARKER HANNIFIN | X22-4 | 0.2 | 0.23696 | Y | 0.2 | 0.29726 | 0.29726
PKR-224 | 175890 | 292 | 134219 | COUPLING 1/4 BARB C4B 50BX | PARKER HANNIFIN | X22-4 | 0.2 | 0.29726 | Y | 0.2 | 0.29726 | 0.29726
PKR-224 | 175891 | 10 | 134219 | COUPLING 1/4 BARB C4B 50BX | PARKER HANNIFIN | X22-4 | 0.2 | 0.2 | Y | 0.2 | 0.29726 | 0.29726
PKR-224-5/32 | 10510 | 3526 | 134219 | TEE 5/32 BARB T5B 100BX | PARKER HANNIFIN | X224-5/32 | 1.62 | 1.62 | Y | 1.62 | 2.0581 | 2.0581
PKR-224-5/32 | 166553 | 60 | 134219 | TEE 5/32 BARB T5B 100BX | PARKER HANNIFIN | X224-5/32 | 1.62 | 1.62 | Y | 1.62 | 2.0581 | 2.0581
PKR-224-5/32 | 166557 | 60 | 134219 | TEE 5/32 BARB T5B 100BX | PARKER HANNIFIN | X224-5/32 | 1.62 | 1.62 | Y | 1.62 | 2.0581 | 2.0581
PKR-224-5/32 | 166559 | 103 | 134219 | TEE 5/32 BARB T5B 100BX | PARKER HANNIFIN | X224-5/32 | 1.62 | 2.0581 | Y | 1.62 | 2.0581 | 2.0581
PKR-224-5/32 | 166560 | 118 | 134219 | TEE 5/32 BARB T5B 100BX | PARKER HANNIFIN | X224-5/32 | 1.62 | 1.62 | Y | 1.62 | 2.0581 | 2.0581
PKR-224-5/32 | 166561 | 200 | 134219 | TEE 5/32 BARB T5B 100BX | PARKER HANNIFIN | X224-5/32 | 1.62 | 1.62 | Y | 1.62 | 2.0581 | 2.0581
PKR-224-5/32 | 173042 | 115 | 134219 | TEE 5/32 BARB T5B 100BX | PARKER HANNIFIN | X224-5/32 | 1.62 | 1.62 | Y | 1.62 | 2.0581 | 2.0581
PKR-224-5/32 | 175888 | 300 | 134219 | TEE 5/32 BARB T5B 100BX | PARKER HANNIFIN | X224-5/32 | 1.62 | 0.022513 | N | 1.62 | 2.0581 | 2.0581
PKR-224-5/32 | 175890 | 175 | 134219 | TEE 5/32 BARB T5B 100BX | PARKER HANNIFIN | X224-5/32 | 1.62 | 1.3934 | Y | 1.62 | 2.0581 | 2.0581
PKR-224-5/32 | 175891 | 94 | 134219 | TEE 5/32 BARB T5B 100BX | PARKER HANNIFIN | X224-5/32 | 1.62 | 0.89971 | N | 1.62 | 2.0581 | 2.0581
PKR-224-6 | 10008 | 50 | 134219 | TEE 3/8 BARB T3B 100BX | PARKER HANNIFIN | X224-6 | 1.22 | 0.72 | Y | 1.22 | 1.22 | 1.22
PKR-224-6 | 10510 | 114 | 134219 | TEE 3/8 BARB T3B 100BX | PARKER HANNIFIN | X224-6 | 1.22 | 0.72 | Y | 1.22 | 1.22 | 1.22
PKR-224-6 | 166553 | 104 | 134219 | TEE 3/8 BARB T3B 100BX | PARKER HANNIFIN | X224-6 | 1.22 | 0.3667 | Y | 1.22 | 1.22 | 1.22
PKR-224-6 | 166559 | 146 | 134219 | TEE 3/8 BARB T3B 100BX | PARKER HANNIFIN | X224-6 | 1.22 | 0.29954 | Y | 1.22 | 1.22 | 1.22
PKR-224-6 | 166560 | 275 | 134219 | TEE 3/8 BARB T3B 100BX | PARKER HANNIFIN | X224-6 | 1.22 | 0.53021 | Y | 1.22 | 1.22 | 1.22
PKR-224-6 | 166561 | 49 | 134219 | TEE 3/8 BARB T3B 100BX | PARKER HANNIFIN | X224-6 | 1.22 | 0.38556 | N | 1.22 | 1.22 | 1.22
PKR-224-6 | 173042 | 238 | 134219 | TEE 3/8 BARB T3B 100BX | PARKER HANNIFIN | X224-6 | 1.22 | 1.22 | Y | 1.22 | 1.22 | 1.22
PKR-224-6 | 175888 | 7377 | 134219 | TEE 3/8 BARB T3B 100BX | PARKER HANNIFIN | X224-6 | 1.22 | 0.027553 | Y | 1.22 | 1.22 | 1.22
PKR-224-6 | 175890 | 50 | 134219 | TEE 3/8 BARB T3B 100BX | PARKER HANNIFIN | X224-6 | 1.22 | 0.027553 | Y | 1.22 | 1.22 | 1.22
PKR-224-6 | 175891 | 95 | 134219 | TEE 3/8 BARB T3B 100BX | PARKER HANNIFIN | X224-6 | 1.22 | 0.2878 | Y | 1.22 | 1.22 | 1.22
PKR-2244 | 10510 | 1731 | 134219 | TEE 1/4 BARB T4B 100BX | PARKER HANNIFIN | X224-4 | 0.62 | 0.61999 | Y | 0.62 | 0.62004 | 0.62004
PKR-2244 | 166553 | 144 | 134219 | TEE 1/4 BARB T4B 100BX | PARKER HANNIFIN | X224-4 | 0.62 | 0.62 | Y | 0.62 | 0.62004 | 0.62004
PKR-2244 | 166559 | 87 | 134219 | TEE 1/4 BARB T4B 100BX | PARKER HANNIFIN | X224-4 | 0.62 | 0.62 | Y | 0.62 | 0.62004 | 0.62004
PKR-2244 | 166560 | 34 | 134219 | TEE 1/4 BARB T4B 100BX | PARKER HANNIFIN | X224-4 | 0.62 | 0.62 | Y | 0.62 | 0.62004 | 0.62004
PKR-2244 | 166561 | 13 | 134219 | TEE 1/4 BARB T4B 100BX | PARKER HANNIFIN | X224-4 | 0.62 | 0.62 | Y | 0.62 | 0.62004 | 0.62004
PKR-2244 | 173042 | 201 | 134219 | TEE 1/4 BARB T4B 100BX | PARKER HANNIFIN | X224-4 | 0.62 | 0.62 | Y | 0.62 | 0.62004 | 0.62004
PKR-2244 | 175888 | 1600 | 134219 | TEE 1/4 BARB T4B 100BX | PARKER HANNIFIN | X224-4 | 0.62 | 0.62 | Y | 0.62 | 0.62004 | 0.62004
PKR-2244 | 175890 | 815 | 134219 | TEE 1/4 BARB T4B 100BX | PARKER HANNIFIN | X224-4 | 0.62 | 0.62004 | Y | 0.62 | 0.62004 | 0.62004
PKR-2244 | 175891 | 312 | 134219 | TEE 1/4 BARB T4B 100BX | PARKER HANNIFIN | X224-4 | 0.62 | 0.61783 | Y | 0.62 | 0.62004 | 0.62004
PKR-22444532 | 10510 | 237 | 134219 | TEE 1/4 X 1/4 X 5/32 BARB T4B4B5B 100BX | PARKER HANNIFIN | X224-4-4-5/32 | 0.884 | 0.88534 | Y | 0.884 | 0.89 | 0.89
PKR-22444532 | 166553 | 206 | 134219 | TEE 1/4 X 1/4 X 5/32 BARB T4B4B5B 100BX | PARKER HANNIFIN | X224-4-4-5/32 | 0.884 | 0.84687 | Y | 0.884 | 0.89 | 0.89
PKR-22444532 | 166557 | 170 | 134219 | TEE 1/4 X 1/4 X 5/32 BARB T4B4B5B 100BX | PARKER HANNIFIN | X224-4-4-5/32 | 0.884 | 0.55757 | Y | 0.884 | 0.89 | 0.89
PKR-22444532 | 166559 | 70 | 134219 | TEE 1/4 X 1/4 X 5/32 BARB T4B4B5B 100BX | PARKER HANNIFIN | X224-4-4-5/32 | 0.884 | 0.77069 | Y | 0.884 | 0.89 | 0.89
PKR-22444532 | 166560 | 92 | 134219 | TEE 1/4 X 1/4 X 5/32 BARB T4B4B5B 100BX | PARKER HANNIFIN | X224-4-4-5/32 | 0.884 | 0.704 | Y | 0.884 | 0.89 | 0.89
PKR-22444532 | 166561 | 108 | 134219 | TEE 1/4 X 1/4 X 5/32 BARB T4B4B5B 100BX | PARKER HANNIFIN | X224-4-4-5/32 | 0.884 | 0.87198 | Y | 0.884 | 0.89 | 0.89
PKR-22444532 | 175888 | 4750 | 134219 | TEE 1/4 X 1/4 X 5/32 BARB T4B4B5B 100BX | PARKER HANNIFIN | X224-4-4-5/32 | 0.884 | 0.018292 | N | 0.884 | 0.89 | 0.89
PKR-22444532 | 175890 | 200 | 134219 | TEE 1/4 X 1/4 X 5/32 BARB T4B4B5B 100BX | PARKER HANNIFIN | X224-4-4-5/32 | 0.884 | 0.89 | Y | 0.884 | 0.89 | 0.89
PKR-22444532 | 175891 | 203 | 134219 | TEE 1/4 X 1/4 X 5/32 BARB T4B4B5B 100BX | PARKER HANNIFIN | X224-4-4-5/32 | 0.884 | 0.62586 | Y | 0.884 | 0.89 | 0.89
PKR-2246 | 10008 | 95 | 134219 | COUPLING 1/4 X 3/8 BARB C4B3B 25BX | PARKER HANNIFIN | X22-4-6 | 0.3511 | 0.27 | Y | 0.3511 | 0.27601 | 0.3511
PKR-2246 | 10510 | 884 | 134219 | COUPLING 1/4 X 3/8 BARB C4B3B 25BX | PARKER HANNIFIN | X22-4-6 | 0.3511 | 0.27 | Y | 0.3511 | 0.27601 | 0.3511
PKR-2246 | 166553 | 80 | 134219 | COUPLING 1/4 X 3/8 BARB C4B3B 25BX | PARKER HANNIFIN | X22-4-6 | 0.3511 | 0.27 | Y | 0.3511 | 0.27601 | 0.3511
PKR-2246 | 166557 | 65 | 134219 | COUPLING 1/4 X 3/8 BARB C4B3B 25BX | PARKER HANNIFIN | X22-4-6 | 0.3511 | 0.27 | Y | 0.3511 | 0.27601 | 0.3511
PKR-2246 | 166559 | 36 | 134219 | COUPLING 1/4 X 3/8 BARB C4B3B 25BX | PARKER HANNIFIN | X22-4-6 | 0.3511 | 0.27 | Y | 0.3511 | 0.27601 | 0.3511
PKR-2246 | 166560 | 3 | 134219 | COUPLING 1/4 X 3/8 BARB C4B3B 25BX | PARKER HANNIFIN | X22-4-6 | 0.3511 | 0.27601 | Y | 0.3511 | 0.27601 | 0.3511
PKR-2246 | 166561 | 944 | 134219 | COUPLING 1/4 X 3/8 BARB C4B3B 25BX | PARKER HANNIFIN | X22-4-6 | 0.3511 | 0.27 | Y | 0.3511 | 0.27601 | 0.3511
PKR-2246 | 173042 | 35 | 134219 | COUPLING 1/4 X 3/8 BARB C4B3B 25BX | PARKER HANNIFIN | X22-4-6 | 0.3511 | 0.27 | Y | 0.3511 | 0.27601 | 0.3511
PKR-2246 | 175888 | 24 | 134219 | COUPLING 1/4 X 3/8 BARB C4B3B 25BX | PARKER HANNIFIN | X22-4-6 | 0.3511 | 0.27 | N | 0.3511 | 0.27601 | 0.3511
PKR-2246 | 175891 | 89 | 134219 | COUPLING 1/4 X 3/8 BARB C4B3B 25BX | PARKER HANNIFIN | X22-4-6 | 0.3511 | 0.27234 | Y | 0.3511 | 0.27601 | 0.3511
PKR-224664 | 10510 | 248 | 134219 | TEE 3/8 X 3/8 X 1/4BARB T3B3B4B 100BX | PARKER HANNIFIN | X224-6-6-4 | 0.7668 | 0.7608 | Y | 0.7668 | 0.77 | 0.77
PKR-224664 | 166553 | 84 | 134219 | TEE 3/8 X 3/8 X 1/4BARB T3B3B4B 100BX | PARKER HANNIFIN | X224-6-6-4 | 0.7668 | 0.74435 | Y | 0.7668 | 0.77 | 0.77
PKR-224664 | 166559 | 97 | 134219 | TEE 3/8 X 3/8 X 1/4BARB T3B3B4B 100BX | PARKER HANNIFIN | X224-6-6-4 | 0.7668 | 0.76994 | Y | 0.7668 | 0.77 | 0.77
PKR-224664 | 166560 | 26 | 134219 | TEE 3/8 X 3/8 X 1/4BARB T3B3B4B 100BX | PARKER HANNIFIN | X224-6-6-4 | 0.7668 | 0.74015 | Y | 0.7668 | 0.77 | 0.77
PKR-224664 | 166561 | 6 | 134219 | TEE 3/8 X 3/8 X 1/4BARB T3B3B4B 100BX | PARKER HANNIFIN | X224-6-6-4 | 0.7668 | 0.75966 | Y | 0.7668 | 0.77 | 0.77
PKR-224664 | 173042 | 97 | 134219 | TEE 3/8 X 3/8 X 1/4BARB T3B3B4B 100BX | PARKER HANNIFIN | X224-6-6-4 | 0.7668 | 0.6 | Y | 0.7668 | 0.77 | 0.77
PKR-224664 | 175888 | 200 | 134219 | TEE 3/8 X 3/8 X 1/4BARB T3B3B4B 100BX | PARKER HANNIFIN | X224-6-6-4 | 0.7668 | 0.77 | Y | 0.7668 | 0.77 | 0.77
PKR-224664 | 175890 | 250 | 134219 | TEE 3/8 X 3/8 X 1/4BARB T3B3B4B 100BX | PARKER HANNIFIN | X224-6-6-4 | 0.7668 | 0.77 | Y | 0.7668 | 0.77 | 0.77
PKR-224664 | 175891 | 66 | 134219 | TEE 3/8 X 3/8 X 1/4BARB T3B3B4B 100BX | PARKER HANNIFIN | X224-6-6-4 | 0.7668 | 0.1856 | Y | 0.7668 | 0.77 | 0.77
PKR-22466532 | 166559 | 32 | 134219 | TEE 3/8 X 3/8 X 5/32 BARB T3B3B5B 100BX | PARKER HANNIFIN | X224-6-6-5/32 | 3.45 | 3.45 | N | 3.45 | 3.45 | 3.45
PKR-224884 | 10510 | 103 | 134219 | 1/2" x 1/2" x 1/4" Barb Tee | PARKER HANNIFIN | 224-8-8-4 | 4.1716 | 3.7653 | Y | 4.1716 | 4.1716 | 4.1716
PKR-224884 | 166553 | 13 | 134219 | 1/2" x 1/2" x 1/4" Barb Tee | PARKER HANNIFIN | 224-8-8-4 | 4.1716 | 2.69 | Y | 4.1716 | 4.1716 | 4.1716
PKR-224884 | 166559 | 43 | 134219 | 1/2" x 1/2" x 1/4" Barb Tee | PARKER HANNIFIN | 224-8-8-4 | 4.1716 | 4.1716 | Y | 4.1716 | 4.1716 | 4.1716
PKR-224884 | 166560 | 4 | 134219 | 1/2" x 1/2" x 1/4" Barb Tee | PARKER HANNIFIN | 224-8-8-4 | 4.1716 | 1.5844 | N | 4.1716 | 4.1716 | 4.1716
PKR-224884 | 166561 | 32 | 134219 | 1/2" x 1/2" x 1/4" Barb Tee | PARKER HANNIFIN | 224-8-8-4 | 4.1716 | 2.5736 | N | 4.1716 | 4.1716 | 4.1716
PKR-224884 | 175891 | 6 | 134219 | 1/2" x 1/2" x 1/4" Barb Tee | PARKER HANNIFIN | 224-8-8-4 | 4.1716 | 1.779 | Y | 4.1716 | 4.1716 | 4.1716
PKR-224886 | 10510 | 79 | 134219 | 1/2 x 1/2 x 3/8 Barb Tee | PARKER HANNIFIN | 224-8-8-6 | 3.7747 | 3.0022 | Y | 3.7747 | 3.7747 | 3.7747
PKR-224886 | 166553 | 20 | 134219 | 1/2 x 1/2 x 3/8 Barb Tee | PARKER HANNIFIN | 224-8-8-6 | 3.7747 | 3.548 | Y | 3.7747 | 3.7747 | 3.7747
PKR-224886 | 166559 | 89 | 134219 | 1/2 x 1/2 x 3/8 Barb Tee | PARKER HANNIFIN | 224-8-8-6 | 3.7747 | 1.51 | N | 3.7747 | 3.7747 | 3.7747
PKR-224886 | 166561 | 34 | 134219 | 1/2 x 1/2 x 3/8 Barb Tee | PARKER HANNIFIN | 224-8-8-6 | 3.7747 | 3.7747 | N | 3.7747 | 3.7747 | 3.7747
PKR-224886 | 175891 | 47 | 134219 | 1/2 x 1/2 x 3/8 Barb Tee | PARKER HANNIFIN | 224-8-8-6 | 3.7747 | 0.932 | Y | 3.7747 | 3.7747 | 3.7747
PKR-22532 | 10008 | 25 | 134219 | COUPLING 5/32 BARB C5B 50BX | PARKER HANNIFIN | X22-5/32 | 0.23 | 0.62278 | N | 0.23 | 0.62278 | 0.62278
PKR-22532 | 10510 | 1086 | 134219 | COUPLING 5/32 BARB C5B 50BX | PARKER HANNIFIN | X22-5/32 | 0.23 | 0.22739 | Y | 0.23 | 0.62278 | 0.62278
PKR-22532 | 166553 | 259 | 134219 | COUPLING 5/32 BARB C5B 50BX | PARKER HANNIFIN | X22-5/32 | 0.23 | 0.22995 | Y | 0.23 | 0.62278 | 0.62278
PKR-22532 | 166557 | 135 | 134219 | COUPLING 5/32 BARB C5B 50BX | PARKER HANNIFIN | X22-5/32 | 0.23 | 0.19 | Y | 0.23 | 0.62278 | 0.62278
PKR-22532 | 166559 | 67 | 134219 | COUPLING 5/32 BARB C5B 50BX | PARKER HANNIFIN | X22-5/32 | 0.23 | 0.23 | Y | 0.23 | 0.62278 | 0.62278
PKR-22532 | 166560 | 72 | 134219 | COUPLING 5/32 BARB C5B 50BX | PARKER HANNIFIN | X22-5/32 | 0.23 | 0.23 | Y | 0.23 | 0.62278 | 0.62278
PKR-22532 | 166561 | 120 | 134219 | COUPLING 5/32 BARB C5B 50BX | PARKER HANNIFIN | X22-5/32 | 0.23 | 0.22999 | Y | 0.23 | 0.62278 | 0.62278
PKR-22532 | 173042 | 187 | 134219 | COUPLING 5/32 BARB C5B 50BX | PARKER HANNIFIN | X22-5/32 | 0.23 | 0.62278 | Y | 0.23 | 0.62278 | 0.62278
PKR-22532 | 175888 | 12050 | 134219 | COUPLING 5/32 BARB C5B 50BX | PARKER HANNIFIN | X22-5/32 | 0.23 | 0.0038551 | Y | 0.23 | 0.62278 | 0.62278
PKR-22532 | 175890 | 1050 | 134219 | COUPLING 5/32 BARB C5B 50BX | PARKER HANNIFIN | X22-5/32 | 0.23 | 0.033921 | Y | 0.23 | 0.62278 | 0.62278
PKR-22532 | 175891 | 450 | 134219 | COUPLING 5/32 BARB C5B 50BX | PARKER HANNIFIN | X22-5/32 | 0.23 | 0.22878 | Y | 0.23 | 0.62278 | 0.62278
PKR-22544 | 10008 | 54 | 134219 | ELBOW 1/4 BARB CL4B 100BX | PARKER HANNIFIN | X225-4-4 | 0.55 | 0.55 | Y | 0.55 | 0.74493 | 0.74493
PKR-22544 | 10510 | 995 | 134219 | ELBOW 1/4 BARB CL4B 100BX | PARKER HANNIFIN | X225-4-4 | 0.55 | 0.55 | Y | 0.55 | 0.74493 | 0.74493
PKR-22544 | 166553 | 285 | 134219 | ELBOW 1/4 BARB CL4B 100BX | PARKER HANNIFIN | X225-4-4 | 0.55 | 0.55 | Y | 0.55 | 0.74493 | 0.74493
PKR-22544 | 166559 | 204 | 134219 | ELBOW 1/4 BARB CL4B 100BX | PARKER HANNIFIN | X225-4-4 | 0.55 | 0.55 | Y | 0.55 | 0.74493 | 0.74493
PKR-22544 | 166560 | 99 | 134219 | ELBOW 1/4 BARB CL4B 100BX | PARKER HANNIFIN | X225-4-4 | 0.55 | 0.55 | Y | 0.55 | 0.74493 | 0.74493
PKR-22544 | 166561 | 84 | 134219 | ELBOW 1/4 BARB CL4B 100BX | PARKER HANNIFIN | X225-4-4 | 0.55 | 0.55 | Y | 0.55 | 0.74493 | 0.74493
PKR-22544 | 173042 | 265 | 134219 | ELBOW 1/4 BARB CL4B 100BX | PARKER HANNIFIN | X225-4-4 | 0.55 | 0.52891 | Y | 0.55 | 0.74493 | 0.74493
PKR-22544 | 175888 | 500 | 134219 | ELBOW 1/4 BARB CL4B 100BX | PARKER HANNIFIN | X225-4-4 | 0.55 | 0.593 | Y | 0.55 | 0.74493 | 0.74493
PKR-22544 | 175890 | 125 | 134219 | ELBOW 1/4 BARB CL4B 100BX | PARKER HANNIFIN | X225-4-4 | 0.55 | 0.74493 | Y | 0.55 | 0.74493 | 0.74493
PKR-22544 | 175891 | 365 | 134219 | ELBOW 1/4 BARB CL4B 100BX | PARKER HANNIFIN | X225-4-4 | 0.55 | 0.55027 | Y | 0.55 | 0.74493 | 0.74493
PKR-225532 | 166553 | 148 | 134219 | ELBOW 5/32 BARB CL5B 100BX | PARKER HANNIFIN | X225-5/32 | 1.0486 | 0.9553 | Y | 1.0486 | 1.0486 | 1.0486
PKR-225532 | 166559 | 10 | 134219 | ELBOW 5/32 BARB CL5B 100BX | PARKER HANNIFIN | X225-5/32 | 1.0486 | 1.0486 | N | 1.0486 | 1.0486 | 1.0486
PKR-225532 | 166560 | 92 | 134219 | ELBOW 5/32 BARB CL5B 100BX | PARKER HANNIFIN | X225-5/32 | 1.0486 | 1.0131 | Y | 1.0486 | 1.0486 | 1.0486
PKR-225532 | 175891 | 50 | 134219 | ELBOW 5/32 BARB CL5B 100BX | PARKER HANNIFIN | X225-5/32 | 1.0486 | 0.030498 | N | 1.0486 | 1.0486 | 1.0486
PKR-22566 | 10510 | 474 | 134219 | ELBOW 3/8 BARB CL3B 100BX | PARKER HANNIFIN | X225-6-6 | 0.8808 | 0.88771 | Y | 0.8808 | 0.89 | 0.89
PKR-22566 | 166553 | 106 | 134219 | ELBOW 3/8 BARB CL3B 100BX | PARKER HANNIFIN | X225-6-6 | 0.8808 | 0.81055 | Y | 0.8808 | 0.89 | 0.89
PKR-22566 | 166559 | 151 | 134219 | ELBOW 3/8 BARB CL3B 100BX | PARKER HANNIFIN | X225-6-6 | 0.8808 | 0.8286 | Y | 0.8808 | 0.89 | 0.89
PKR-22566 | 166560 | 58 | 134219 | ELBOW 3/8 BARB CL3B 100BX | PARKER HANNIFIN | X225-6-6 | 0.8808 | 0.6943 | N | 0.8808 | 0.89 | 0.89
PKR-22566 | 166561 | 21 | 134219 | ELBOW 3/8 BARB CL3B 100BX | PARKER HANNIFIN | X225-6-6 | 0.8808 | 0.83265 | Y | 0.8808 | 0.89 | 0.89
PKR-22566 | 173042 | 129 | 134219 | ELBOW 3/8 BARB CL3B 100BX | PARKER HANNIFIN | X225-6-6 | 0.8808 | 0 | Y | 0.8808 | 0.89 | 0.89
PKR-22566 | 175888 | 200 | 134219 | ELBOW 3/8 BARB CL3B 100BX | PARKER HANNIFIN | X225-6-6 | 0.8808 | 0.89 | Y | 0.8808 | 0.89 | 0.89
PKR-22566 | 175890 | 100 | 134219 | ELBOW 3/8 BARB CL3B 100BX | PARKER HANNIFIN | X225-6-6 | 0.8808 | 0.89 | Y | 0.8808 | 0.89 | 0.89
PKR-22588 | 10510 | 70 | 134219 | ELBOW 1/2 BARB CL2B | PARKER HANNIFIN | 225-8-8 | 2.7374 | 2.6865 | Y | 2.7374 | 2.6865 | 2.7374
PKR-22588 | 166553 | 50 | 134219 | ELBOW 1/2 BARB CL2B | PARKER HANNIFIN | 225-8-8 | 2.7374 | 2.6352 | Y | 2.7374 | 2.6865 | 2.7374
PKR-22588 | 166559 | 9 | 134219 | ELBOW 1/2 BARB CL2B | PARKER HANNIFIN | 225-8-8 | 2.7374 | 1 | N | 2.7374 | 2.6865 | 2.7374
PKR-22588 | 166560 | 40 | 134219 | ELBOW 1/2 BARB CL2B | PARKER HANNIFIN | 225-8-8 | 2.7374 | 2.4804 | N | 2.7374 | 2.6865 | 2.7374
PKR-22588 | 166561 | 12 | 134219 | ELBOW 1/2 BARB CL2B | PARKER HANNIFIN | 225-8-8 | 2.7374 | 2.5667 | N | 2.7374 | 2.6865 | 2.7374
PKR-22588 | 175891 | 2 | 134219 | ELBOW 1/2 BARB CL2B | PARKER HANNIFIN | 225-8-8 | 2.7374 | 2.417 | Y | 2.7374 | 2.6865 | 2.7374
PKR-226 | 10008 | 111 | 134219 | COUPLING 3/8 BARB C3B 50BX | PARKER HANNIFIN | X22-6 | 0.9717 | 0.97168 | Y | 0.9717 | 0.97168 | 0.9717
PKR-226 | 10510 | 398 | 134219 | COUPLING 3/8 BARB C3B 50BX | PARKER HANNIFIN | X22-6 | 0.9717 | 0.29583 | Y | 0.9717 | 0.97168 | 0.9717
PKR-226 | 166553 | 112 | 134219 | COUPLING 3/8 BARB C3B 50BX | PARKER HANNIFIN | X22-6 | 0.9717 | 0.29776 | Y | 0.9717 | 0.97168 | 0.9717
PKR-226 | 166557 | 8 | 134219 | COUPLING 3/8 BARB C3B 50BX | PARKER HANNIFIN | X22-6 | 0.9717 | 0.23936 | Y | 0.9717 | 0.97168 | 0.9717
PKR-226 | 166559 | 30 | 134219 | COUPLING 3/8 BARB C3B 50BX | PARKER HANNIFIN | X22-6 | 0.9717 | 0.29702 | Y | 0.9717 | 0.97168 | 0.9717
PKR-226 | 166560 | 229 | 134219 | COUPLING 3/8 BARB C3B 50BX | PARKER HANNIFIN | X22-6 | 0.9717 | 0.31 | Y | 0.9717 | 0.97168 | 0.9717
PKR-226 | 166561 | 80 | 134219 | COUPLING 3/8 BARB C3B 50BX | PARKER HANNIFIN | X22-6 | 0.9717 | 0.31 | Y | 0.9717 | 0.97168 | 0.9717
PKR-226 | 173042 | 290 | 134219 | COUPLING 3/8 BARB C3B 50BX | PARKER HANNIFIN | X22-6 | 0.9717 | 0.97168 | Y | 0.9717 | 0.97168 | 0.9717
PKR-226 | 175888 | 22100 | 134219 | COUPLING 3/8 BARB C3B 50BX | PARKER HANNIFIN | X22-6 | 0.9717 | 0.0042448 | Y | 0.9717 | 0.97168 | 0.9717
PKR-226 | 175890 | 34525 | 134219 | COUPLING 3/8 BARB C3B 50BX | PARKER HANNIFIN | X22-6 | 0.9717 | 0.0042907 | Y | 0.9717 | 0.97168 | 0.9717
PKR-226 | 175891 | 160 | 134219 | COUPLING 3/8 BARB C3B 50BX | PARKER HANNIFIN | X22-6 | 0.9717 | 0.3025 | Y | 0.9717 | 0.97168 | 0.9717
PKR-2268 | 10510 | 34 | 134219 | COUPLING 1/2 X 3/8 BARB C2B3B 25BX | PARKER HANNIFIN | X22-6-8 | 0.4341 | 0.43818 | Y | 0.4341 | 0.43818 | 0.43818
PKR-2268 | 166553 | 133 | 134219 | COUPLING 1/2 X 3/8 BARB C2B3B 25BX | PARKER HANNIFIN | X22-6-8 | 0.4341 | 0.40888 | Y | 0.4341 | 0.43818 | 0.43818
PKR-2268 | 166559 | 67 | 134219 | COUPLING 1/2 X 3/8 BARB C2B3B 25BX | PARKER HANNIFIN | X22-6-8 | 0.4341 | 0.29 | N | 0.4341 | 0.43818 | 0.43818
PKR-2268 | 166560 | 57 | 134219 | COUPLING 1/2 X 3/8 BARB C2B3B 25BX | PARKER HANNIFIN | X22-6-8 | 0.4341 | 0.39 | N | 0.4341 | 0.43818 | 0.43818
PKR-2268 | 166561 | 76 | 134219 | COUPLING 1/2 X 3/8 BARB C2B3B 25BX | PARKER HANNIFIN | X22-6-8 | 0.4341 | 0.43407 | N | 0.4341 | 0.43818 | 0.43818
PKR-2268 | 175888 | 12450 | 134219 | COUPLING 1/2 X 3/8 BARB C2B3B 25BX | PARKER HANNIFIN | X22-6-8 | 0.4341 | 0.015635 | N | 0.4341 | 0.43818 | 0.43818
PKR-2268 | 175890 | 1850 | 134219 | COUPLING 1/2 X 3/8 BARB C2B3B 25BX | PARKER HANNIFIN | X22-6-8 | 0.4341 | 0.015487 | N | 0.4341 | 0.43818 | 0.43818
PKR-2268 | 175891 | 33 | 134219 | COUPLING 1/2 X 3/8 BARB C2B3B 25BX | PARKER HANNIFIN | X22-6-8 | 0.4341 | 0.385 | Y | 0.4341 | 0.43818 | 0.43818
PKR-228 | 10510 | 129 | 134219 | COUPLING 1/2 BARB C2B 25BX | PARKER HANNIFIN | X22-8 | 1.73 | 1.599 | Y | 1.73 | 1.73 | 1.73
PKR-228 | 166553 | 100 | 134219 | COUPLING 1/2 BARB C2B 25BX | PARKER HANNIFIN | X22-8 | 1.73 | 1.7206 | Y | 1.73 | 1.73 | 1.73
PKR-228 | 166559 | 23 | 134219 | COUPLING 1/2 BARB C2B 25BX | PARKER HANNIFIN | X22-8 | 1.73 | 1.712 | Y | 1.73 | 1.73 | 1.73
PKR-228 | 166560 | 37 | 134219 | COUPLING 1/2 BARB C2B 25BX | PARKER HANNIFIN | X22-8 | 1.73 | 1.6319 | N | 1.73 | 1.73 | 1.73
PKR-228 | 166561 | 85 | 134219 | COUPLING 1/2 BARB C2B 25BX | PARKER HANNIFIN | X22-8 | 1.73 | 1.73 | N | 1.73 | 1.73 | 1.73
PKR-228 | 175891 | 16 | 134219 | COUPLING 1/2 BARB C2B 25BX | PARKER HANNIFIN | X22-8 | 1.73 | 1.553 | Y | 1.73 | 1.73 | 1.73
PKR-22842 | 10510 | 79 | 134219 | TEE 1/4B X 1/8MPT X 1/8FPT AT4B8M8F 50BX | PARKER HANNIFIN | X228-4-2 | 5.9903 | 5.353 | Y | 5.9903 | 5.9903 | 5.9903
PKR-22842 | 166553 | 29 | 134219 | TEE 1/4B X 1/8MPT X 1/8FPT AT4B8M8F 50BX | PARKER HANNIFIN | X228-4-2 | 5.9903 | 3.4724 | Y | 5.9903 | 5.9903 | 5.9903
PKR-22842 | 166561 | 101 | 134219 | TEE 1/4B X 1/8MPT X 1/8FPT AT4B8M8F 50BX | PARKER HANNIFIN | X228-4-2 | 5.9903 | 5.9903 | N | 5.9903 | 5.9903 | 5.9903
PKR-22842 | 175891 | 36 | 134219 | TEE 1/4B X 1/8MPT X 1/8FPT AT4B8M8F 50BX | PARKER HANNIFIN | X228-4-2 | 5.9903 | 2.0579 | Y | 5.9903 | 5.9903 | 5.9903
PKR-22942 | 10510 | 158 | 134219 | ELBOW 1/4 BARB X 1/8MPT AL4B8M 100BX | PARKER HANNIFIN | X229-4-2 | 0.5379 | 0.54 | Y | 0.5379 | 0.89076 | 0.89076
PKR-22942 | 166553 | 32 | 134219 | ELBOW 1/4 BARB X 1/8MPT AL4B8M 100BX | PARKER HANNIFIN | X229-4-2 | 0.5379 | 0.53455 | Y | 0.5379 | 0.89076 | 0.89076
PKR-22942 | 166559 | 78 | 134219 | ELBOW 1/4 BARB X 1/8MPT AL4B8M 100BX | PARKER HANNIFIN | X229-4-2 | 0.5379 | 0.4465 | N | 0.5379 | 0.89076 | 0.89076
PKR-22942 | 166561 | 47 | 134219 | ELBOW 1/4 BARB X 1/8MPT AL4B8M 100BX | PARKER HANNIFIN | X229-4-2 | 0.5379 | 0.5379 | N | 0.5379 | 0.89076 | 0.89076
PKR-22942 | 175891 | 106 | 134219 | ELBOW 1/4 BARB X 1/8MPT AL4B8M 100BX | PARKER HANNIFIN | X229-4-2 | 0.5379 | 0.89076 | Y | 0.5379 | 0.89076 | 0.89076
PKR-22944 | 166553 | 97 | 134219 | ELBOW 1/4 BARB X 1/4MPT AL4B4M 50BX | PARKER HANNIFIN | X229-4-4 | 1.3515 | 1.3515 | Y | 1.3515 | 1.3515 | 1.3515
PKR-22944 | 166559 | 13 | 134219 | ELBOW 1/4 BARB X 1/4MPT AL4B4M 50BX | PARKER HANNIFIN | X229-4-4 | 1.3515 | 0.63 | N | 1.3515 | 1.3515 | 1.3515
PKR-22944 | 175890 | 3100 | 134219 | ELBOW 1/4 BARB X 1/4MPT AL4B4M 50BX | PARKER HANNIFIN | X229-4-4 | 1.3515 | 0.026783 | N | 1.3515 | 1.3515 | 1.3515
PKR-2295322 | 166553 | 50 | 134219 | ELBOW 5/32 BARB X 1/8MPT AL5B8M 100BX | PARKER HANNIFIN | X229-5/32-2 | 1.93 | 2.6852 | Y | 1.93 | 2.6852 | 2.6852
PKR-2295322 | 166561 | 36 | 134219 | ELBOW 5/32 BARB X 1/8MPT AL5B8M 100BX | PARKER HANNIFIN | X229-5/32-2 | 1.93 | 1.25 | N | 1.93 | 2.6852 | 2.6852
PKR-22962 | 175888 | 100 | 134219 | ELBOW 3/8 BARB X 1/8MPT AL3B8M 100BX | PARKER HANNIFIN | X229-6-2 | 2.964 | 0 | N | 2.964 | 0 | 2.964
PKR-22BH44 | 10510 | 100 | 134219 | 1/4" BARB X 1/4" BARB, BULKHEAD 25BX | PARKER HANNIFIN | 22BH-4-4 | 1.03 | 1.0238 | Y | 1.03 | 1.03 | 1.03
PKR-22BH44 | 166553 | 41 | 134219 | 1/4" BARB X 1/4" BARB, BULKHEAD 25BX | PARKER HANNIFIN | 22BH-4-4 | 1.03 | 1.03 | Y | 1.03 | 1.03 | 1.03
PKR-22BH44 | 166559 | 53 | 134219 | 1/4" BARB X 1/4" BARB, BULKHEAD 25BX | PARKER HANNIFIN | 22BH-4-4 | 1.03 | 1.03 | Y | 1.03 | 1.03 | 1.03
PKR-22BH44 | 166560 | 11 | 134219 | 1/4" BARB X 1/4" BARB, BULKHEAD 25BX | PARKER HANNIFIN | 22BH-4-4 | 1.03 | 0.63 | N | 1.03 | 1.03 | 1.03
PKR-22BH44 | 166561 | 55 | 134219 | 1/4" BARB X 1/4" BARB, BULKHEAD 25BX | PARKER HANNIFIN | 22BH-4-4 | 1.03 | 1.03 | Y | 1.03 | 1.03 | 1.03
PKR-22BH44 | 175891 | 6 | 134219 | 1/4" BARB X 1/4" BARB, BULKHEAD 25BX | PARKER HANNIFIN | 22BH-4-4 | 1.03 | 0.9448 | Y | 1.03 | 1.03 | 1.03
PKR-22BH66 | 166559 | 13 | 134219 | 3/8" BARB X 3/8" BARB, BULKHEAD | PARKER HANNIFIN | X22BH-6-6 | 1.48 | 1.37 | N | 1.48 | 1.5758 | 1.5758
PKR-22BH66 | 175891 | 15 | 134219 | 3/8" BARB X 3/8" BARB, BULKHEAD | PARKER HANNIFIN | X22BH-6-6 | 1.48 | 1.5758 | Y | 1.48 | 1.5758 | 1.5758
PKR-22CA42 | 166553 | 98 | 134219 | 5/32" BARB X 1/4" COMPRESSION | PARKER HANNIFIN | 22CA-4-2 | 0.54 | 0.54 | Y | 0.54 | 0.54 | 0.54
PKR-22CA44 | 10008 | 61 | 134219 | ADAPTER 1/4 BARB X 1/4COMP A4B4C 50BX | PARKER HANNIFIN | X22CA-4-4 | 1.1945 | 1.1945 | N | 1.1945 | 1.1945 | 1.1945
PKR-22CA44 | 10510 | 382 | 134219 | ADAPTER 1/4 BARB X 1/4COMP A4B4C 50BX | PARKER HANNIFIN | X22CA-4-4 | 1.1945 | 0.69739 | Y | 1.1945 | 1.1945 | 1.1945
PKR-22CA44 | 166553 | 32 | 134219 | ADAPTER 1/4 BARB X 1/4COMP A4B4C 50BX | PARKER HANNIFIN | X22CA-4-4 | 1.1945 | 0.69632 | Y | 1.1945 | 1.1945 | 1.1945
PKR-22CA44 | 166559 | 18 | 134219 | ADAPTER 1/4 BARB X 1/4COMP A4B4C 50BX | PARKER HANNIFIN | X22CA-4-4 | 1.1945 | 0.69987 | Y | 1.1945 | 1.1945 | 1.1945
PKR-22CA44 | 166560 | 53 | 134219 | ADAPTER 1/4 BARB X 1/4COMP A4B4C 50BX | PARKER HANNIFIN | X22CA-4-4 | 1.1945 | 0.69994 | Y | 1.1945 | 1.1945 | 1.1945
PKR-22CA44 | 166561 | 102 | 134219 | ADAPTER 1/4 BARB X 1/4COMP A4B4C 50BX | PARKER HANNIFIN | X22CA-4-4 | 1.1945 | 0.69668 | N | 1.1945 | 1.1945 | 1.1945
PKR-22CA44 | 173042 | 200 | 134219 | ADAPTER 1/4 BARB X 1/4COMP A4B4C 50BX | PARKER HANNIFIN | X22CA-4-4 | 1.1945 | 0.7 | Y | 1.1945 | 1.1945 | 1.1945
PKR-22CA44 | 175888 | 21 | 134219 | ADAPTER 1/4 BARB X 1/4COMP A4B4C 50BX | PARKER HANNIFIN | X22CA-4-4 | 1.1945 | 0.7 | Y | 1.1945 | 1.1945 | 1.1945
PKR-22CA44 | 175890 | 14 | 134219 | ADAPTER 1/4 BARB X 1/4COMP A4B4C 50BX | PARKER HANNIFIN | X22CA-4-4 | 1.1945 | 0.7 | Y | 1.1945 | 1.1945 | 1.1945
PKR-22CA44 | 175891 | 236 | 134219 | ADAPTER 1/4 BARB X 1/4COMP A4B4C 50BX | PARKER HANNIFIN | X22CA-4-4 | 1.1945 | 0.62886 | Y | 1.1945 | 1.1945 | 1.1945
PKR-22CABH44 | 10510 | 137 | 134219 | 1/4" BARB X 1/4" COMPRESSION, 25BX | PARKER HANNIFIN | 22CABH-4-4 | 1.45 | 1.4458 | Y | 1.45 | 1.45 | 1.45
PKR-22CABH44 | 166553 | 59 | 134219 | 1/4" BARB X 1/4" COMPRESSION, 25BX | PARKER HANNIFIN | 22CABH-4-4 | 1.45 | 1.45 | Y | 1.45 | 1.45 | 1.45
PKR-22CABH44 | 166559 | 63 | 134219 | 1/4" BARB X 1/4" COMPRESSION, 25BX | PARKER HANNIFIN | 22CABH-4-4 | 1.45 | 1.4486 | Y | 1.45 | 1.45 | 1.45
PKR-22CABH44 | 166560 | 5 | 134219 | 1/4" BARB X 1/4" COMPRESSION, 25BX | PARKER HANNIFIN | 22CABH-4-4 | 1.45 | 1.4108 | Y | 1.45 | 1.45 | 1.45
PKR-22CABH44 | 166561 | 7 | 134219 | 1/4" BARB X 1/4" COMPRESSION, 25BX | PARKER HANNIFIN | 22CABH-4-4 | 1.45 | 1.4395 | Y | 1.45 | 1.45 | 1.45
PKR-22CABH44 | 173042 | 102 | 134219 | 1/4" BARB X 1/4" COMPRESSION, 25BX | PARKER HANNIFIN | 22CABH-4-4 | 1.45 | 1.4232 | Y | 1.45 | 1.45 | 1.45
PKR-22CABH44 | 175891 | 30 | 134219 | 1/4" BARB X 1/4" COMPRESSION, 25BX | PARKER HANNIFIN | 22CABH-4-4 | 1.45 | 1.4458 | Y | 1.45 | 1.45 | 1.45
PKR-22CABH66 | 10510 | 36 | 134219 | 3/8" BARB X 3/8" COMPRESSION, BLKHD 25BX | PARKER HANNIFIN | 22CABH-6-6 | 2.2727 | 2.278 | Y | 2.2727 | 2.3037 | 2.3037
PKR-22CABH66 | 166560 | 1 | 134219 | 3/8" BARB X 3/8" COMPRESSION, BLKHD 25BX | PARKER HANNIFIN | 22CABH-6-6 | 2.2727 | 2.2727 | N | 2.2727 | 2.3037 | 2.3037
PKR-22CABH66 | 166561 | 154 | 134219 | 3/8" BARB X 3/8" COMPRESSION, BLKHD 25BX | PARKER HANNIFIN | 22CABH-6-6 | 2.2727 | 2.2727 | N | 2.2727 | 2.3037 | 2.3037
PKR-22CABH66 | 175891 | 81 | 134219 | 3/8" BARB X 3/8" COMPRESSION, BLKHD 25BX | PARKER HANNIFIN | 22CABH-6-6 | 2.2727 | 2.3037 | Y | 2.2727 | 2.3037 | 2.3037
PKR-23042 | 10510 | 87 | 134219 | ELBOW 1/4 BARB X 1/8 FPT AL4B8F 100BX | PARKER HANNIFIN | 230-4-2 | 1.365 | 1.3558 | Y | 1.365 | 1.3558 | 1.365
PKR-23042 | 166553 | 107 | 134219 | ELBOW 1/4 BARB X 1/8 FPT AL4B8F 100BX | PARKER HANNIFIN | 230-4-2 | 1.365 | 0.54 | Y | 1.365 | 1.3558 | 1.365
PKR-23042 | 166559 | 45 | 134219 | ELBOW 1/4 BARB X 1/8 FPT AL4B8F 100BX | PARKER HANNIFIN | 230-4-2 | 1.365 | 1.1634 | Y | 1.365 | 1.3558 | 1.365
PKR-23042 | 166561 | 121 | 134219 | ELBOW 1/4 BARB X 1/8 FPT AL4B8F 100BX | PARKER HANNIFIN | 230-4-2 | 1.365 | 1.2903 | N | 1.365 | 1.3558 | 1.365
PKR-23042 | 173042 | 106 | 134219 | ELBOW 1/4 BARB X 1/8 FPT AL4B8F 100BX | PARKER HANNIFIN | 230-4-2 | 1.365 | 0.000566 | Y | 1.365 | 1.3558 | 1.365
PKR-23042 | 175891 | 26 | 134219 | ELBOW 1/4 BARB X 1/8 FPT AL4B8F 100BX | PARKER HANNIFIN | 230-4-2 | 1.365 | 1.0493 | Y | 1.365 | 1.3558 | 1.365
PKR-23064 | 166553 | 25 | 134219 | 3/8 Barb x 1/4 FPT Elbow (MIN-25) | PARKER HANNIFIN | 230-6-4 | 1.42 | 3.874 | Y | 1.42 | 3.874 | 3.874
PKR-23142 | 10510 | 72 | 134219 | 1/4" BARB X 1/4" BARB X 1/8" MPT | PARKER HANNIFIN | 231-4-2 | 2.356 | 2.2422 | Y | 2.356 | 2.2422 | 2.356
PKR-23142 | 166553 | 43 | 134219 | 1/4" BARB X 1/4" BARB X 1/8" MPT | PARKER HANNIFIN | 231-4-2 | 2.356 | 1.29 | Y | 2.356 | 2.2422 | 2.356
PKR-23142 | 166559 | 32 | 134219 | 1/4" BARB X 1/4" BARB X 1/8" MPT | PARKER HANNIFIN | 231-4-2 | 2.356 | 1.29 | N | 2.356 | 2.2422 | 2.356
PKR-23142 | 166561 | 32 | 134219 | 1/4" BARB X 1/4" BARB X 1/8" MPT | PARKER HANNIFIN | 231-4-2 | 2.356 | 1.29 | N | 2.356 | 2.2422 | 2.356
PKR-23142 | 173042 | 100 | 134219 | 1/4" BARB X 1/4" BARB X 1/8" MPT | PARKER HANNIFIN | 231-4-2 | 2.356 | 0 | Y | 2.356 | 2.2422 | 2.356
PKR-23142 | 175891 | 20 | 134219 | 1/4" BARB X 1/4" BARB X 1/8" MPT | PARKER HANNIFIN | 231-4-2 | 2.356 | 0.989 | Y | 2.356 | 2.2422 | 2.356
PKR-23162 | 166559 | 40 | 134219 | 3/8"B x 1/8"MPT x 3/8"B M. Run T (MI | PARKER HANNIFIN | 231-6-2 | 1.42 | 1.42 | N | 1.42 | 1.42 | 1.42
PKR-23164 | 166559 | 45 | 134219 | 3/8"B x 1/4"MPT x 3/8"B M. Run T (MI | PARKER HANNIFIN | 231-6-4 | 1.68 | 1.68 | N | 1.68 | 1.68 | 1.68
PKR-23242 | 10510 | 71 | 134219 | TEE 1/4 X 1/4B X 1/8MPT AT4B4B8M 25BX | PARKER HANNIFIN | X232-4-2 | 3.879 | 3.5697 | Y | 3.879 | 3.5697 | 3.879
PKR-23242 | 166553 | 30 | 134219 | TEE 1/4 X 1/4B X 1/8MPT AT4B4B8M 25BX | PARKER HANNIFIN | X232-4-2 | 3.879 | 1.01 | Y | 3.879 | 3.5697 | 3.879
PKR-23242 | 166559 | 19 | 134219 | TEE 1/4 X 1/4B X 1/8MPT AT4B4B8M 25BX | PARKER HANNIFIN | X232-4-2 | 3.879 | 1.01 | N | 3.879 | 3.5697 | 3.879
PKR-23242 | 166561 | 23 | 134219 | TEE 1/4 X 1/4B X 1/8MPT AT4B4B8M 25BX | PARKER HANNIFIN | X232-4-2 | 3.879 | 2.2308 | N | 3.879 | 3.5697 | 3.879
PKR-23242 | 173042 | 93 | 134219 | TEE 1/4 X 1/4B X 1/8MPT AT4B4B8M 25BX | PARKER HANNIFIN | X232-4-2 | 3.879 | 0 | Y | 3.879 | 3.5697 | 3.879
PKR-23242 | 175891 | 31 | 134219 | TEE 1/4 X 1/4B X 1/8MPT AT4B4B8M 25BX | PARKER HANNIFIN | X232-4-2 | 3.879 | 0.826 | Y | 3.879 | 3.5697 | 3.879
PKR-23262 | 166559 | 19 | 134219 | 3/8"B x 3/8"B x 1/8"MPT Branch T (MI | PARKER HANNIFIN | 232-6-2 | 1.42 | 1.42 | N | 1.42 | 1.42 | 1.42
PKR-23264 | 166559 | 4 | 134219 | 3/8"B x 3/8"B x 1/4"MPT Branch T (MI | PARKER HANNIFIN | 232-6-4 | 1.68 | 1.68 | N | 1.68 | 1.68 | 1.68
PKR-23742 | 10510 | 235 | 134219 | ADAPTER 1/4 X 1/4BARB X 1/8FPT AT4B4B8F | PARKER HANNIFIN | 237-4-2 | 2.07 | 2.0679 | Y | 2.07 | 2.07 | 2.07
PKR-23742 | 166553 | 20 | 134219 | ADAPTER 1/4 X 1/4BARB X 1/8FPT AT4B4B8F | PARKER HANNIFIN | 237-4-2 | 2.07 | 2.07 | Y | 2.07 | 2.07 | 2.07
PKR-23742 | 166559 | 47 | 134219 | ADAPTER 1/4 X 1/4BARB X 1/8FPT AT4B4B8F | PARKER HANNIFIN | 237-4-2 | 2.07 | 2.068 | Y | 2.07 | 2.07 | 2.07
PKR-23742 | 166560 | 67 | 134219 | ADAPTER 1/4 X 1/4BARB X 1/8FPT AT4B4B8F | PARKER HANNIFIN | 237-4-2 | 2.07 | 2.0659 | Y | 2.07 | 2.07 | 2.07
PKR-23742 | 166561 | 37 | 134219 | ADAPTER 1/4 X 1/4BARB X 1/8FPT AT4B4B8F | PARKER HANNIFIN | 237-4-2 | 2.07 | 2.069 | Y | 2.07 | 2.07 | 2.07
PKR-23742 | 173042 | 57 | 134219 | ADAPTER 1/4 X 1/4BARB X 1/8FPT AT4B4B8F | PARKER HANNIFIN | 237-4-2 | 2.07 | 2.07 | Y | 2.07 | 2.07 | 2.07
PKR-23742 | 175888 | 30 | 134219 | ADAPTER 1/4 X 1/4BARB X 1/8FPT AT4B4B8F | PARKER HANNIFIN | 237-4-2 | 2.07 | 2.0665 | Y | 2.07 | 2.07 | 2.07
PKR-23742 | 175890 | 3 | 134219 | ADAPTER 1/4 X 1/4BARB X 1/8FPT AT4B4B8F | PARKER HANNIFIN | 237-4-2 | 2.07 | 2.0632 | N | 2.07 | 2.07 | 2.07
PKR-23742 | 175891 | 52 | 134219 | ADAPTER 1/4 X 1/4BARB X 1/8FPT AT4B4B8F | PARKER HANNIFIN | 237-4-2 | 2.07 | 2.0563 | Y | 2.07 | 2.07 | 2.07
PKR-23844 | 10510 | 89 | 134219 | 1/4" SWEAT x 1/4" BARB | PARKER HANNIFIN | 238-4-4 | 1.1 | 0.99158 | Y | 1.1 | 1.1 | 1.1
PKR-23844 | 166553 | 10 | 134219 | 1/4" SWEAT x 1/4" BARB | PARKER HANNIFIN | 238-4-4 | 1.1 | 0.25 | Y | 1.1 | 1.1 | 1.1
PKR-23844 | 166559 | 83 | 134219 | 1/4" SWEAT x 1/4" BARB | PARKER HANNIFIN | 238-4-4 | 1.1 | 0.25 | N | 1.1 | 1.1 | 1.1
PKR-23844 | 166561 | 206 | 134219 | 1/4" SWEAT x 1/4" BARB | PARKER HANNIFIN | 238-4-4 | 1.1 | 0.2597 | N | 1.1 | 1.1 | 1.1
PKR-23844 | 175891 | 5 | 134219 | 1/4" SWEAT x 1/4" BARB | PARKER HANNIFIN | 238-4-4 | 1.1 | 1.1 | Y | 1.1 | 1.1 | 1.1
PKR-2642 | 10008 | 6 | 134219 | ADAPTER 1/4 BARB X 1/8 FPT A4B8F 100BX | PARKER HANNIFIN | X26-4-2 | 0.4142 | 0.01 | N | 0.4142 | 0.41821 | 0.41821
PKR-2642 | 10510 | 76 | 134219 | ADAPTER 1/4 BARB X 1/8 FPT A4B8F 100BX | PARKER HANNIFIN | X26-4-2 | 0.4142 | 0.39407 | Y | 0.4142 | 0.41821 | 0.41821
PKR-2642 | 166553 | 115 | 134219 | ADAPTER 1/4 BARB X 1/8 FPT A4B8F 100BX | PARKER HANNIFIN | X26-4-2 | 0.4142 | 0.38861 | Y | 0.4142 | 0.41821 | 0.41821
PKR-2642 | 166559 | 94 | 134219 | ADAPTER 1/4 BARB X 1/8 FPT A4B8F 100BX | PARKER HANNIFIN | X26-4-2 | 0.4142 | 0.41386 | Y | 0.4142 | 0.41821 | 0.41821
PKR-2642 | 166560 | 65 | 134219 | ADAPTER 1/4 BARB X 1/8 FPT A4B8F 100BX | PARKER HANNIFIN | X26-4-2 | 0.4142 | 0.3479 | Y | 0.4142 | 0.41821 | 0.41821
PKR-2642 | 166561 | 23 | 134219 | ADAPTER 1/4 BARB X 1/8 FPT A4B8F 100BX | PARKER HANNIFIN | X26-4-2 | 0.4142 | 0.41418 | Y | 0.4142 | 0.41821 | 0.41821
PKR-2642 | 173042 | 45 | 134219 | ADAPTER 1/4 BARB X 1/8 FPT A4B8F 100BX | PARKER HANNIFIN | X26-4-2 | 0.4142 | 0.41821 | Y | 0.4142 | 0.41821 | 0.41821
PKR-2642 | 175891 | 136 | 134219 | ADAPTER 1/4 BARB X 1/8 FPT A4B8F 100BX | PARKER HANNIFIN | X26-4-2 | 0.4142 | 0.41819 | Y | 0.4142 | 0.41821 | 0.41821
PKR-265322 | 166553 | 20 | 134219 | Female 1/8" FPT x 5/32 barb (MIN-10 | PARKER HANNIFIN | 26-5/32-2 | 2.93 | 2.93 | Y | 2.93 | 2.93 | 2.93
PKR-265322 | 166559 | 32 | 134219 | Female 1/8" FPT x 5/32 barb (MIN-10 | PARKER HANNIFIN | 26-5/32-2 | 2.93 | 2.9155 | Y | 2.93 | 2.93 | 2.93
PKR-265322 | 166560 | 3 | 134219 | Female 1/8" FPT x 5/32 barb (MIN-10 | PARKER HANNIFIN | 26-5/32-2 | 2.93 | 2.93 | N | 2.93 | 2.93 | 2.93
PKR-265322 | 166561 | 121 | 134219 | Female 1/8" FPT x 5/32 barb (MIN-10 | PARKER HANNIFIN | 26-5/32-2 | 2.93 | 2.7331 | Y | 2.93 | 2.93 | 2.93
PKR-265322 | 173042 | 25 | 134219 | Female 1/8" FPT x 5/32 barb (MIN-10 | PARKER HANNIFIN | 26-5/32-2 | 2.93 | 2.93 | Y | 2.93 | 2.93 | 2.93
PKR-2662 | 166553 | 8 | 134219 | 3/8 B x 1/8 FPT Adpt. | PARKER HANNIFIN | 26-6-2 | 0.96 | 0.96 | Y | 0.96 | 0.96 | 0.96
PKR-2662 | 166559 | 45 | 134219 | 3/8 B x 1/8 FPT Adpt. | PARKER HANNIFIN | 26-6-2 | 0.96 | 0.95243 | Y | 0.96 | 0.96 | 0.96
PKR-2662 | 166561 | 20 | 134219 | 3/8 B x 1/8 FPT Adpt. | PARKER HANNIFIN | 26-6-2 | 0.96 | 0.8965 | Y | 0.96 | 0.96 | 0.96
PKR-2662 | 173042 | 25 | 134219 | 3/8 B x 1/8 FPT Adpt. | PARKER HANNIFIN | 26-6-2 | 0.96 | 0.96 | Y | 0.96 | 0.96 | 0.96
PKR-2664 | 166559 | 6 | 134219 | 3/8B x 1/4 FPT Adpt. (BOX-25) | PARKER HANNIFIN | 26-6-4 | 4.3948 | 3.29 | N | 4.3948 | 4.3948 | 4.3948
PKR-2664 | 166560 | 22 | 134219 | 3/8B x 1/4 FPT Adpt. (BOX-25) | PARKER HANNIFIN | 26-6-4 | 4.3948 | 3.19 | N | 4.3948 | 4.3948 | 4.3948
PKR-2664 | 166561 | 31 | 134219 | 3/8B x 1/4 FPT Adpt. (BOX-25) | PARKER HANNIFIN | 26-6-4 | 4.3948 | 4.3948 | N | 4.3948 | 4.3948 | 4.3948
PKR-269C44 | 10510 | 225 | 134219 | ELBOW, 1/4 MPT x 1/4 COMP (BOX-50) | PARKER HANNIFIN | 269C-4-4 | 0.901 | 0.89917 | Y | 0.901 | 0.89917 | 0.901
PKR-269C44 | 166553 | 26 | 134219 | ELBOW, 1/4 MPT x 1/4 COMP (BOX-50) | PARKER HANNIFIN | 269C-4-4 | 0.901 | 0.82524 | Y | 0.901 | 0.89917 | 0.901
PKR-269C44 | 166560 | 18 | 134219 | ELBOW, 1/4 MPT x 1/4 COMP (BOX-50) | PARKER HANNIFIN | 269C-4-4 | 0.901 | 0.85 | Y | 0.901 | 0.89917 | 0.901
PKR-270C42 | 166559 | 27 | 134219 | ELBOW 1/4 COMP X 1/8 FPT AL4C8F 25BX | PARKER HANNIFIN | X270C-4-2 | 2.603 | 2.24 | N | 2.603 | 2.603 | 2.603
PKR-270C42 | 166561 | 13 | 134219 | ELBOW 1/4 COMP X 1/8 FPT AL4C8F 25BX | PARKER HANNIFIN | X270C-4-2 | 2.603 | 2.603 | N | 2.603 | 2.603 | 2.603
PKR-270C42 | 175888 | 25 | 134219 | ELBOW 1/4 COMP X 1/8 FPT AL4C8F 25BX | PARKER HANNIFIN | X270C-4-2 | 2.603 | 0 | N | 2.603 | 2.603 | 2.603
PKR-270C42 | 175891 | 50 | 134219 | ELBOW 1/4 COMP X 1/8 FPT AL4C8F 25BX | PARKER HANNIFIN | X270C-4-2 | 2.603 | 1.5 | N | 2.603 | 2.603 | 2.603
PKR-2842 | 10510 | 698 | 134219 | ADAPTER 1/4 BARB X 1/8MPT A4B8M 100BX | PARKER HANNIFIN | X28-4-2 | 0.6601 | 0.31 | Y | 0.6601 | 1.315 | 1.315
PKR-2842 | 166553 | 48 | 134219 | ADAPTER 1/4 BARB X 1/8MPT A4B8M 100BX | PARKER HANNIFIN | X28-4-2 | 0.6601 | 0.31 | Y | 0.6601 | 1.315 | 1.315
PKR-2842 | 166559 | 61 | 134219 | ADAPTER 1/4 BARB X 1/8MPT A4B8M 100BX | PARKER HANNIFIN | X28-4-2 | 0.6601 | 0.30682 | Y | 0.6601 | 1.315 | 1.315
PKR-2842 | 166560 | 23 | 134219 | ADAPTER 1/4 BARB X 1/8MPT A4B8M 100BX | PARKER HANNIFIN | X28-4-2 | 0.6601 | 0.31 | Y | 0.6601 | 1.315 | 1.315
PKR-2842 | 166561 | 111 | 134219 | ADAPTER 1/4 BARB X 1/8MPT A4B8M 100BX | PARKER HANNIFIN | X28-4-2 | 0.6601 | 0.31 | Y | 0.6601 | 1.315 | 1.315
PKR-2842 | 173042 | 233 | 134219 | ADAPTER 1/4 BARB X 1/8MPT A4B8M 100BX | PARKER HANNIFIN | X28-4-2 | 0.6601 | 0.31107 | Y | 0.6601 | 1.315 | 1.315
PKR-2842 | 175888 | 159 | 134219 | ADAPTER 1/4 BARB X 1/8MPT A4B8M 100BX | PARKER HANNIFIN | X28-4-2 | 0.6601 | 0.78302 | Y | 0.6601 | 1.315 | 1.315
PKR-2842 | 175890 | 225 | 134219 | ADAPTER 1/4 BARB X 1/8MPT A4B8M 100BX | PARKER HANNIFIN | X28-4-2 | 0.6601 | 1.315 | Y | 0.6601 | 1.315 | 1.315
PKR-2842 | 175891 | 392 | 134219 | ADAPTER 1/4 BARB X 1/8MPT A4B8M 100BX | PARKER HANNIFIN | X28-4-2 | 0.6601 | 0.89077 | Y | 0.6601 | 1.315 | 1.315
PKR-2844 | 166553 | 57 | 134219 | ADAPTER 1/4 BARB X 1/4MPT A4B4M 100BX | PARKER HANNIFIN | X28-4-4 | 0.59 | 0.59 | Y | 0.59 | 1.9614 | 1.9614
PKR-2844 | 166559 | 174 | 134219 | ADAPTER 1/4 BARB X 1/4MPT A4B4M 100BX | PARKER HANNIFIN | X28-4-4 | 0.59 | 0.54751 | N | 0.59 | 1.9614 | 1.9614
PKR-2844 | 166560 | 90 | 134219 | ADAPTER 1/4 BARB X 1/4MPT A4B4M 100BX | PARKER HANNIFIN | X28-4-4 | 0.59 | 0.59 | N | 0.59 | 1.9614 | 1.9614
PKR-2844 | 166561 | 79 | 134219 | ADAPTER 1/4 BARB X 1/4MPT A4B4M 100BX | PARKER HANNIFIN | X28-4-4 | 0.59 | 0.59 | Y | 0.59 | 1.9614 | 1.9614
PKR-2844 | 175888 | 20 | 134219 | ADAPTER 1/4 BARB X 1/4MPT A4B4M 100BX | PARKER HANNIFIN | X28-4-4 | 0.59 | 1.9614 | N | 0.59 | 1.9614 | 1.9614
PKR-2844 | 175891 | 25 | 134219 | ADAPTER 1/4 BARB X 1/4MPT A4B4M 100BX | PARKER HANNIFIN | X28-4-4 | 0.59 | 0.38014 | N | 0.59 | 1.9614 | 1.9614
PKR-2845322 | 166553 | 49 | 134219 | 5/32" x 1/4" Barb x 1/8" MPT | PARKER HANNIFIN | 28-4-5/32-2 | 0.92 | 0.8766 | Y | 0.92 | 0.92 | 0.92
PKR-2845322 | 166559 | 41 | 134219 | 5/32" x 1/4" Barb x 1/8" MPT | PARKER HANNIFIN | 28-4-5/32-2 | 0.92 | 0.92 | N | 0.92 | 0.92 | 0.92
PKR-2845322 | 166560 | 64 | 134219 | 5/32" x 1/4" Barb x 1/8" MPT | PARKER HANNIFIN | 28-4-5/32-2 | 0.92 | 0.87755 | Y | 0.92 | 0.92 | 0.92
PKR-2845322 | 166561 | 84 | 134219 | 5/32" x 1/4" Barb x 1/8" MPT | PARKER HANNIFIN | 28-4-5/32-2 | 0.92 | 0.684 | N | 0.92 | 0.92 | 0.92
PKR-285322 | 10510 | 71 | 134219 | ADAPTER 5/32 BARB X 1/8MPT A5B8M 100BX | PARKER HANNIFIN | X28-5/32-2 | 1.728 | 1.5019 | Y | 1.728 | 1.5056 | 1.728
PKR-285322 | 166553 | 32 | 134219 | ADAPTER 5/32 BARB X 1/8MPT A5B8M 100BX | PARKER HANNIFIN | X28-5/32-2 | 1.728 | 0.45 | Y | 1.728 | 1.5056 | 1.728
PKR-285322 | 166559 | 48 | 134219 | ADAPTER 5/32 BARB X 1/8MPT A5B8M 100BX | PARKER HANNIFIN | X28-5/32-2 | 1.728 | 0.45 | N | 1.728 | 1.5056 | 1.728
PKR-285322 | 166561 | 43 | 134219 | ADAPTER 5/32 BARB X 1/8MPT A5B8M 100BX | PARKER HANNIFIN | X28-5/32-2 | 1.728 | 0.45692 | N | 1.728 | 1.5056 | 1.728
PKR-285322 | 175888 | 4375 | 134219 | ADAPTER 5/32 BARB X 1/8MPT A5B8M 100BX | PARKER HANNIFIN | X28-5/32-2 | 1.728 | 0.044638 | N | 1.728 | 1.5056 | 1.728
PKR-285322 | 175890 | 50 | 134219 | ADAPTER 5/32 BARB X 1/8MPT A5B8M 100BX | PARKER HANNIFIN | X28-5/32-2 | 1.728 | 0.45 | N | 1.728 | 1.5056 | 1.728
PKR-285322 | 175891 | 1 | 134219 | ADAPTER 5/32 BARB X 1/8MPT A5B8M 100BX | PARKER HANNIFIN | X28-5/32-2 | 1.728 | 1.5056 | Y | 1.728 | 1.5056 | 1.728
PKR-2862 | 10510 | 38 | 134219 | ADAPTER 3/8 BARB X 1/8MPT A3B8M 100BX | PARKER HANNIFIN | X28-6-2 | 0.36 | 0.34373 | Y | 0.36 | 0.36 | 0.36
PKR-2862 | 166553 | 81 | 134219 | ADAPTER 3/8 BARB X 1/8MPT A3B8M 100BX | PARKER HANNIFIN | X28-6-2 | 0.36 | 0.34553 | Y | 0.36 | 0.36 | 0.36
PKR-2862 | 166559 | 35 | 134219 | ADAPTER 3/8 BARB X 1/8MPT A3B8M 100BX | PARKER HANNIFIN | X28-6-2 | 0.36 | 0.35966 | Y | 0.36 | 0.36 | 0.36
PKR-2862 | 166561 | 33 | 134219 | ADAPTER 3/8 BARB X 1/8MPT A3B8M 100BX | PARKER HANNIFIN | X28-6-2 | 0.36 | 0.31 | Y | 0.36 | 0.36 | 0.36
PKR-2862 | 173042 | 25 | 134219 | ADAPTER 3/8 BARB X 1/8MPT A3B8M 100BX | PARKER HANNIFIN | X28-6-2 | 0.36 | 0.36 | Y | 0.36 | 0.36 | 0.36
PKR-2862 | 175891 | 9 | 134219 | ADAPTER 3/8 BARB X 1/8MPT A3B8M 100BX | PARKER HANNIFIN | X28-6-2 | 0.36 | 0.30714 | Y | 0.36 | 0.36 | 0.36
PKR-2864 | 166553 | 37 | 134219 | ADAPTER 3/8 BARB X 1/4MPT A3B4M 50BX | PARKER HANNIFIN | X28-6-4 | 0.7101 | 0.6517 | Y | 0.7101 | 0.71008 | 0.7101
PKR-2864 | 166559 | 54 | 134219 | ADAPTER 3/8 BARB X 1/4MPT A3B4M 50BX | PARKER HANNIFIN | X28-6-4 | 0.7101 | 0.70343 | N | 0.7101 | 0.71008 | 0.7101
PKR-2864 | 166561 | 6 | 134219 | ADAPTER 3/8 BARB X 1/4MPT A3B4M 50BX | PARKER HANNIFIN | X28-6-4 | 0.7101 | 0.71008 | N | 0.7101 | 0.71008 | 0.7101
PKR-2864 | 175888 | 5600 | 134219 | ADAPTER 3/8 BARB X 1/4MPT A3B4M 50BX | PARKER HANNIFIN | X28-6-4 | 0.7101 | 0.025367 | N | 0.7101 | 0.71008 | 0.7101
PKR-2864 | 175890 | 25 | 134219 | ADAPTER 3/8 BARB X 1/4MPT A3B4M 50BX | PARKER HANNIFIN | X28-6-4 | 0.7101 | 0.025367 | N | 0.7101 | 0.71008 | 0.7101
PKR-2884 | 175888 | 300 | 134219 | ADAPTER 1/2 BARB X 1/4MPT A2B4M 25BX | PARKER HANNIFIN | X28-8-4 | 2.14 | 0.075338 | N | 2.14 | 0.075338 | 2.14
PKR-2886 | 166553 | 25 | 134219 | 1/2B x 3/8 MPT Adpt | PARKER HANNIFIN | 28-8-6 | 1.18 | 4.522 | Y | 1.18 | 4.522 | 4.522
PKR-2888 | 175890 | 10 | 134219 | ADAPTER 1/2 BARB X 1/2MPT A2B2M 10BX | PARKER HANNIFIN | X28-8-8 | 1.14 | 5.97 | N | 1.14 | 5.97 | 5.97
PKR-41FS4 | 166561 | 49 | 134219 | 1/4" FLARE NUT | PARKER HANNIFIN | 41FS-4 | 0.29 | 0.29 | N | 0.29 | 0.29 | 0.29
PKR-48F44 | 166561 | 1 | 134219 | 1/4" FLARE X 1/4" MPT | PARKER HANNIFIN | 48F-4-4 | 0.48 | 0.48 | N | 0.48 | 0.48 | 0.48
PKR-59CA4 | 166561 | 15 | 134219 | 1/4" COMPRESSION CAP PLUG | PARKER HANNIFIN | 59CA-4 | 1.62 | 1.62 | N | 1.62 | 1.62 | 1.62
PKR-60C4 | 10510 | 185 | 134219 | 1/4 Brass Compression Ferrule | PARKER HANNIFIN | 60C-4 | 0.09 | 0.08876 | Y | 0.09 | 0.09 | 0.09
PKR-60C4 | 166553 | 10 | 134219 | 1/4 Brass Compression Ferrule | PARKER HANNIFIN | 60C-4 | 0.09 | 0.09 | Y | 0.09 | 0.09 | 0.09
PKR-60C4 | 166559 | 5 | 134219 | 1/4 Brass Compression Ferrule | PARKER HANNIFIN | 60C-4 | 0.09 | 0.09 | N | 0.09 | 0.09 | 0.09
PKR-60C4 | 166560 | 44 | 134219 | 1/4 Brass Compression Ferrule | PARKER HANNIFIN | 60C-4 | 0.09 | 0.08 | N | 0.09 | 0.09 | 0.09
PKR-60C4 | 166561 | 10 | 134219 | 1/4 Brass Compression Ferrule | PARKER HANNIFIN | 60C-4 | 0.09 | 0.09 | N | 0.09 | 0.09 | 0.09
PKR-60C4 | 175891 | 9 | 134219 | 1/4 Brass Compression Ferrule | PARKER HANNIFIN | 60C-4 | 0.09 | 0.089405 | Y | 0.09 | 0.09 | 0.09
PKR-60C6 | 10510 | 93 | 134219 | 3/8 Brass Comp Ferrule | PARKER HANNIFIN | 60C-6 | 0.0863 | 0.084911 | Y | 0.0863 | 0.08625 | 0.0863
PKR-60C6 | 166559 | 188 | 134219 | 3/8 Brass Comp Ferrule | PARKER HANNIFIN | 60C-6 | 0.0863 | 0.05 | N | 0.0863 | 0.08625 | 0.0863
PKR-60C6 | 166561 | 33 | 134219 | 3/8 Brass Comp Ferrule | PARKER HANNIFIN | 60C-6 | 0.0863 | 0.08625 | N | 0.0863 | 0.08625 | 0.0863
PKR-60C6 | 175891 | 8 | 134219 | 3/8 Brass Comp Ferrule | PARKER HANNIFIN | 60C-6 | 0.0863 | 0.079 | Y | 0.0863 | 0.08625 | 0.0863
PKR-60C8 | 175888 | 3750 | 134219 | BRASS FERRULE 1/2 BF2 | PARKER HANNIFIN | 60C-8 | 0.48 | 0.002876 | N | 0.48 | 0.002876 | 0.48
PKR-60PB4 | 166561 | 13 | 134219 | 1/4" BRASS SLEEVE (min 100) | PARKER HANNIFIN | 60PB-4 | 0.9786 | 0.97865 | N | 0.9786 | 0.97865 | 0.97865
PKR-60PT4 | 10510 | 424 | 134219 | 1/4 Plastic Comp Ferrule BX100 | PARKER HANNIFIN | X60PT-4 | 0.0886 | 0.076007 | Y | 0.0886 | 0.0886 | 0.0886
PKR-60PT4 | 166559 | 44 | 134219 | 1/4 Plastic Comp Ferrule BX100 | PARKER HANNIFIN | X60PT-4 | 0.0886 | 0.0642 | N | 0.0886 | 0.0886 | 0.0886
PKR-60PT4 | 166561 | 127 | 134219 | 1/4 Plastic Comp Ferrule BX100 | PARKER HANNIFIN | X60PT-4 | 0.0886 | 0.0886 | N | 0.0886 | 0.0886 | 0.0886
PKR-60PT4 | 175891 | 46 | 134219 | 1/4 Plastic Comp Ferrule BX100 | PARKER HANNIFIN | X60PT-4 | 0.0886 | 0.066308 | Y | 0.0886 | 0.0886 | 0.0886
PKR-60PT6 | 10510 | 27 | 134219 | 3/8 Plastic Comp Ferrule | PARKER HANNIFIN | 60PT-6 | 0.09 | 0.085 | Y | 0.09 | 0.09 | 0.09
PKR-60PT6 | 166559 | 47 | 134219 | 3/8 Plastic Comp Ferrule | PARKER HANNIFIN | 60PT-6 | 0.09 | 0.0685 | N | 0.09 | 0.09 | 0.09
PKR-60PT6 | 166561 | 56 | 134219 | 3/8 Plastic Comp Ferrule | PARKER HANNIFIN | 60PT-6 | 0.09 | 0.0692 | N | 0.09 | 0.09 | 0.09
PKR-60PT6 | 175891 | 5 | 134219 | 3/8 Plastic Comp Ferrule | PARKER HANNIFIN | 60PT-6 | 0.09 | 0.09 | Y | 0.09 | 0.09 | 0.09
PKR-60PT8 | 10510 | 36 | 134219 | 1/2 Plastic Comp Ferrule | PARKER HANNIFIN | 60PT-8 | 0.213 | 0.213 | Y | 0.213 | 0.213 | 0.213
PKR-60PT8 | 166559 | 3 | 134219 | 1/2 Plastic Comp Ferrule | PARKER HANNIFIN | 60PT-8 | 0.213 | 0.065 | N | 0.213 | 0.213 | 0.213
PKR-60PT8 | 166561 | 7 | 134219 | 1/2 Plastic Comp Ferrule | PARKER HANNIFIN | 60PT-8 | 0.213 | 0.065 | N | 0.213 | 0.213 | 0.213
PKR-61C4 | 10510 | 134 | 134219 | NUT 1/4COMPRESSION CN4 100BX | PARKER HANNIFIN | X61C-4 | 0.1486 | 0.135 | Y | 0.1486 | 0.14883 | 0.14883
PKR-61C4 | 166553 | 20 | 134219 | NUT 1/4COMPRESSION CN4 100BX | PARKER HANNIFIN | X61C-4 | 0.1486 | 0.14883 | Y | 0.1486 | 0.14883 | 0.14883
PKR-61C4 | 166559 | 20 | 134219 | NUT 1/4COMPRESSION CN4 100BX | PARKER HANNIFIN | X61C-4 | 0.1486 | 0.1193 | N | 0.1486 | 0.14883 | 0.14883
PKR-61C4 | 166560 | 93 | 134219 | NUT 1/4COMPRESSION CN4 100BX | PARKER HANNIFIN | X61C-4 | 0.1486 | 0.106 | N | 0.1486 | 0.14883 | 0.14883
PKR-61C4 | 166561 | 39 | 134219 | NUT 1/4COMPRESSION CN4 100BX | PARKER HANNIFIN | X61C-4 | 0.1486 | 0.14481 | N | 0.1486 | 0.14883 | 0.14883
PKR-61C4 | 175888 | 30 | 134219 | NUT 1/4COMPRESSION CN4 100BX | PARKER HANNIFIN | X61C-4 | 0.1486 | 0.11159 | N | 0.1486 | 0.14883 | 0.14883
PKR-61C4 | 175890 | 50 | 134219 | NUT 1/4COMPRESSION CN4 100BX | PARKER HANNIFIN | X61C-4 | 0.1486 | 0.11023 | N | 0.1486 | 0.14883 | 0.14883
PKR-61C4 | 175891 | 12 | 134219 | NUT 1/4COMPRESSION CN4 100BX | PARKER HANNIFIN | X61C-4 | 0.1486 | 0.13917 | Y | 0.1486 | 0.14883 | 0.14883
PKR-61C6 | 10510 | 131 | 134219 | NUT 3/8COMPRESSION CN3 100BX | PARKER HANNIFIN | X61C-6 | 0.185 | 0.18474 | Y | 0.185 | 0.18474 | 0.185
PKR-61C6 | 166559 | 32 | 134219 | NUT 3/8COMPRESSION CN3 100BX | PARKER HANNIFIN | X61C-6 | 0.185 | 0.14 | N | 0.185 | 0.18474 | 0.185
PKR-61C6 | 175888 | 50 | 134219 | NUT 3/8COMPRESSION CN3 100BX | PARKER HANNIFIN | X61C-6 | 0.185 | 0.010817 | N | 0.185 | 0.18474 | 0.185
PKR-61C6 | 175890 | 100 | 134219 | NUT 3/8COMPRESSION CN3 100BX | PARKER HANNIFIN | X61C-6 | 0.185 | 0.016 | N | 0.185 | 0.18474 | 0.185
PKR-61C6 | 175891 | 14 | 134219 | NUT 3/8COMPRESSION CN3 100BX | PARKER HANNIFIN | X61C-6 | 0.185 | 0.06266 | Y | 0.185 | 0.18474 | 0.185
PKR-61C8 | 166559 | 49 | 134219 | NUT 1/2COMPRESSION CN2 50BX | PARKER HANNIFIN | X61C-8 | 0.32 | 0.32 | N | 0.32 | 0.32 | 0.32
PKR-61C8 | 175888 | 100 | 134219 | NUT 1/2COMPRESSION CN2 50BX | PARKER HANNIFIN | X61C-8 | 0.32 | 0.016931 | N | 0.32 | 0.32 | 0.32
PKR-61C8 | 175890 | 400 | 134219 | NUT 1/2COMPRESSION CN2 50BX | PARKER HANNIFIN | X61C-8 | 0.32 | 0.016931 | N | 0.32 | 0.32 | 0.32
PKR-62C10 | 166553 | 27 | 134219 | 5/8" COMP UNION | PARKER HANNIFIN | 62C-10 | 3.32 | 3.32 | Y | 3.32 | 3.32 | 3.32
PKR-62C2 | 175891 | 50 | 134219 | COUPLING 1/8COMP C8C 25BX | PARKER HANNIFIN | X62C-2 | 0.79 | 0.52 | N | 0.79 | 0.52 | 0.79
PKR-62C3 | 175891 | 200 | 134219 | COUPLING 3/16COMP C316C 25BX | PARKER HANNIFIN | X62C-3 | 0.79 | 0.0192 | N | 0.79 | 0.0192 | 0.79
PKR-62C4 | 10510 | 328 | 134219 | COUPLING 1/4 COMP C4C 50BX | PARKER HANNIFIN | X62C-4 | 0.64 | 0.63555 | Y | 0.64 | 0.64 | 0.64
PKR-62C4 | 166553 | 99 | 134219 | COUPLING 1/4 COMP C4C 50BX | PARKER HANNIFIN | X62C-4 | 0.64 | 0.64 | Y | 0.64 | 0.64 | 0.64
PKR-62C4 | 166559 | 9 | 134219 | COUPLING 1/4 COMP C4C 50BX | PARKER HANNIFIN | X62C-4 | 0.64 | 0.64 | Y | 0.64 | 0.64 | 0.64
PKR-62C4 | 166560 | 119 | 134219 | COUPLING 1/4 COMP C4C 50BX | PARKER HANNIFIN | X62C-4 | 0.64 | 0.6 | Y | 0.64 | 0.64 | 0.64
PKR-62C4 | 166561 | 78 | 134219 | COUPLING 1/4 COMP C4C 50BX | PARKER HANNIFIN | X62C-4 | 0.64 | 0.64 | Y | 0.64 | 0.64 | 0.64
PKR-62C4 | 175888 | 163 | 134219 | COUPLING 1/4 COMP C4C 50BX | PARKER HANNIFIN | X62C-4 | 0.64 | 0.64 | Y | 0.64 | 0.64 | 0.64
PKR-62C4 | 175890 | 48 | 134219 | COUPLING 1/4 COMP C4C 50BX | PARKER HANNIFIN | X62C-4 | 0.64 | 0.64 | Y | 0.64 | 0.64 | 0.64
PKR-62C4 | 175891 | 230 | 134219 | COUPLING 1/4 COMP C4C 50BX | PARKER HANNIFIN | X62C-4 | 0.64 | 0.63967 | Y | 0.64 | 0.64 | 0.64
PKR-62C43 | 166559 | 73 | 134219 | COUPLING 1/4 X 3/16COMP C4C316C 10BX | PARKER HANNIFIN | X62C-4-3 | 4.0314 | 0.88 | N | 4.0314 | 4.0314 | 4.0314
PKR-62C43 | 166561 | 27 | 134219 | COUPLING 1/4 X 3/16COMP C4C316C 10BX | PARKER HANNIFIN | X62C-4-3 | 4.0314 | 4.0314 | N | 4.0314 | 4.0314 | 4.0314
PKR-62C6 | 10510 | 203 | 134219 | COUPLING 3/8COMP C3C 50BX | PARKER HANNIFIN | X62C-6 | 1.0554 | 1.0538 | Y | 1.0554 | 1.0986 | 1.0986
PKR-62C6 | 166553 | 142 | 134219 | COUPLING 3/8COMP C3C 50BX | PARKER HANNIFIN | X62C-6 | 1.0554 | 0.94322 | Y | 1.0554 | 1.0986 | 1.0986
PKR-62C6 | 166559 | 55 | 134219 | COUPLING 3/8COMP C3C 50BX | PARKER HANNIFIN | X62C-6 | 1.0554 | 1.092 | N | 1.0554 | 1.0986 | 1.0986
PKR-62C6 | 166560 | 7 | 134219 | COUPLING 3/8COMP C3C 50BX | PARKER HANNIFIN | X62C-6 | 1.0554 | 0.6308 | Y | 1.0554 | 1.0986 | 1.0986
PKR-62C6 | 166561 | 51 | 134219 | COUPLING 3/8COMP C3C 50BX | PARKER HANNIFIN | X62C-6 | 1.0554 | 1.0986 | Y | 1.0554 | 1.0986 | 1.0986
PKR-62C6 | 175891 | 113 | 134219 | COUPLING 3/8COMP C3C 50BX | PARKER HANNIFIN | X62C-6 | 1.0554 | 0.17811 | Y | 1.0554 | 1.0986 | 1.0986
PKR-62C64 | 10510 | 155 | 134219 | COUPLING 3/8 X 1/4COMP C3C4C 10BX | PARKER HANNIFIN | X62C-6-4 | 1.62 | 1.5827 | Y | 1.62 | 1.62 | 1.62
PKR-62C64 | 166553 | 100 | 134219 | COUPLING 3/8 X 1/4COMP C3C4C 10BX | PARKER HANNIFIN | X62C-6-4 | 1.62 | 1.4716 | Y | 1.62 | 1.62 | 1.62
PKR-62C64 | 166559 | 19 | 134219 | COUPLING 3/8 X 1/4COMP C3C4C 10BX | PARKER HANNIFIN | X62C-6-4 | 1.62 | 1.62 | N | 1.62 | 1.62 | 1.62
PKR-62C64 | 166561 | 132 | 134219 | COUPLING 3/8 X 1/4COMP C3C4C 10BX | PARKER HANNIFIN | X62C-6-4 | 1.62 | 1.15 | N | 1.62 | 1.62 | 1.62
PKR-62C64 | 175888 | 1580 | 134219 | COUPLING 3/8 X 1/4COMP C3C4C 10BX | PARKER HANNIFIN | X62C-6-4 | 1.62 | 0.077734 | N | 1.62 | 1.62 | 1.62
PKR-62C64 | 175891 | 18 | 134219 | COUPLING 3/8 X 1/4COMP C3C4C 10BX | PARKER HANNIFIN | X62C-6-4 | 1.62 | 0.69081 | Y | 1.62 | 1.62 | 1.62
PKR-62C8 | 10510 | 70 | 134219 | COUPLING 1/2COMP C2C 25BX | PARKER HANNIFIN | X62C-8 | 2.36 | 2.2747 | Y | 2.36 | 2.36 | 2.36
PKR-62C8 | 166553 | 32 | 134219 | COUPLING 1/2COMP C2C 25BX | PARKER HANNIFIN | X62C-8 | 2.36 | 2.36 | Y | 2.36 | 2.36 | 2.36
PKR-62C8 | 166559 | 4 | 134219 | COUPLING 1/2COMP C2C 25BX | PARKER HANNIFIN | X62C-8 | 2.36 | 1.785 | N | 2.36 | 2.36 | 2.36
PKR-62C8 | 166561 | 26 | 134219 | COUPLING 1/2COMP C2C 25BX | PARKER HANNIFIN | X62C-8 | 2.36 | 2.3385 | N | 2.36 | 2.36 | 2.36
PKR-62C8 | 175888 | 180 | 134219 | COUPLING 1/2COMP C2C 25BX | PARKER HANNIFIN | X62C-8 | 2.36 | 0.12446 | N | 2.36 | 2.36 | 2.36
PKR-62C8 | 175890 | 435 | 134219 | COUPLING 1/2COMP C2C 25BX | PARKER HANNIFIN | X62C-8 | 2.36 | 0.12543 | N | 2.36 | 2.36 | 2.36
PKR-62C8 | 175891 | 24 | 134219 | COUPLING 1/2COMP C2C 25BX | PARKER HANNIFIN | X62C-8 | 2.36 | 1.5267 | Y | 2.36 | 2.36 | 2.36
PKR-62C86 | 10510 | 14 | 134219 | COUPLING 1/2 X 3/8COMP C2C3C 10BX | PARKER HANNIFIN | X62C-8-6 | 3.47 | 2.846 | Y | 3.47 | 3.47 | 3.47
PKR-62C86 | 166553 | 30 | 134219 | COUPLING 1/2 X 3/8COMP C2C3C 10BX | PARKER HANNIFIN | X62C-8-6 | 3.47 | 2.9289 | Y | 3.47 | 3.47 | 3.47
PKR-62C86 | 166559 | 8 | 134219 | COUPLING 1/2 X 3/8COMP C2C3C 10BX | PARKER HANNIFIN | X62C-8-6 | 3.47 | 3.47 | N | 3.47 | 3.47 | 3.47
PKR-62C86 | 166561 | 14 | 134219 | COUPLING 1/2 X 3/8COMP C2C3C 10BX | PARKER HANNIFIN | X62C-8-6 | 3.47 | 1.9 | N | 3.47 | 3.47 | 3.47
PKR-62C86 | 175891 | 4 | 134219 | COUPLING 1/2 X 3/8COMP C2C3C 10BX | PARKER HANNIFIN | X62C-8-6 | 3.47 | 3.157 | Y | 3.47 | 3.47 | 3.47
PKR-62CBH4 | 10510 | 19 | 134219 | 1/4 Comp x 1/4 Comp Bulkhead (MIN-20 | PARKER HANNIFIN | 62CBH-4 | 1.84 | 1.7748 | Y | 1.84 | 1.84 | 1.84
PKR-62CBH4 | 166559 | 15 | 134219 | 1/4 Comp x 1/4 Comp Bulkhead (MIN-20 | PARKER HANNIFIN | 62CBH-4 | 1.84 | 1.8398 | N | 1.84 | 1.84 | 1.84
PKR-62CBH4 | 166561 | 1 | 134219 | 1/4 Comp x 1/4 Comp Bulkhead (MIN-20 | PARKER HANNIFIN | 62CBH-4 | 1.84 | 1.84 | N | 1.84 | 1.84 | 1.84
PKR-62CBH6 | 166553 | 10 | 134219 | 3/8 X 3/8 BULKHEAD UNION | PARKER HANNIFIN | 62CBH-6 | 7.208 | 10.8678 | Y | 7.208 | 10.8678 | 10.8678
PKR-62CBH6 | 166559 | 5 | 134219 | 3/8 X 3/8 BULKHEAD UNION | PARKER HANNIFIN | 62CBH-6 | 7.208 | 7.208 | N | 7.208 | 10.8678 | 10.8678
PKR-639C4 | 10008 | 56 | 134219 | 1/4" COMPRESSION PLUG P4C BX25 | PARKER HANNIFIN | 639C-4 | 0.577 | 0.48339 | N | 0.577 | 0.57824 | 0.57824
PKR-639C4 | 10510 | 1099 | 134219 | 1/4" COMPRESSION PLUG P4C BX25 | PARKER HANNIFIN | 639C-4 | 0.577 | 0.57824 | Y | 0.577 | 0.57824 | 0.57824
PKR-639C4 | 166553 | 48 | 134219 | 1/4" COMPRESSION PLUG P4C BX25 | PARKER HANNIFIN | 639C-4 | 0.577 | 0.57636 | Y | 0.577 | 0.57824 | 0.57824
PKR-639C4 | 166559 | 80 | 134219 | 1/4" COMPRESSION PLUG P4C BX25 | PARKER HANNIFIN | 639C-4 | 0.577 | 0.57774 | N | 0.577 | 0.57824 | 0.57824
PKR-639C4 | 166560 | 32 | 134219 | 1/4" COMPRESSION PLUG P4C BX25 | PARKER HANNIFIN | 639C-4 | 0.577 | 0.5354 | N | 0.577 | 0.57824 | 0.57824
PKR-639C4 | 166561 | 32 | 134219 | 1/4" COMPRESSION PLUG P4C BX25 | PARKER HANNIFIN | 639C-4 | 0.577 | 0.57704 | N | 0.577 | 0.57824 | 0.57824
PKR-639C4 | 173042 | 4 | 134219 | 1/4" COMPRESSION PLUG P4C BX25 | PARKER HANNIFIN | 639C-4 | 0.577 | 0.57824 | N | 0.577 | 0.57824 | 0.57824
PKR-639C4 | 175891 | 255 | 134219 | 1/4" COMPRESSION PLUG P4C BX25 | PARKER HANNIFIN | 639C-4 | 0.577 | 0.57291 | Y | 0.577 | 0.57824 | 0.57824
PKR-63NTA4 | 10510 | 372 | 134219 | 1/4 Poly Tube Insert Stainless Steel | PARKER HANNIFIN | 63NTA-4 | 0.1075 | 0.11 | Y | 0.1075 | 0.11 | 0.11
PKR-63NTA4 | 166553 | 86 | 134219 | 1/4 Poly Tube Insert Stainless Steel | PARKER HANNIFIN | 63NTA-4 | 0.1075 | 0.11 | N | 0.1075 | 0.11 | 0.11
PKR-63NTA4 | 175891 | 74 | 134219 | 1/4 Poly Tube Insert Stainless Steel | PARKER HANNIFIN | 63NTA-4 | 0.1075 | 0.11 | N | 0.1075 | 0.11 | 0.11
PKR-63PT1062 | 166553 | 20 | 134219 | 5/8 Poly Tube Insert | PARKER HANNIFIN | 63PT-10-62 | 1.596 | 1.596 | Y | 1.596 | 1.596 | 1.596
PKR-63PT440 | 166561 | 32 | 134219 | 1/4 Poly Tube Insert | PARKER HANNIFIN | 63PT-4-40 | 0.1075 | 0.099996 | N | 0.1075 | 0.099996 | 0.1075
PKR-63PT662 | 10510 | 158 | 134219 | 3/8 Poly Tube Insert (box = 200) | PARKER HANNIFIN | 63PT-6-62 | 6.06 | 0.14 | Y | 6.06 | 0.14 | 6.06
PKR-63PT662 | 166553 | 73 | 134219 | 3/8 Poly Tube Insert (box = 200) | PARKER HANNIFIN | 63PT-6-62 | 6.06 | 0.105 | Y | 6.06 | 0.14 | 6.06
PKR-63PT662 | 166559 | 3 | 134219 | 3/8 Poly Tube Insert (box = 200) | PARKER HANNIFIN | 63PT-6-62 | 6.06 | 0.1192 | N | 6.06 | 0.14 | 6.06
PKR-63PT662 | 166561 | 14 | 134219 | 3/8 Poly Tube Insert (box = 200) | PARKER HANNIFIN | 63PT-6-62 | 6.06 | 0.1192 | N | 6.06 | 0.14 | 6.06
PKR-63PT662 | 175891 | 26 | 134219 | 3/8 Poly Tube Insert (box = 200) | PARKER HANNIFIN | 63PT-6-62 | 6.06 | 0.14 | N | 6.06 | 0.14 | 6.06
PKR-63PT862 | 166553 | 19 | 134219 | 1/2 Poly Tube Insert | PARKER HANNIFIN | 63PT-8-62 | 0.29 | 0.27 | Y | 0.29 | 0.29 | 0.29
PKR-63PT862 | 166559 | 17 | 134219 | 1/2 Poly Tube Insert | PARKER HANNIFIN | 63PT-8-62 | 0.29 | 0.2809 | N | 0.29 | 0.29 | 0.29
PKR-63PT862 | 166561 | 14 | 134219 | 1/2 Poly Tube Insert | PARKER HANNIFIN | 63PT-8-62 | 0.29 | 0.29 | N | 0.29 | 0.29 | 0.29
PKR-66C42 | 10510 | 133 | 134219 | ADAPTER 1/4COMP X 1/8 FPT A4C8F 25BX | PARKER HANNIFIN | X66C-4-2 | 0.57 | 0.564 | Y | 0.57 | 0.57 | 0.57
PKR-66C42 | 166553 | 37 | 134219 | ADAPTER 1/4COMP X 1/8 FPT A4C8F 25BX | PARKER HANNIFIN | X66C-4-2 | 0.57 | 0.4805 | Y | 0.57 | 0.57 | 0.57
PKR-66C42 | 166559 | 51 | 134219 | ADAPTER 1/4COMP X 1/8 FPT A4C8F 25BX | PARKER HANNIFIN | X66C-4-2 | 0.57 | 0.5241 | N | 0.57 | 0.57 | 0.57
PKR-66C42 | 166560 | 16 | 134219 | ADAPTER 1/4COMP X 1/8 FPT A4C8F 25BX | PARKER HANNIFIN | X66C-4-2 | 0.57 | 0.57 | N | 0.57 | 0.57 | 0.57
PKR-66C42 | 175888 | 1225 | 134219 | ADAPTER 1/4COMP X 1/8 FPT A4C8F 25BX | PARKER HANNIFIN | X66C-4-2 | 0.57 | 0.015946 | N | 0.57 | 0.57 | 0.57
PKR-66C42 | 175891 | 3 | 134219 | ADAPTER 1/4COMP X 1/8 FPT A4C8F 25BX | PARKER HANNIFIN | X66C-4-2 | 0.57 | 0.548 | Y | 0.57 | 0.57 | 0.57
PKR-66C44 | 166553 | 77 | 134219 | 1/4 Comp x 1/4 FPT Adaptor | PARKER HANNIFIN | 66C-4-4 | 1.0408 | 0.8753 | Y | 1.0408 | 1.0408 | 1.0408
PKR-66C44 | 166559 | 37 | 134219 | 1/4 Comp x 1/4 FPT Adaptor | PARKER HANNIFIN | 66C-4-4 | 1.0408 | 1.0408 | N | 1.0408 | 1.0408 | 1.0408
PKR-66C44 | 166560 | 22 | 134219 | 1/4 Comp x 1/4 FPT Adaptor | PARKER HANNIFIN | 66C-4-4 | 1.0408 | 1.02 | N | 1.0408 | 1.0408 | 1.0408
PKR-66C44 | 166561 | 3 | 134219 | 1/4 Comp x 1/4 FPT Adaptor | PARKER HANNIFIN | 66C-4-4 | 1.0408 | 0.8302 | N | 1.0408 | 1.0408 | 1.0408
PKR-66C44 | 175891 | 10 | 134219 | 1/4 Comp x 1/4 FPT Adaptor | PARKER HANNIFIN | 66C-4-4 | 1.0408 | 1.0408 | N | 1.0408 | 1.0408 | 1.0408
PKR-66C62 | 166559 | 26 | 134219 | 3/8 Comp x 1/8 MPT Adpt. | PARKER HANNIFIN | 66C-6-2 | 3.1341 | 3.1341 | N | 3.1341 | 3.1341 | 3.1341
PKR-66C62 | 166560 | 25 | 134219 | 3/8 Comp x 1/8 MPT Adpt. | PARKER HANNIFIN | 66C-6-2 | 3.1341 | 1.78 | N | 3.1341 | 3.1341 | 3.1341
PKR-66C64 | 166553 | 68 | 134219 | ADAPTER 3/8COMP X 1/4 FPT A3C4F 10BX | PARKER HANNIFIN | X66C-6-4 | 1.2023 | 1.1321 | Y | 1.2023 | 1.2023 | 1.2023
PKR-66C64 | 166559 | 18 | 134219 | ADAPTER 3/8COMP X 1/4 FPT A3C4F 10BX | PARKER HANNIFIN | X66C-6-4 | 1.2023 | 1.2023 | N | 1.2023 | 1.2023 | 1.2023
PKR-66C64 | 166560 | 44 | 134219 | ADAPTER 3/8COMP X 1/4 FPT A3C4F 10BX | PARKER HANNIFIN | X66C-6-4 | 1.2023 | 1.1855 | Y | 1.2023 | 1.2023 | 1.2023
PKR-66C64 | 166561 | 50 | 134219 | ADAPTER 3/8COMP X 1/4 FPT A3C4F 10BX | PARKER HANNIFIN | X66C-6-4 | 1.2023 | 0.9752 | N | 1.2023 | 1.2023 | 1.2023
PKR-66C64 | 175891 | 30 | 134219 | ADAPTER 3/8COMP X 1/4 FPT A3C4F 10BX | PARKER HANNIFIN | X66C-6-4 | 1.2023 | 0.0533 | N | 1.2023 | 1.2023 | 1.2023
PKR-66C66 | 166553 | 66 | 134219 | 3/8 Comp x 3/8 MPT Adpt. | PARKER HANNIFIN | 66C-6-6 | 1.54 | 1.5259 | Y | 1.54 | 1.54 | 1.54
PKR-66C66 | 166559 | 10 | 134219 | 3/8 Comp x 3/8 MPT Adpt. | PARKER HANNIFIN | 66C-6-6 | 1.54 | 1.05 | N | 1.54 | 1.54 | 1.54
PKR-66C66 | 166560 | 25 | 134219 | 3/8 Comp x 3/8 MPT Adpt. | PARKER HANNIFIN | 66C-6-6 | 1.54 | 1.54 | N | 1.54 | 1.54 | 1.54
PKR-66C68 | 166553 | 10 | 134219 | 3/8 Comp x 1/2 MPT Adpt. | PARKER HANNIFIN | 66C-6-8 | 3.36 | 2.804 | Y | 3.36 | 3.36 | 3.36
PKR-66C68 | 166559 | 10 | 134219 | 3/8 Comp x 1/2 MPT Adpt. | PARKER HANNIFIN | 66C-6-8 | 3.36 | 3.36 | N | 3.36 | 3.36 | 3.36
PKR-66C68 | 166560 | 18 | 134219 | 3/8 Comp x 1/2 MPT Adpt. | PARKER HANNIFIN | 66C-6-8 | 3.36 | 3.36 | N | 3.36 | 3.36 | 3.36
PKR-66C84 | 166559 | 11 | 134219 | 1/2 Comp x 1/4 MPT Adpt. | PARKER HANNIFIN | 66C-8-4 | 6.7918 | 6.7918 | N | 6.7918 | 6.7918 | 6.7918
PKR-66C84 | 166560 | 5 | 134219 | 1/2 Comp x 1/4 MPT Adpt. | PARKER HANNIFIN | 66C-8-4 | 6.7918 | 6.32 | N | 6.7918 | 6.7918 | 6.7918
PKR-66C86 | 166559 | 55 | 134219 | 1/2 Comp x 3/8 MPT Adpt. | PARKER HANNIFIN | 66C-8-6 | 3.84 | 1.45 | N | 3.84 | 3.84 | 3.84
PKR-66C86 | 166560 | 4 | 134219 | 1/2 Comp x 3/8 MPT Adpt. | PARKER HANNIFIN | 66C-8-6 | 3.84 | 3.84 | N | 3.84 | 3.84 | 3.84
PKR-66C88 | 166559 | 3 | 134219 | 1/2 Comp x 1/2 FPT Adapter | PARKER HANNIFIN | 66C-8-8 | 5.42 | 1.49 | N | 5.42 | 5.42 | 5.42
PKR-66C88 | 166560 | 5 | 134219 | 1/2 Comp x 1/2 FPT Adapter | PARKER HANNIFIN | 66C-8-8 | 5.42 | 5.42 | N | 5.42 | 5.42 | 5.42
PKR-68C108 | 166561 | 11 | 134219 | 5/8 Comp x 1/2 MPT Adaptor | PARKER HANNIFIN | 68C-10-8 | 2.5266 | 2.5265 | N | 2.5266 | 2.5265 | 2.5266
PKR-68C32 | 10510 | 37 | 134219 | ADAPTER 3/16COMP X 1/8MPT A316C8M 50BX | PARKER HANNIFIN | X68C-3-2 | 0.551 | 0.551 | Y | 0.551 | 0.551 | 0.551
PKR-68C32 | 175891 | 12 | 134219 | ADAPTER 3/16COMP X 1/8MPT A316C8M 50BX | PARKER HANNIFIN | X68C-3-2 | 0.551 | 0.014297 | N | 0.551 | 0.551 | 0.551
PKR-68C42 | 10510 | 333 | 134219 | ADAPTER 1/4COMP X 1/8MPT A4C8M 50BX | PARKER HANNIFIN | X68C-4-2 | 0.46 | 0.45734 | Y | 0.46 | 0.50366 | 0.50366
PKR-68C42 | 166553 | 133 | 134219 | ADAPTER 1/4COMP X 1/8MPT A4C8M 50BX | PARKER HANNIFIN | X68C-4-2 | 0.46 | 0.46 | Y | 0.46 | 0.50366 | 0.50366
PKR-68C42 | 166559 | 101 | 134219 | ADAPTER 1/4COMP X 1/8MPT A4C8M 50BX | PARKER HANNIFIN | X68C-4-2 | 0.46 | 0.45849 | Y | 0.46 | 0.50366 | 0.50366
PKR-68C42 | 166560 | 86 | 134219 | ADAPTER 1/4COMP X 1/8MPT A4C8M 50BX | PARKER HANNIFIN | X68C-4-2 | 0.46 | 0.43 | Y | 0.46 | 0.50366 | 0.50366
PKR-68C42 | 166561 | 46 | 134219 | ADAPTER 1/4COMP X 1/8MPT A4C8M 50BX | PARKER HANNIFIN | X68C-4-2 | 0.46 | 0.45966 | Y | 0.46 | 0.50366 | 0.50366
PKR-68C42 | 175888 | 100 | 134219 | ADAPTER 1/4COMP X 1/8MPT A4C8M 50BX | PARKER HANNIFIN | X68C-4-2 | 0.46 | 0.50366 | Y | 0.46 | 0.50366 | 0.50366
PKR-68C42 | 175890 | 125 | 134219 | ADAPTER 1/4COMP X 1/8MPT A4C8M 50BX | PARKER HANNIFIN | X68C-4-2 | 0.46 | 0.34707 | Y | 0.46 | 0.50366 | 0.50366
PKR-68C42 | 175891 | 131 | 134219 | ADAPTER 1/4COMP X 1/8MPT A4C8M 50BX | PARKER HANNIFIN | X68C-4-2 | 0.46 | 0.36042 | Y | 0.46 | 0.50366 | 0.50366
PKR-68C44 | 10510 | 23 | 134219 | ADAPTER 1/4COMP X 1/4MPT A4C4M 50BX | PARKER HANNIFIN | X68C-4-4 | 0.64 | 0.63068 | Y | 0.64 | 0.64 | 0.64
PKR-68C44 | 166553 | 144 | 134219 | ADAPTER 1/4COMP X 1/4MPT A4C4M 50BX | PARKER HANNIFIN | X68C-4-4 | 0.64 | 0.64 | Y | 0.64 | 0.64 | 0.64
PKR-68C44 | 166559 | 29 | 134219 | ADAPTER 1/4COMP X 1/4MPT A4C4M 50BX | PARKER HANNIFIN | X68C-4-4 | 0.64 | 0.63992 | Y | 0.64 | 0.64 | 0.64
PKR-68C44 | 166560 | 137 | 134219 | ADAPTER 1/4COMP X 1/4MPT A4C4M 50BX | PARKER HANNIFIN | X68C-4-4 | 0.64 | 0.63995 | Y | 0.64 | 0.64 | 0.64
PKR-68C44 | 166561 | 9 | 134219 | ADAPTER 1/4COMP X 1/4MPT A4C4M 50BX | PARKER HANNIFIN | X68C-4-4 | 0.64 | 0.086667 | Y | 0.64 | 0.64 | 0.64
PKR-68C44 | 175888 | 175 | 134219 | ADAPTER 1/4COMP X 1/4MPT A4C4M 50BX | PARKER HANNIFIN | X68C-4-4 | 0.64 | 0.56 | Y | 0.64 | 0.64 | 0.64
PKR-68C44 | 175890 | 4675 | 134219 | ADAPTER 1/4COMP X 1/4MPT A4C4M 50BX | PARKER HANNIFIN | X68C-4-4 | 0.64 | 0.020268 | Y | 0.64 | 0.64 | 0.64
PKR-68C44 | 175891 | 39 | 134219 | ADAPTER 1/4COMP X 1/4MPT A4C4M 50BX | PARKER HANNIFIN | X68C-4-4 | 0.64 | 0.62803 | Y | 0.64 | 0.64 | 0.64
PKR-68C46 | 10510 | 29 | 134219 | ADAPTER 1/4COMP X 3/8MPT A4C3M 10BX | PARKER HANNIFIN | X68C-4-6 | 0.93 | 0.91252 | Y | 0.93 | 0.91252 | 0.93
PKR-68C46 | 175890 | 10 | 134219 | ADAPTER 1/4COMP X 3/8MPT A4C3M 10BX | PARKER HANNIFIN | X68C-4-6 | 0.93 | 0.065958 | N | 0.93 | 0.91252 | 0.93
PKR-68C48 | 10510 | 27 | 134219 | ADAPTER 1/4COMP X 1/2MPT A4C2M 10BX | PARKER HANNIFIN | X68C-4-8 | 2.02 | 1.08 | Y | 2.02 | 2.02 | 2.02
PKR-68C48 | 166561 | 6 | 134219 | ADAPTER 1/4COMP X 1/2MPT A4C2M 10BX | PARKER HANNIFIN | X68C-4-8 | 2.02 | 2.02 | Y | 2.02 | 2.02 | 2.02
PKR-68C48 | 175891 | 6 | 134219 | ADAPTER 1/4COMP X 1/2MPT A4C2M 10BX | PARKER HANNIFIN | X68C-4-8 | 2.02 | 1.08 | Y | 2.02 | 2.02 | 2.02
PKR-68C62 | 10510 | 44 | 134219 | ADAPTER 3/8COMP X 1/8MPT A3C8M 25BX | PARKER HANNIFIN | X68C-6-2 | 0.7133 | 0.698 | Y | 0.7133 | 0.72163 | 0.72163
PKR-68C62 | 166553 | 74 | 134219 | ADAPTER 3/8COMP X 1/8MPT A3C8M 25BX | PARKER HANNIFIN | X68C-6-2 | 0.7133 | 0.71892 | Y | 0.7133 | 0.72163 | 0.72163
PKR-68C62 | 166559 | 19 | 134219 | ADAPTER 3/8COMP X 1/8MPT A3C8M 25BX | PARKER HANNIFIN | X68C-6-2 | 0.7133 | 0.72163 | N | 0.7133 | 0.72163 | 0.72163
PKR-68C62 | 166560 | 25 | 134219 | ADAPTER 3/8COMP X 1/8MPT A3C8M 25BX | PARKER HANNIFIN | X68C-6-2 | 0.7133 | 0.68 | N | 0.7133 | 0.72163 | 0.72163
PKR-68C62 | 166561 | 22 | 134219 | ADAPTER 3/8COMP X 1/8MPT A3C8M 25BX | PARKER HANNIFIN | X68C-6-2 | 0.7133 | 0.6109 | N | 0.7133 | 0.72163 | 0.72163
PKR-68C64 | 10510 | 66 | 134219 | ADAPTER 3/8COMP X 1/4MPT A3C4M 25BX | PARKER HANNIFIN | X68C-6-4 | 0.72 | 0.71143 | Y | 0.72 | 0.71902 | 0.72
PKR-68C64 | 166553 | 54 | 134219 | ADAPTER 3/8COMP X 1/4MPT A3C4M 25BX | PARKER HANNIFIN | X68C-6-4 | 0.72 | 0.71444 | Y | 0.72 | 0.71902 | 0.72
PKR-68C64 | 166559 | 39 | 134219 | ADAPTER 3/8COMP X 1/4MPT A3C4M 25BX | PARKER HANNIFIN | X68C-6-4 | 0.72 | 0.71423 | N | 0.72 | 0.71902 | 0.72
PKR-68C64 | 166560 | 18 | 134219 | ADAPTER 3/8COMP X 1/4MPT A3C4M 25BX | PARKER HANNIFIN | X68C-6-4 | 0.72 | 0.67 | N | 0.72 | 0.71902 | 0.72
PKR-68C64 | 166561 | 22 | 134219 | ADAPTER 3/8COMP X 1/4MPT A3C4M 25BX | PARKER HANNIFIN | X68C-6-4 | 0.72 | 0.71902 | Y | 0.72 | 0.71902 | 0.72
PKR-68C64 | 175888 | 175 | 134219 | ADAPTER 3/8COMP X 1/4MPT A3C4M 25BX | PARKER HANNIFIN | X68C-6-4 | 0.72 | 0.6134 | N | 0.72 | 0.71902 | 0.72
PKR-68C64 | 175890 | 25 | 134219 | ADAPTER 3/8COMP X 1/4MPT A3C4M 25BX | PARKER HANNIFIN | X68C-6-4 | 0.72 | 0.7188 | N | 0.72 | 0.71902 | 0.72
PKR-68C66 | 10510 | 37 | 134219 | ADAPTER 3/8COMP X 3/8MPT A3C3M 25BX | PARKER HANNIFIN | X68C-6-6 | 1.0044 | 0.98292 | Y | 1.0044 | 0.98292 | 1.0044
PKR-68C66 | 166553 | 23 | 134219 | ADAPTER 3/8COMP X 3/8MPT A3C3M 25BX | PARKER HANNIFIN | X68C-6-6 | 1.0044 | 0.98134 | Y | 1.0044 | 0.98292 | 1.0044
PKR-68C66 | 166559 | 34 | 134219 | ADAPTER 3/8COMP X 3/8MPT A3C3M 25BX | PARKER HANNIFIN | X68C-6-6 | 1.0044 | 0.97184 | N | 1.0044 | 0.98292 | 1.0044
PKR-68C66 | 166560 | 11 | 134219 | ADAPTER 3/8COMP X 3/8MPT A3C3M 25BX | PARKER HANNIFIN | X68C-6-6 | 1.0044 | 0.95 | N | 1.0044 | 0.98292 | 1.0044
PKR-68C66 | 166561 | 13 | 134219 | ADAPTER 3/8COMP X 3/8MPT A3C3M 25BX | PARKER HANNIFIN | X68C-6-6 | 1.0044 | 0.9195 | N | 1.0044 | 0.98292 | 1.0044
PKR-68C66 | 175888 | 10 | 134219 | ADAPTER 3/8COMP X 3/8MPT A3C3M 25BX | PARKER HANNIFIN | X68C-6-6 | 1.0044 | 0.9142 | N | 1.0044 | 0.98292 | 1.0044
PKR-68C66 | 175891 | 38 | 134219 | ADAPTER 3/8COMP X 3/8MPT A3C3M 25BX | PARKER HANNIFIN | X68C-6-6 | 1.0044 | 0.81719 | Y | 1.0044 | 0.98292 | 1.0044
PKR-68C68 | 10510 | 57 | 134219 | ADAPTER 3/8COMP X 1/2MPT A3C2M 25BX | PARKER HANNIFIN | X68C-6-8 | 2.693 | 2.6331 | Y | 2.693 | 2.6331 | 2.693
PKR-68C68 | 175891 | 200 | 134219 | ADAPTER 3/8COMP X 1/2MPT A3C2M 25BX | PARKER HANNIFIN | X68C-6-8 | 2.693 | 0.2114 | Y | 2.693 | 2.6331 | 2.693
PKR-68C84 | 166553 | 55 | 134219 | ADAPTER 1/2COMP X 1/4MPT A2C4M 10BX | PARKER HANNIFIN | X68C-8-4 | 1.4483 | 1.395 | Y | 1.4483 | 1.4483 | 1.4483
PKR-68C84 | 166559 | 11 | 134219 | ADAPTER 1/2COMP X 1/4MPT A2C4M 10BX | PARKER HANNIFIN | X68C-8-4 | 1.4483 | 1.4483 | N | 1.4483 | 1.4483 | 1.4483
PKR-68C84 | 166560 | 10 | 134219 | ADAPTER 1/2COMP X 1/4MPT A2C4M 10BX | PARKER HANNIFIN | X68C-8-4 | 1.4483 | 1.43 | N | 1.4483 | 1.4483 | 1.4483
PKR-68C84 | 166561 | 25 | 134219 | ADAPTER 1/2COMP X 1/4MPT A2C4M 10BX | PARKER HANNIFIN | X68C-8-4 | 1.4483 | 1.3789 | N | 1.4483 | 1.4483 | 1.4483
PKR-68C84 | 175888 | 200 | 134219 | ADAPTER 1/2COMP X 1/4MPT A2C4M 10BX | PARKER HANNIFIN | X68C-8-4 | 1.4483 | 0.081 | N | 1.4483 | 1.4483 | 1.4483
PKR-68C84 | 175890 | 10 | 134219 | ADAPTER 1/2COMP X 1/4MPT A2C4M 10BX | PARKER HANNIFIN | X68C-8-4 | 1.4483 | 0.08175 | N | 1.4483 | 1.4483 | 1.4483
PKR-68C86 | 166553 | 57 | 134219 | ADAPTER 1/2COMP X 3/8MPT A2C3M 25BX | PARKER HANNIFIN | X68C-8-6 | 1.53 | 1.4575 | Y | 1.53 | 1.4575 | 1.53
PKR-68C86 | 166559 | 4 | 134219 | ADAPTER 1/2COMP X 3/8MPT A2C3M 25BX | PARKER HANNIFIN | X68C-8-6 | 1.53 | 1.3872 | N | 1.53 | 1.4575 | 1.53
PKR-68C86 | 166560 | 4 | 134219 | ADAPTER 1/2COMP X 3/8MPT A2C3M 25BX | PARKER HANNIFIN | X68C-8-6 | 1.53 | 1.43 | N | 1.53 | 1.4575 | 1.53
PKR-68C86 | 166561 | 10 | 134219 | ADAPTER 1/2COMP X 3/8MPT A2C3M 25BX | PARKER HANNIFIN | X68C-8-6 | 1.53 | 1.12 | N | 1.53 | 1.4575 | 1.53
PKR-68C88 | 10510 | 74 | 134219 | ADAPTER 1/2COMP X 1/2MPT A2C2M 25BX | PARKER HANNIFIN | X68C-8-8 | 2.155 | 2.2955 | Y | 2.155 | 2.2955 | 2.2955
PKR-68C88 | 166553 | 19 | 134219 | ADAPTER 1/2COMP X 1/2MPT A2C2M 25BX | PARKER HANNIFIN | X68C-8-8 | 2.155 | 1.168 | Y | 2.155 | 2.2955 | 2.2955
PKR-68C88 | 166559 | 13 | 134219 | ADAPTER 1/2COMP X 1/2MPT A2C2M 25BX | PARKER HANNIFIN | X68C-8-8 | 2.155 | 1.15 | N | 2.155 | 2.2955 | 2.2955
PKR-68C88 | 166561 | 16 | 134219 | ADAPTER 1/2COMP X 1/2MPT A2C2M 25BX | PARKER HANNIFIN | X68C-8-8 | 2.155 | 2.1484 | N | 2.155 | 2.2955 | 2.2955
PKR-68C88 | 175890 | 20 | 134219 | ADAPTER 1/2COMP X 1/2MPT A2C2M 25BX | PARKER HANNIFIN | X68C-8-8 | 2.155 | 1.912 | N | 2.155 | 2.2955 | 2.2955
PKR-68C88 | 175891 | 1 | 134219 | ADAPTER 1/2COMP X 1/2MPT A2C2M 25BX | PARKER HANNIFIN | X68C-8-8 | 2.155 | 2.146 | Y | 2.155 | 2.2955 | 2.2955
PKR-NV105C4 | 10510 | 13 | 134219 | 1/4" X 1/4" Comp In-Line Valve | PARKER HANNIFIN | NV105C-4 | 2.72 | 2.4654 | Y | 2.72 | 2.72 | 2.72
PKR-NV105C4 | 166553 | 12 | 134219 | 1/4" X 1/4" Comp In-Line Valve | PARKER HANNIFIN | NV105C-4 | 2.72 | 2.72 | Y | 2.72 | 2.72 | 2.72
PKR-NV105C4 | 166559 | 7 | 134219 | 1/4" X 1/4" Comp In-Line Valve | PARKER HANNIFIN | NV105C-4 | 2.72 | 2.72 | Y | 2.72 | 2.72 | 2.72
PKR-NV105C4 | 166560 | 9 | 134219 | 1/4" X 1/4" Comp In-Line Valve | PARKER HANNIFIN | NV105C-4 | 2.72 | 2.72 | N | 2.72 | 2.72 | 2.72
PKR-NV105C4 | 166561 | 2 | 134219 | 1/4" X 1/4" Comp In-Line Valve | PARKER HANNIFIN | NV105C-4 | 2.72 | 2.72 | N | 2.72 | 2.72 | 2.72
PKR-NV105C6 | 10510 | 11 | 134219 | 3/8 X 3/8 Comp In-Line Valve | PARKER HANNIFIN | NV105C-6 | 4.21 | 3.9895 | Y | 4.21 | 4.2075 | 4.21
PKR-NV105C6 | 166553 | 10 | 134219 | 3/8 X 3/8 Comp In-Line Valve | PARKER HANNIFIN | NV105C-6 | 4.21 | 4.098 | Y | 4.21 | 4.2075 | 4.21
PKR-NV105C6 | 166559 | 7 | 134219 | 3/8 X 3/8 Comp In-Line Valve | PARKER HANNIFIN | NV105C-6 | 4.21 | 4.2075 | N | 4.21 | 4.2075 | 4.21
PKR-NV105C6 | 175891 | 3 | 134219 | 3/8 X 3/8 Comp In-Line Valve | PARKER HANNIFIN | NV105C-6 | 4.21 | 3.726 | Y | 4.21 | 4.2075 | 4.21
PKR-X63NTA4 | 166553 | 100 | 134219 | 1/4 Poly Tube Insert | PARKER HANNIFIN | X63NTA-4 | 0.1075 | 0.11 | Y | 0.1075 | 0.11 | 0.11
PKR-X63NTA4 | 166561 | 100 | 134219 | 1/4 Poly Tube Insert | PARKER HANNIFIN | X63NTA-4 | 0.1075 | 0.11 | Y | 0.1075 | 0.11 | 0.11
PL-PN1-7N | 175891 | 1 | 134269 | M2000-RTUS Controller in Panel | PROLON | PL-PN1-7RTUS | 1 | 664.9 | N | 1 | 664.9 | 664.9
PL30 | 10510 | 3 | 187612 | Bell & Gossett 1/12 HP ironbody circulat | BERNARD J. MULCAHY CO.,INC. | PL30 | 289.8 | 247.5693 | Y | 289.8 | 247.5693 | 289.8
PL30 | 175891 | 1 | 187558 | Bell & Gossett 1/12 HP ironbody circulat | <<USE ACCT#187612>> BELL & GOSSETT | PL30 | 289.8 | 173.947 | Y | 289.8 | 247.5693 | 289.8
PL36 | 10510 | 2 | 187612 | Bell & Gossett 1/6 HP ironbody circulato | BERNARD J. MULCAHY CO.,INC. | PL36 | 294 | 326.655 | Y | 294 | 326.655 | 326.655
PL36 | 175891 | 1 | 187558 | Bell & Gossett 1/6 HP ironbody circulato | <<USE ACCT#187612>> BELL & GOSSETT | PL36 | 294 | 286.3 | Y | 294 | 326.655 | 326.655
PLANO378001 | 166553 | 1 | 168859 | Plano small parts clear satchel | *DO NOT USE* Paid with Divvy Card | PLANO378001 | 9.56 | 9.56 | N | 9.56 | 9.56 | 9.56
PLANO378001 | 166561 | 2 | 168859 | Plano small parts clear satchel | *DO NOT USE* Paid with Divvy Card | PLANO378001 | 9.56 | 9.56 | N | 9.56 | 9.56 | 9.56
PLC1000HU | 166559 | 1 | 134269 | HUMIDITY CONTROLLER | PROLON | PL-C1000-HU | 150.945 | 150.945 | N | 150.945 | 150.945 | 150.945
PLC1000VAVPIL | 175888 | 1 | 134269 | VAV Controller | PROLON | PL-C1000-VAV-PIL | 209.49 | 209.49 | N | 209.49 | 209.49 | 209.49
PLF2598L08 | 166561 | 1 | 134078 | 0-300psi 2 1/2" LiquidFilled SEE LF2 | MARS MOTORS & ARMATURES INC | PLF2598L08 | 7.77 | 7.77 | N | 7.77 | 7.77 | 7.77
PLF4098L04 | 166560 | 3 | 134078 | 4" SS Gauge, Liquid, 0-60 | MARS MOTORS & ARMATURES INC | PLF4098L04 | 19.6 | 19.6 | N | 19.6 | 19.6 | 19.6
PLF4098L05 | 166560 | 3 | 168955 | 4.5" 0-100psi liquid filled | Miljoco (do not use) | PLF4098L05 | 19.6 | 19.6 | N | 19.6 | 19.6 | 19.6
PLH7695 | 166561 | 4 | 134269 | Pelican Storm Case | PROLON | PL-H-7695 | 350 | 350 | N | 350 | 350 | 350
PLN-PL485BT | 10008 | 2 | 134269 | PROLON BLUETOOTH/USB TO RS485 CONVERTER | PROLON | PL-485-BT | 169.53 | 164.15 | Y | 169.53 | 169.53 | 169.53
PLN-PL485BT | 10510 | 3 | 134269 | PROLON BLUETOOTH/USB TO RS485 CONVERTER | PROLON | PL-485-BT | 169.53 | 169.53 | Y | 169.53 | 169.53 | 169.53
PLN-PL485BT | 10770 | 2 | 134269 | PROLON BLUETOOTH/USB TO RS485 CONVERTER | PROLON | PL-485-BT | 169.53 | 169.53 | Y | 169.53 | 169.53 | 169.53
PLN-PL485BT | 166561 | 2 | 134269 | PROLON BLUETOOTH/USB TO RS485 CONVERTER | PROLON | PL-485-BT | 169.53 | 169.53 | Y | 169.53 | 169.53 | 169.53
PLN-PL485BT | 175890 | 1 | 134269 | PROLON BLUETOOTH/USB TO RS485 CONVERTER | PROLON | PL-485-BT | 169.53 | 160.0796 | N | 169.53 | 169.53 | 169.53
PLN-PL485BT | 175891 | 4 | 134269 | PROLON BLUETOOTH/USB TO RS485 CONVERTER | PROLON | PL-485-BT | 169.53 | 160.2111 | Y | 169.53 | 169.53 | 169.53
PLN-PLAPS | 10770 | 2 | 134269 | AIR PRESSURE SWITCH | PROLON | PL-APS | 28.01 | 26.67 | Y | 28.01 | 26.67 | 28.01
PLN-PLAV06FSD | 10770 | 1 | 134269 | 6in ROUND DAMPER, WITH FLOW SENSOR | PROLON | PL-AV06-FSD | 94.49 | 89.99 | N | 94.49 | 94.49 | 94.49
PLN-PLAV06FSD | 166561 | 3 | 134269 | 6in ROUND DAMPER, WITH FLOW SENSOR | PROLON | PL-AV06-FSD | 94.49 | 82.4133 | N | 94.49 | 94.49 | 94.49
PLN-PLAV06FSD | 175891 | 4 | 134269 | 6in ROUND DAMPER, WITH FLOW SENSOR | PROLON | PL-AV06-FSD | 94.49 | 94.49 | N | 94.49 | 94.49 | 94.49
PLN-PLAV08FSD | 10770 | 1 | 134269 | 8in ROUND DAMPER, WITH FLOW SENSOR | PROLON | PL-AV08-FSD | 95.99 | 91.42 | N | 95.99 | 95.99 | 95.99
PLN-PLAV08FSD | 166561 | 2 | 134269 | 8in ROUND DAMPER, WITH FLOW SENSOR | PROLON | PL-AV08-FSD | 95.99 | 91.42 | Y | 95.99 | 95.99 | 95.99
PLN-PLAV08FSD | 175891 | 7 | 134269 | 8in ROUND DAMPER, WITH FLOW SENSOR | PROLON | PL-AV08-FSD | 95.99 | 95.99 | N | 95.99 | 95.99 | 95.99
PLN-PLAV10 | 10770 | 1 | 134269 | 10in ROUND DAMPER, WITHOUT FLOW SENSOR | PROLON | PL-AV10 | 65.36 | 62.24 | Y | 65.36 | 62.24 | 65.36
PLN-PLAV10FSD | 10770 | 1 | 134269 | 10in ROUND DAMPER, WITH FLOW SENSOR | PROLON | PL-AV10-FSD | 97.7 | 93.04 | N | 97.7 | 93.04 | 97.7
PLN-PLAV10FSD | 166561 | 2 | 134269 | 10in ROUND DAMPER, WITH FLOW SENSOR | PROLON | PL-AV10-FSD | 97.7 | 93.04 | Y | 97.7 | 93.04 | 97.7
PLN-PLAV12FSD | 10770 | 1 | 134269 | 12in ROUND DAMPER, WITH FLOW SENSOR | PROLON | PL-AV12-FSD | 101.98 | 97.12 | N | 101.98 | 101.98 | 101.98
PLN-PLAV12FSD | 166561 | 2 | 134269 | 12in ROUND DAMPER, WITH FLOW SENSOR | PROLON | PL-AV12-FSD | 101.98 | 101.98 | Y | 101.98 | 101.98 | 101.98
PLN-PLAV14 | 166559 | 1 | 134269 | 14in ROUND DAMPER, WITHOUT FLOW SENSOR | PROLON | PL-AV14 | 74.71 | 89.68 | N | 74.71 | 89.68 | 89.68
PLN-PLAV14FSD | 166561 | 2 | 134269 | 14in ROUND DAMPER, WITH FLOW SENSOR | PROLON | PL-AV14-FSD | 107.12 | 80.6163 | Y | 107.12 | 80.6163 | 107.12
PLN-PLAV18 | 166553 | 0 | 134269 | 18in ROUND DAMPER, WITHOUT FLOW SENSOR | PROLON | PL-AV18 | 119.35 | 0 | N | 119.35 | 0 | 119.35
PLN-PLC1050FLX | 175888 | 1 | 134269 | FLEX I/O CONTROLLER 4 IN / 5 OUT | PROLON | PL-C1050-FLX | 204.49 | 197.8464 | Y | 204.49 | 202.5183 | 204.49
PLN-PLC1050FLX | 175890 | 1 | 134269 | FLEX I/O CONTROLLER 4 IN / 5 OUT | PROLON | PL-C1050-FLX | 204.49 | 197.8464 | Y | 204.49 | 202.5183 | 204.49
PLN-PLC1050FLX | 175891 | 5 | 134269 | FLEX I/O CONTROLLER 4 IN / 5 OUT | PROLON | PL-C1050-FLX | 204.49 | 202.5183 | Y | 204.49 | 202.5183 | 204.49
PLN-PLC1050HPS | 175891 | 1 | 134269 | HEATPUMP SINGLE-ZONE CONTROLLER 4IN/5OUT | PROLON | PL-C1050-HPS | 204.49 | 170.41 | N | 204.49 | 170.41 | 204.49
PLN-PLC1050HU | 10510 | 1 | 134269 | HUMIDITY CONTROLLER 4 IN / 3 OUT | PROLON | PL-C1050-HU | 204.49 | 168.435 | Y | 204.49 | 181.5975 | 204.49
PLN-PLC1050HU | 175891 | 2 | 134269 | HUMIDITY CONTROLLER 4 IN / 3 OUT | PROLON | PL-C1050-HU | 204.49 | 181.5975 | Y | 204.49 | 181.5975 | 204.49
PLN-PLC1050RTU | 10510 | 1 | 134269 | ROOFTOP ZONING CONTROLLER 4 IN / 5 OUT | PROLON | PL-C1050-RTU | 204.49 | 185.48 | Y | 204.49 | 185.48 | 204.49
PLN-PLC1050RTU | 175891 | 1 | 134269 | ROOFTOP ZONING CONTROLLER 4 IN / 5 OUT | PROLON | PL-C1050-RTU | 204.49 | 147.395 | N | 204.49 | 185.48 | 204.49
PLN-PLC1050RTUS | 10510 | 1 | 134269 | ROOFTOP SINGLE-ZONE CONTROLLER 4IN/5OUT | PROLON | PL-C1050-RTUS | 204.49 | 151.39 | N | 204.49 | 193.8011 | 204.49
PLN-PLC1050RTUS | 166553 | 1 | 134269 | ROOFTOP SINGLE-ZONE CONTROLLER 4IN/5OUT | PROLON | PL-C1050-RTUS | 204.49 | 193.5614 | N | 204.49 | 193.8011 | 204.49
PLN-PLC1050RTUS | 175891 | 9 | 134269 | ROOFTOP SINGLE-ZONE CONTROLLER 4IN/5OUT | PROLON | PL-C1050-RTUS | 204.49 | 193.8011 | Y | 204.49 | 193.8011 | 204.49
PLN-PLC1050VAV | 10510 | 2 | 134269 | ZONE CONTROLLER PRESS DEPENDANT 4IN/5OUT | PROLON | PL-C1050-VAV | 204.49 | 190.12 | Y | 204.49 | 197.8464 | 204.49
PLN-PLC1050VAV | 166561 | 1 | 134269 | ZONE CONTROLLER PRESS DEPENDANT 4IN/5OUT | PROLON | PL-C1050-VAV | 204.49 | 179.38 | N | 204.49 | 197.8464 | 204.49
PLN-PLC1050VAV | 175890 | 1 | 134269 | ZONE CONTROLLER PRESS DEPENDANT 4IN/5OUT | PROLON | PL-C1050-VAV | 204.49 | 197.8464 | N | 204.49 | 197.8464 | 204.49
PLN-PLC1050VAV | 175891 | 2 | 134269 | ZONE CONTROLLER PRESS DEPENDANT 4IN/5OUT | PROLON | PL-C1050-VAV | 204.49 | 188.9533 | Y | 204.49 | 197.8464 | 204.49
PLN-PLC1050VAVPI | 175891 | 4 | 134269 | ZONE CONTROLLER PRESS INDEPENDANT 4IN/5O | PROLON | PL-C1050-VAV-PI | 235.81 | 180.423 | Y | 235.81 | 180.423 | 235.81
PLN-PLDEMOBOARDUS | 175888 | 2 | 134269 | PRE-MADE LIVE PROLON US DEMO KIT | PROLON | PL-DEMO-BOARD-US | 1486.19 | 1103.89 | N | 1486.19 | 1103.89 | 1486.19
PLN-PLDS | 10008 | 1 | 134269 | 10K THERM. DUCT SENSOR | PROLON | PL-DS | 16.58 | 15.7239 | N | 16.58 | 16.58 | 16.58
PLN-PLDS | 166561 | 9 | 134269 | 10K THERM. DUCT SENSOR | PROLON | PL-DS | 16.58 | 16.58 | Y | 16.58 | 16.58 | 16.58
PLN-PLDS | 175883 | 1 | 134269 | 10K THERM. DUCT SENSOR | PROLON | PL-DS | 16.58 | 15.139 | N | 16.58 | 16.58 | 16.58
PLN-PLDTT6 | 10510 | 3 | 134269 | DUCT (6") C/W MOUNTING BRACKET , | PROLON | PL-DT-T6 | 15.12 | 14.3974 | Y | 15.12 | 14.4 | 15.12
PLN-PLDTT6 | 10770 | 4 | 134269 | DUCT (6") C/W MOUNTING BRACKET , | PROLON | PL-DT-T6 | 15.12 | 14.4 | Y | 15.12 | 14.4 | 15.12
PLN-PLDTT8 | 10510 | 5 | 134269 | 8" Duct/Immersion temperature Sensor | PROLON | PL-DT-T8 | 16.99 | 16.1804 | Y | 16.99 | 16.1804 | 16.99
PLN-PLLPTLCD | 10510 | 2 | 134269 | LOW PRESSURE TRANSMITTER, | PROLON | PL-LPT-LCD | 101.95 | 99.525 | Y | 101.95 | 99.525 | 101.95
PLN-PLM2000BLR | 10008 | 1 | 134269 | BOILER CONTROLLER 9 IN / 8 OUT | PROLON | PL-M2000-BLR | 383.35 | 383.35 | Y | 383.35 | 383.35 | 383.35
PLN-PLM2000BLR | 10510 | 1 | 134269 | BOILER CONTROLLER 9 IN / 8 OUT | PROLON | PL-M2000-BLR | 383.35 | 383.35 | Y | 383.35 | 383.35 | 383.35
PLN-PLM2000BLR | 175891 | 1 | 134269 | BOILER CONTROLLER 9 IN / 8 OUT | PROLON | PL-M2000-BLR | 383.35 | 359.0709 | Y | 383.35 | 383.35 | 383.35
PLN-PLM2000CHL | 175891 | 2 | 134269 | CHILLER CONTROLLER 9 IN / 8 OUT | PROLON | PL-M2000-CHL | 383.35 | 365.09 | Y | 383.35 | 365.09 | 383.35
PLN-PLM2000FCU | 175890 | 1 | 134269 | FAN COIL UNIT CONTROLLER 9 IN / 8 OUT | PROLON | PL-M2000-FCU | 383.35 | 370.8764 | Y | 383.35 | 370.8764 | 383.35
PLN-PLM2000FCU | 175891 | 1 | 134269 | FAN COIL UNIT CONTROLLER 9 IN / 8 OUT | PROLON | PL-M2000-FCU | 383.35 | 347.71 | N | 383.35 | 370.8764 | 383.35
PLN-PLM2000FLX | 10008 | 4 | 134269 | FLEX I/O CONTROLLER 9 IN / 8 OUT | PROLON | PL-M2000-FLX | 383.35 | 365.09 | Y | 383.35 | 375.7073 | 383.35
PLN-PLM2000FLX | 10510 | 3 | 134269 | FLEX I/O CONTROLLER 9 IN / 8 OUT | PROLON | PL-M2000-FLX | 383.35 | 375.7073 | Y | 383.35 | 375.7073 | 383.35
PLN-PLM2000FLX | 166553 | 1 | 134269 | FLEX I/O CONTROLLER 9 IN / 8 OUT | PROLON | PL-M2000-FLX | 383.35 | 291.81 | N | 383.35 | 375.7073 | 383.35
PLN-PLM2000FLX | 175888 | 3 | 134269 | FLEX I/O CONTROLLER 9 IN / 8 OUT | PROLON | PL-M2000-FLX | 383.35 | 338.876 | Y | 383.35 | 375.7073 | 383.35
PLN-PLM2000FLX | 175890 | 1 | 134269 | FLEX I/O CONTROLLER 9 IN / 8 OUT | PROLON | PL-M2000-FLX | 383.35 | 370.8864 | Y | 383.35 | 375.7073 | 383.35
PLN-PLM2000FLX | 175891 | 7 | 134269 | FLEX I/O CONTROLLER 9 IN / 8 OUT | PROLON | PL-M2000-FLX | 383.35 | 363.8024 | Y | 383.35 | 375.7073 | 383.35
PLN-PLM2000HP | 10510 | 2 | 134269 | HEATPUMP ZONING CONTROLLER 9 IN / 8 OUT | PROLON | PL-M2000-HP | 383.35 | 365.09 | Y | 383.35 | 365.09 | 383.35
PLN-PLM2000HPS | 10510 | 1 | 134269 | HEATPUMP SINGLE-ZONE CONTROLLER 9IN/8OUT | PROLON | PL-M2000-HPS | 383.35 | 320.63 | Y | 383.35 | 320.63 | 383.35
PLN-PLM2000HPS | 175891 | 1 | 134269 | HEATPUMP SINGLE-ZONE CONTROLLER 9IN/8OUT | PROLON | PL-M2000-HPS | 383.35 | 320.63 | Y | 383.35 | 320.63 | 383.35
PLN-PLM2000MUA | 10510 | 1 | 134269 | MAKE UP AIR CONTROLLER 9 IN / 8 OUT | PROLON | PL-M2000-MUA | 383.35 | 378.7825 | Y | 383.35 | 378.7825 | 383.35
PLN-PLM2000MUA | 175888 | 1 | 134269 | MAKE UP AIR CONTROLLER 9 IN / 8 OUT | PROLON | PL-M2000-MUA | 383.35 | 293.9256 | N | 383.35 | 378.7825 | 383.35
PLN-PLM2000RTU | 10008 | 1 | 134269 | ROOFTOP ZONING CONTROLLER 9 IN / 8 OUT | PROLON | PL-M2000-RTU | 383.35 | 383.35 | Y | 383.35 | 383.35 | 383.35
PLN-PLM2000RTU | 10510 | 11 | 134269 | ROOFTOP ZONING CONTROLLER 9 IN / 8 OUT | PROLON | PL-M2000-RTU | 383.35 | 373.3506 | Y | 383.35 | 383.35 | 383.35
PLN-PLM2000RTU | 166557 | 2 | 134269 | ROOFTOP ZONING CONTROLLER 9 IN / 8 OUT | PROLON | PL-M2000-RTU | 383.35 | 363.813 | Y | 383.35 | 383.35 | 383.35
PLN-PLM2000RTU | 166561 | 4 | 134269 | ROOFTOP ZONING CONTROLLER 9 IN / 8 OUT | PROLON | PL-M2000-RTU | 383.35 | 362.7908 | Y | 383.35 | 383.35 | 383.35
PLN-PLM2000RTU | 175888 | 1 | 134269 | ROOFTOP ZONING CONTROLLER 9 IN / 8 OUT | PROLON | PL-M2000-RTU | 383.35 | 363.9346 | Y | 383.35 | 383.35 | 383.35
PLN-PLM2000RTU | 175890 | 1 | 134269 | ROOFTOP ZONING CONTROLLER 9 IN / 8 OUT | PROLON | PL-M2000-RTU | 383.35 | 369.5857 | Y | 383.35 | 383.35 | 383.35
PLN-PLM2000RTU | 175891 | 9 | 134269 | ROOFTOP ZONING CONTROLLER 9 IN / 8 OUT | PROLON | PL-M2000-RTU | 383.35 | 368.9404 | Y | 383.35 | 383.35 | 383.35
PLN-PLM2000RTUS | 10006 | 4 | 134269 | ROOFTOP SINGLE-ZONE CONTROLLER 9IN/8OUT | PROLON | PL-M2000-RTUS | 383.35 | 291.8067 | N | 383.35 | 380.3067 | 383.35
PLN-PLM2000RTUS | 10008 | 2 | 134269 | ROOFTOP SINGLE-ZONE CONTROLLER 9IN/8OUT | PROLON | PL-M2000-RTUS | 383.35 | 355.8933 | N | 383.35 | 380.3067 | 383.35
PLN-PLM2000RTUS | 10510 | 5 | 134269 | ROOFTOP SINGLE-ZONE CONTROLLER 9IN/8OUT | PROLON | PL-M2000-RTUS | 383.35 | 380.3067 | Y | 383.35 | 380.3067 | 383.35
PLN-PLM2000RTUS | 10770 | 3 | 134269 | ROOFTOP SINGLE-ZONE CONTROLLER 9IN/8OUT | PROLON | PL-M2000-RTUS | 383.35 | 365.09 | Y | 383.35 | 380.3067 | 383.35
PLN-PLM2000RTUS | 175891 | 4 | 134269 | ROOFTOP SINGLE-ZONE CONTROLLER 9IN/8OUT | PROLON | PL-M2000-RTUS | 383.35 | 364.0584 | Y | 383.35 | 380.3067 | 383.35
PLN-PLNC2000 | 10008 | 1 | 134269 | NETWORK CONTROLLER | PROLON | PL-NC2000 | 343.66 | 343.66 | Y | 343.66 | 343.66 | 343.66
PLN-PLNC2000 | 10510 | 7 | 134269 | NETWORK CONTROLLER | PROLON | PL-NC2000 | 343.66 | 333.4287 | Y | 343.66 | 343.66 | 343.66
PLN-PLNC2000 | 10770 | 2 | 134269 | NETWORK CONTROLLER | PROLON | PL-NC2000 | 343.66 | 327.29 | Y | 343.66 | 343.66 | 343.66
PLN-PLNC2000 | 166557 | 2 | 134269 | NETWORK CONTROLLER | PROLON | PL-NC2000 | 343.66 | 327.29 | Y | 343.66 | 343.66 | 343.66
PLN-PLNC2000 | 175888 | 3 | 134269 | NETWORK CONTROLLER | PROLON | PL-NC2000 | 343.66 | 317.5593 | Y | 343.66 | 343.66 | 343.66
PLN-PLNC2000 | 175890 | 1 | 134269 | NETWORK CONTROLLER | PROLON | PL-NC2000 | 343.66 | 332.4896 | Y | 343.66 | 343.66 | 343.66
PLN-PLNC2000 | 175891 | 8 | 134269 | NETWORK CONTROLLER | PROLON | PL-NC2000 | 343.66 | 325.0159 | Y | 343.66 | 343.66 | 343.66
PLN-PLOAS | 166561 | 1 | 134269 | 10K THERM. OUTSIDE AIR SENSOR | PROLON | PL-OAS | 23.05 | 21.95 | N | 23.05 | 21.95 | 23.05
PLN-PLOAS | 175883 | 1 | 134269 | 10K THERM. OUTSIDE AIR SENSOR | PROLON | PL-OAS | 23.05 | 21.95 | N | 23.05 | 21.95 | 23.05
PLN-PLOAT | 10510 | 5 | 134269 | Outside Temp Sensor | PROLON | PL-OA-T | 26.48 | 25.22 | Y | 26.48 | 25.22 | 26.48
PLN-PLOAT | 10770 | 3 | 134269 | Outside Temp Sensor | PROLON | PL-OA-T | 26.48 | 25.22 | Y | 26.48 | 25.22 | 26.48
PLN-PLPANELM2000RTU | 166561 | 1 | 134269 | PREWIRED PANEL M2000 ROOFTOP ZONING CONT | PROLON | PL-PANEL-M2000-RTU | 664.9 | 675.45 | N | 664.9 | 675.45 | 675.45
PLN-PLPANELM2000RTUS | 166561 | 1 | 134269 | PREWIRED PANEL M2000 ROOFTOP SINGLE-ZONE | PROLON | PL-PANEL-M2000-RTUS | 664.9 | 675.45 | N | 664.9 | 675.45 | 675.45
PLN-PLPANELNC2000 | 175891 | 1 | 134269 | PREWIRED PANEL NETWORK CONTROLLER- WITH | PROLON | PL-PANEL-NC2000 | 904.75 | 899.2704 | N | 904.75 | 899.2704 | 904.75
PLN-PLPN11A | 10510 | 7 | 134269 | Network Controller w/ Tablet Display | PROLON | PL-PN1-1A | 949.99 | 904.75 | Y | 949.99 | 904.75 | 949.99
PLN-PLPN11A | 175891 | 1 | 134269 | Network Controller w/ Tablet Display | PROLON | PL-PN1-1A | 949.99 | 904.75 | Y | 949.99 | 904.75 | 949.99
PLN-PLPN17M | 10510 | 9 | 134269 | M2000-XXX controller built into a NEMA 1 | PROLON | PL-PN1-7M | 0 | 701.1609 | Y | 0 | 701.1609 | 701.1609
PLN-PLPN17M | 175891 | 1 | 134269 | M2000-XXX controller built into a NEMA 1 | PROLON | PL-PN1-7M | 0 | 701.1609 | Y | 0 | 701.1609 | 701.1609
PLN-PLPN21A7L | 173042 | 1 | 134269 | PANEL, TWO CONTROLLER, NC2000 | PROLON | PL-PN2-1A-7L | 1798.16 | 1712.54 | N | 1798.16 | 1712.54 | 1798.16
PLN-PLPROPACKRTU | 10008 | 1 | 134269 | KIT ZONING ROOFTOP CTRL | PROLON | PL-PROPACK-RTU | 521.23 | 521.23 | Y | 521.23 | 521.23 | 521.23
PLN-PLPROPACKRTU | 10770 | 1 | 134269 | KIT ZONING ROOFTOP CTRL | PROLON | PL-PROPACK-RTU | 521.23 | 521.23 | Y | 521.23 | 521.23 | 521.23
PLN-PLPROPACKRTU | 175888 | 1 | 134269 | KIT ZONING ROOFTOP CTRL | PROLON | PL-PROPACK-RTU | 521.23 | 521.23 | Y | 521.23 | 521.23 | 521.23
PLN-PLPROPACKRTUS | 10770 | 1 | 134269 | KIT SINGLE-ZONE ROOFTOP CTRL W/SENSOR | PROLON | PL-PROPACK-RTUS | 492.18 | 492.18 | Y | 492.18 | 492.18 | 492.18
PLN-PLPROPACKVAV | 10008 | 4 | 134269 | KIT ZONE VAV CTRL W/SENSOR | PROLON | PL-PROPACK-VAV | 366.2 | 366.2 | Y | 366.2 | 366.2 | 366.2
PLN-PLPROPACKVAV | 10770 | 1 | 134269 | KIT ZONE VAV CTRL W/SENSOR | PROLON | PL-PROPACK-VAV | 366.2 | 366.2 | Y | 366.2 | 366.2 | 366.2
PLN-PLRSFWGL | 175883 | 7 | 134269 | ANALOG SENSOR FAHRENHEIT WHITE GREY LABE | PROLON | PL-RSF-WGL | 33.59 | 31.4369 | Y | 33.59 | 31.4369 | 33.59
PLN-PLT1000BGL | 10510 | 4 | 134269 | DIGITAL SENSOR BLACK CASING GREY LABEL | PROLON | PL-T1000-BGL | 114.64 | 109.18 | N | 114.64 | 109.18 | 114.64
PLN-PLT1000BGL | 175891 | 6 | 134269 | DIGITAL SENSOR BLACK CASING GREY LABEL | PROLON | PL-T1000-BGL | 114.64 | 109.18 | N | 114.64 | 109.18 | 114.64
PLN-PLT1000WGL | 10006 | 1 | 134269 | DIGITAL SENSOR WHITE CASING GREY LABEL | PROLON | PL-T1000-WGL | 114.64 | 83.61 | N | 114.64 | 114.4026 | 114.64
PLN-PLT1000WGL | 10008 | 4 | 134269 | DIGITAL SENSOR WHITE CASING GREY LABEL | PROLON | PL-T1000-WGL | 114.64 | 109.18 | Y | 114.64 | 114.4026 | 114.64
PLN-PLT1000WGL | 10510 | 4 | 134269 | DIGITAL SENSOR WHITE CASING GREY LABEL | PROLON | PL-T1000-WGL | 114.64 | 111.8423 | Y | 114.64 | 114.4026 | 114.64
PLN-PLT1000WGL | 166557 | 6 | 134269 | DIGITAL SENSOR WHITE CASING GREY LABEL | PROLON | PL-T1000-WGL | 114.64 | 109.0554 | Y | 114.64 | 114.4026 | 114.64
PLN-PLT1000WGL | 166561 | 2 | 134269 | DIGITAL SENSOR WHITE CASING GREY LABEL | PROLON | PL-T1000-WGL | 114.64 | 108.8063 | Y | 114.64 | 114.4026 | 114.64
PLN-PLT1000WGL | 175888 | 6 | 134269 | DIGITAL SENSOR WHITE CASING GREY LABEL | PROLON | PL-T1000-WGL | 114.64 | 109.18 | Y | 114.64 | 114.4026 | 114.64
PLN-PLT1000WGL | 175890 | 3 | 134269 | DIGITAL SENSOR WHITE CASING GREY LABEL | PROLON | PL-T1000-WGL | 114.64 | 111.7913 | Y | 114.64 | 114.4026 | 114.64
PLN-PLT1000WGL | 175891 | 4 | 134269 | DIGITAL SENSOR WHITE CASING GREY LABEL | PROLON | PL-T1000-WGL | 114.64 | 114.4026 | Y | 114.64 | 114.4026 | 114.64
PLN-PLT1000WWL | 10006 | 2 | 134269 | DIGITAL SENSOR WHITE CASING WHITE LABEL | PROLON | PL-T1000-WWL | 114.64 | 81.41 | N | 114.64 | 109.18 | 114.64
PLN-PLT1000WWL | 10770 | 3 | 134269 | DIGITAL SENSOR WHITE CASING WHITE LABEL | PROLON | PL-T1000-WWL | 114.64 | 109.18 | Y | 114.64 | 109.18 | 114.64
PLN-PLT1100WGL | 10510 | 5 | 134269 | DIGITAL THERMOSTAT WHITE, GREY LABEL | PROLON | PL-T1100-WGL | 172.06 | 158.849 | Y | 172.06 | 172.06 | 172.06
PLN-PLT1100WGL | 166560 | 1 | 134269 | DIGITAL THERMOSTAT WHITE, GREY LABEL | PROLON | PL-T1100-WGL | 172.06 | 172.06 | N | 172.06 | 172.06 | 172.06
PLN-PLT1100WGL | 175883 | 1 | 134269 | DIGITAL THERMOSTAT WHITE, GREY LABEL | PROLON | PL-T1100-WGL | 172.06 | 156.06 | N | 172.06 | 172.06 | 172.06
PLN-PLT1100WGL | 175888 | 4 | 134269 | DIGITAL THERMOSTAT WHITE, GREY LABEL | PROLON | PL-T1100-WGL | 172.06 | 153.9893 | N | 172.06 | 172.06 | 172.06
PLN-PLT1100WGL | 175890 | 3 | 134269 | DIGITAL THERMOSTAT WHITE, GREY LABEL | PROLON | PL-T1100-WGL | 172.06 | 154.4272 | N | 172.06 | 172.06 | 172.06
PLN-PLT1100WGL | 175891 | 9 | 134269 | DIGITAL THERMOSTAT WHITE, GREY LABEL | PROLON | PL-T1100-WGL | 172.06 | 158.2298 | Y | 172.06 | 172.06 | 172.06
PLN-PLT1100WWL | 10510 | 4 | 134269 | DIGITAL THERMOSTAT WHITE, WHITE LABEL | PROLON | PL-T1100-WWL | 172.06 | 163.86 | N | 172.06 | 163.86 | 172.06
PLN-PLT1100WWL | 10770 | 2 | 134269 | DIGITAL THERMOSTAT WHITE, WHITE LABEL | PROLON | PL-T1100-WWL | 172.06 | 163.86 | Y | 172.06 | 163.86 | 172.06
PLN-PLT200AWGL | 166559 | 4 | 134269 | DIGITAL SENSOR +/- WHITE, GREY LABEL | PROLON | PL-T200A-WGL | 52.9 | 38.695 | N | 52.9 | 50.38 | 52.9
PLN-PLT200AWGL | 175891 | 57 | 134269 | DIGITAL SENSOR +/- WHITE, GREY LABEL | PROLON | PL-T200A-WGL | 52.9 | 50.38 | Y | 52.9 | 50.38 | 52.9
PLN-PLT200BWGL | 175891 | 29 | 134269 | DIGITAL SENSOR NO KNOB, | PROLON | PL-T200B-WGL | 52.9 | 50.38 | Y | 52.9 | 50.38 | 52.9
PLN-PLT200FBGL | 10510 | 8 | 134269 | DIGITAL SENSOR FAHRENHEIT BLACK, GREY LA | PROLON | PL-T200F-BGL | 52.9 | 50.38 | N | 52.9 | 50.38 | 52.9
PLN-PLT200FBGL | 175891 | 25 | 134269 | DIGITAL SENSOR FAHRENHEIT BLACK, GREY LA | PROLON | PL-T200F-BGL | 52.9 | 50.379 | N | 52.9 | 50.38 | 52.9
PLN-PLT200FWGL | 10510 | 28 | 134269 | DIGITAL SENSOR FAHRENHEIT WHITE, GREY LA | PROLON | PL-T200F-WGL | 52.9 | 50.2498 | Y | 52.9 | 50.2498 | 52.9
PLN-PLT200FWGL | 175891 | 60 | 134269 | DIGITAL SENSOR FAHRENHEIT WHITE, GREY LA | PROLON | PL-T200F-WGL | 52.9 | 49.9237 | Y | 52.9 | 50.2498 | 52.9
PLN-PLT200FWWL | 10510 | 3 | 134269 | DIGITAL SENSOR FAHRENHEIT WHITE, WHITE L | PROLON | PL-T200F-WWL | 52.9 | 37.75 | N | 52.9 | 50.38 | 52.9
PLN-PLT200FWWL | 10770 | 3 | 134269 | DIGITAL SENSOR FAHRENHEIT WHITE, WHITE L | PROLON | PL-T200F-WWL | 52.9 | 50.38 | Y | 52.9 | 50.38 | 52.9
PLN-PLT500WGL | 10006 | 1 | 134269 | DIGITAL SENSOR LCD & KNOB WHITE, GREY LA | PROLON | PL-T500-WGL | 93.19 | 65.625 | N | 93.19 | 91.2217 | 93.19
PLN-PLT500WGL | 10510 | 37 | 134269 | DIGITAL SENSOR LCD & KNOB WHITE, GREY LA | PROLON | PL-T500-WGL | 93.19 | 91.2217 | Y | 93.19 | 91.2217 | 93.19
PLN-PLT500WGL | 166561 | 3 | 134269 | DIGITAL SENSOR LCD & KNOB WHITE, GREY LA | PROLON | PL-T500-WGL | 93.19 | 90.542 | Y | 93.19 | 91.2217 | 93.19
PLN-PLT500WGL | 175888 | 9 | 134269 | DIGITAL SENSOR LCD & KNOB WHITE, GREY LA | PROLON | PL-T500-WGL | 93.19 | 88.75 | Y | 93.19 | 91.2217 | 93.19
PLN-PLT500WGL | 175890 | 1 | 134269 | DIGITAL SENSOR LCD & KNOB WHITE, GREY LA | PROLON | PL-T500-WGL | 93.19 | 90.16 | Y | 93.19 | 91.2217 | 93.19
PLN-PLT500WGL | 175891 | 32 | 134269 | DIGITAL SENSOR LCD & KNOB WHITE, GREY LA | PROLON | PL-T500-WGL | 93.19 | 88.8731 | Y | 93.19 | 91.2217 | 93.19
PLN-PLT500WWL | 10510 | 8 | 134269 | DIGITAL SENSOR LCD & KNOB WHITE, WHITE L | PROLON | PL-T500-WWL | 93.19 | 62.34 | N | 93.19 | 88.75 | 93.19
PLN-PLT500WWL | 10770 | 3 | 134269 | DIGITAL SENSOR LCD & KNOB WHITE, WHITE L | PROLON | PL-T500-WWL | 93.19 | 88.75 | Y | 93.19 | 88.75 | 93.19
PLN-PLT500WWL | 166553 | 1 | 134269 | DIGITAL SENSOR LCD & KNOB WHITE, WHITE L | PROLON | PL-T500-WWL | 93.19 | 65.7533 | N | 93.19 | 88.75 | 93.19
PLN-PLTRAINERBOARDLT | 175891 | 1 | 134269 | PRE-MADE PROLON TRAINER BOARD, LIGHT VER | PROLON | PL-TRAINER-BOARD-LT | 1429.44 | 1361.37 | N | 1429.44 | 1361.37 | 1429.44
PLN-PLTREECOM | 10510 | 2 | 134269 | WIRELESS TO RS485 CONVERTER | PROLON | PL-TREE-COM | 108.16 | 105.5918 | Y | 108.16 | 105.5918 | 108.16
PLN-PLTREECOM | 10770 | 4 | 134269 | WIRELESS TO RS485 CONVERTER | PROLON | PL-TREE-COM | 108.16 | 103.01 | Y | 108.16 | 105.5918 | 108.16
PLN-PLTREECOM | 166561 | 4 | 134269 | WIRELESS TO RS485 CONVERTER | PROLON | PL-TREE-COM | 108.16 | 103.01 | Y | 108.16 | 105.5918 | 108.16
PLN-PLTREECOM | 175888 | 5 | 134269 | WIRELESS TO RS485 CONVERTER | PROLON | PL-TREE-COM | 108.16 | 100.0561 | Y | 108.16 | 105.5918 | 108.16
PLN-PLTREECOM | 175890 | 1 | 134269 | WIRELESS TO RS485 CONVERTER | PROLON | PL-TREE-COM | 108.16 | 103.01 | Y | 108.16 | 105.5918 | 108.16
PLN-PLTREECOM | 175891 | 14 | 134269 | WIRELESS TO RS485 CONVERTER | PROLON | PL-TREE-COM | 108.16 | 101.369 | Y | 108.16 | 105.5918 | 108.16
PLN-PLVC2000 | 10006 | 1 | 134269 | ZONE CONTROLLER WITH ACTUATOR | PROLON | PL-VC2000 | 199.11 | 134.86 | N | 199.11 | 198.2166 | 199.11
PLN-PLVC2000 | 10510 | 32 | 134269 | ZONE CONTROLLER WITH ACTUATOR | PROLON | PL-VC2000 | 199.11 | 198.2166 | Y | 199.11 | 198.2166 | 199.11
PLN-PLVC2000 | 10770 | 4 | 134269 | ZONE CONTROLLER WITH ACTUATOR | PROLON | PL-VC2000 | 199.11 | 189.63 | Y | 199.11 | 198.2166 | 199.11
PLN-PLVC2000 | 166561 | 5 | 134269 | ZONE CONTROLLER WITH ACTUATOR | PROLON | PL-VC2000 | 199.11 | 187.1673 | Y | 199.11 | 198.2166 | 199.11
PLN-PLVC2000 | 175888 | 5 | 134269 | ZONE CONTROLLER WITH ACTUATOR | PROLON | PL-VC2000 | 199.11 | 189.5515 | N | 199.11 | 198.2166 | 199.11
PLN-PLVC2000 | 175890 | 1 | 134269 | ZONE CONTROLLER WITH ACTUATOR | PROLON | PL-VC2000 | 199.11 | 192.64 | N | 199.11 | 198.2166 | 199.11
PLN-PLVC2000 | 175891 | 19 | 134269 | ZONE CONTROLLER WITH ACTUATOR | PROLON | PL-VC2000 | 199.11 | 187.3475 | Y | 199.11 | 198.2166 | 199.11
PLN-PLVC2000PI | 10006 | 2 | 134269 | ZONE CONTROLLER W ACTUATOR, FLOW SENSOR | PROLON | PL-VC2000-PI | 264.38 | 190 | N | 264.38 | 255.039 | 264.38
PLN-PLVC2000PI | 10008 | 4 | 134269 | ZONE CONTROLLER W ACTUATOR, FLOW SENSOR | PROLON | PL-VC2000-PI | 264.38 | 251.79 | Y | 264.38 | 255.039 | 264.38
PLN-PLVC2000PI | 10510 | 31 | 134269 | ZONE CONTROLLER W ACTUATOR, FLOW SENSOR | PROLON | PL-VC2000-PI | 264.38 | 255.039 | Y | 264.38 | 255.039 | 264.38
PLN-PLVC2000PI | 10770 | -22 | 134269 | ZONE CONTROLLER W ACTUATOR, FLOW SENSOR | PROLON | PL-VC2000-PI | 264.38 | 251.79 | Y | 264.38 | 255.039 | 264.38
PLN-PLVC2000PI | 166557 | 2 | 134269 | ZONE CONTROLLER W ACTUATOR, FLOW SENSOR | PROLON | PL-VC2000-PI | 264.38 | 234.495 | Y | 264.38 | 255.039 | 264.38
PLN-PLVC2000PI | 175888 | 6 | 134269 | ZONE CONTROLLER W ACTUATOR, FLOW SENSOR | PROLON | PL-VC2000-PI | 264.38 | 251.7776 | Y | 264.38 | 255.039 | 264.38
PLN-PLVC2000PI | 175890 | 9 | 134269 | ZONE CONTROLLER W ACTUATOR, FLOW SENSOR | PROLON | PL-VC2000-PI | 264.38 | 252.9113 | Y | 264.38 | 255.039 | 264.38
PLN-PLVC2000PI | 175891 | 19 | 134269 | ZONE CONTROLLER W ACTUATOR, FLOW SENSOR | PROLON | PL-VC2000-PI | 264.38 | 253.8287 | Y | 264.38 | 255.039 | 264.38
PLN-PN21A7M | 175891 | 1 | 134269 | PROLON 2 CONTROL PANEL W/ DISPLAY | PROLON | PL-PN2-1A-7M | 1650.4 | 1650.4 | N | 1650.4 | 1650.4 | 1650.4
PLRSTN14UX | 175883 | 1 | 134179 | PYLE SERVER RACK SHELF | NEUCO INC. | PLRSTN14UX | 0 | 44.46 | N | 0 | 44.46 | 44.46
PLT1000ADAPT | 10510 | 4 | 134269 | Network Connection Adaptor | PROLON | PL-T1000-ADAPT | 10.008 | 10.008 | N | 10.008 | 10.008 | 10.008
PLT1000ADAPT | 175891 | 6 | 134269 | Network Connection Adaptor | PROLON | PL-T1000-ADAPT | 10.008 | 9.815 | Y | 10.008 | 10.008 | 10.008
PLTBRELAY24VACASSY | 175891 | 5 | 134269 | PROLON 24VAC RELAY W/BASE | PROLON | PL-TB-RELAY-24VAC-ASSY | 10.04 | 10.04 | Y | 10.04 | 10.04 | 10.04
PLTCC251 | 166559 | 1 | 134269 | Triac Rly 3-32 VDC, 25a, 24v, 1PH, | PROLON | PL-TCC251 | 41 | 41 | N | 41 | 41 | 41
PM100CO | 173042 | 10 | 133367 | Portable Gas Detector | MACURCO INC. (AERIONICS, INC.) | PM100-CO | 82.86 | 87 | Y | 82.86 | 87 | 87
PM1C000001SE | 10770 | 3 | 175111 | Single Gas Personal Monitor | SEITRON AMERICAS INC. | PM1C000001SE | 87.5 | 87.5 | Y | 87.5 | 87.5 | 87.5
PM1C000001SE | 173042 | 5 | 175111 | Single Gas Personal Monitor | SEITRON AMERICAS INC. | PM1C000001SE | 87.5 | 87.5 | Y | 87.5 | 87.5 | 87.5
PM1CN00 | 175891 | 1 | 175111 | SEITRON BSAFE SG CO | SEITRON AMERICAS INC. | PM1CN00 | 87.5 | 62.5 | N | 87.5 | 62.5 | 87.5
PMCDC100412 | 175888 | 1 | 176568 | CPC 1/4 NPT VALVED COUPLING BODY | KONSTANCE PNEUMATICS | PMCDC100412 | 6.41 | 6.41 | N | 6.41 | 6.41 | 6.41
PNEUMATICKITMACH1 | 10008 | 2 | 134393 | Pneumatic Stat Calibration Kit | STROMQUIST & COMPANY, INC. | PNEUMATIC KIT MACH 1 | 149.11 | 149.11 | Y | 149.11 | 149.11 | 149.11
PNEUMATICTESTER | 10510 | 1 | 187617 | Pneumatic test kitNOF | NOT ON FILE | PNEUMATIC TESTER | 0 | 27.54 | N | 0 | 27.54 | 27.54
PNV2 | 175891 | 10 | 134179 | DIAPHRAGM FOR MK-4XXX | NEUCO INC. | PNV-2 | 25.54 | 23.158 | Y | 25.54 | 23.158 | 25.54
PO51172 | 10510 | 3 | 187567 | plug orifice LPAnderson Forrester | ANDERSON FORRESTER | PO511-72 | 0.776 | 0.776 | Y | 0.776 | 0.776 | 0.776
PO51872 | 10510 | 15 | 187567 | plug orifice LPAnderson Forrester | ANDERSON FORRESTER | PO518-72 | 0.645 | 0.645 | Y | 0.645 | 0.645 | 0.645
POL90300100 | 10008 | 1 | 134065 | S55803-Y130-A100 WLAN STICK | SIEMENS INDUSTRY, INC. | POL903.00/100 | 75.54 | 75.54 | Y | 75.54 | 75.54 | 75.54
POWER PANEL 24X24 | 10510 | 1 | 133408 | Assembled Power Panel | WILSON MOHR SALT LAKE | DISTECH ECY POWER PANEL | 0 | 308.5135 | N | 0 | 308.5135 | 308.5135
PP100G | 175883 | 1 | 134179 | 1/4 Inch Steel NPT 100 PSI Multi Purpose | NEUCO INC. | PP100G | 0 | 8.38 | N | 0 | 8.38 | 8.38
PR-274-R2-MA | 10008 | 3 | 134078 | PR-274-R2-MA TRANSDUCER | MARS MOTORS & ARMATURES INC | PR274R2MA | 86.7398 | 75 | N | 86.7398 | 86.7398 | 86.7398
PR-274-R2-MA | 175888 | 2 | 134078 | PR-274-R2-MA TRANSDUCER | MARS MOTORS & ARMATURES INC | PR274R2MA | 86.7398 | 86.7398 | N | 86.7398 | 86.7398 | 86.7398
PR-274-R3-VDC | 175890 | 2 | 134012 | PR-274-R3-VDC PRESS. TRANSDUCER | JOHNSON CONTROLS NORTH AMERICAN PRODUCTS (JCI) | PR-274-R3-VDC | 207.72 | 216.03 | Y | 207.72 | 216.03 | 216.03
PR-276-R10-MA | 175888 | 19 | 134078 | PR-276-R10-MA DUCT PRESSURE | MARS MOTORS & ARMATURES INC | PR276R10MA | 89.69 | 89.6872 | N | 89.69 | 89.6872 | 89.69
PR-276-R10-MA | 175890 | 2 | 134078 | PR-276-R10-MA DUCT PRESSURE | MARS MOTORS & ARMATURES INC | PR276R10MA | 89.69 | 89.6872 | N | 89.69 | 89.6872 | 89.69
PR274R3MA | 175890 | 2 | 134145 | PRESS XMTR 5/2.5/1.2 | MAMAC SYSTEMS, INC. | PR-274-R3-MA | 154 | 154 | Y | 154 | 154 | 154
PR28233B12B | 175888 | 1 | 134145 | PR-282-3-3-B-1-2-B | MAMAC SYSTEMS, INC. | PR-282-3-3-B-1-2-B | 431.25 | 431.25 | N | 431.25 | 431.25 | 431.25
PRH2 | 10770 | 6 | 133856 | Dig Pck Psychrometer | FIELDPIECE INSTRUMENTS, INC. | PRH2 | 60.62 | 60.62 | N | 60.62 | 60.62 | 60.62
PRH2 | 175883 | 5 | 133856 | Dig Pck Psychrometer | FIELDPIECE INSTRUMENTS, INC. | PRH2 | 60.62 | 59.11 | N | 60.62 | 60.62 | 60.62
PROBEGUARD | 166559 | 1 | 134583 | Alum screw-on guard for GA16 & GA18 | MILJOCO-WEISS LLC | ROBE GUARD | 1.88 | 1.88 | N | 1.88 | 1.88 | 1.88
PROPANE | 10510 | 2 | 187617 | HAZMAT 14.1 oz propanecylinder | NOT ON FILE | PROPANE | 3.6 | 3.6 | N | 3.6 | 3.6 | 3.6
PROTON50 | 10008 | 2 | 148611 | Controller | Optergy Pty Ltd. | PROTON 50 | 723.11 | 0 | N | 723.11 | 0 | 723.11
PRS20028 | 175891 | 1 | 134179 | PRESSURE SWITCH .85 IN WC | NEUCO INC. | PRS20028 | 21.58 | 21.58 | N | 21.58 | 21.58 | 21.58
PS2001B1N | 175890 | 2 | 134145 | POWER SUPPLY 24DC 3A MAX | MAMAC SYSTEMS, INC. | PS-200-1-B-1-N | 84 | 63.6849 | Y | 84 | 63.6849 | 84
PS2110 | 166559 | 2 | 133997 | R/S economy, Dig. Non-prog 1h/1c | ROBERTSHAW CONTROLS COMPANY | PS2110 | 20.06 | 20.06 | N | 20.06 | 20.06 | 20.06
PS5R-L8-ASE6X6 | 10010 | 2 | 133342 | 60 W / 24VDC Power Supply, 6X6 Enclosure | Building Controls & Solutions | PS5R-L8-ASE6X6-1 | 153 | 90.7137 | N | 153 | 90.7137 | 153
PS5R-L8-ASE8X8 | 10010 | 1 | 133342 | 90 W / 24VDC Power Supply, 8X8 Enclosure | Building Controls & Solutions | PS5R-L8-ASE8X8 | 197.7456 | 142.0625 | N | 197.7456 | 142.0625 | 197.7456
PSG3MF | 10510 | 7 | 187620 | Parker sight glass 3/8 SAEfem x male W/m | PARKER HANNIFIN | PSG-3MF | 12.747 | 12.6641 | Y | 12.747 | 12.6641 | 12.747
PSG4S | 10510 | 1 | 187620 | Parker sight glass 1/2 ODwith moisture i | PARKER HANNIFIN | PSG-4S | 14.591 | 12.363 | N | 14.591 | 14.591 | 14.591
PSG4S | 175891 | 2 | 187620 | Parker sight glass 1/2 ODwith moisture i | PARKER HANNIFIN | PSG-4S | 14.591 | 14.591 | N | 14.591 | 14.591 | 14.591
PSG5S | 10510 | 2 | 187620 | Parker sight glass 5/8 ODwith moisture i | PARKER HANNIFIN | PSG-5S | 16.519 | 14.826 | N | 16.519 | 16.519 | 16.519
PSG5S | 175891 | 1 | 187620 | Parker sight glass 5/8 ODwith moisture i | PARKER HANNIFIN | PSG-5S | 16.519 | 16.519 | N | 16.519 | 16.519 | 16.519
PSG7S | 10510 | 1 | 187620 | Parker sight glass 7/8 ODwith moisture i | PARKER HANNIFIN | PSG-7S | 25.68 | 23.3295 | N | 25.68 | 23.3295 | 25.68
PSH40A100AB10 | 175883 | 3 | 133826 | Enclosed Power Center | FUNCTIONAL DEVICES, INC. | PSH40A100AB10 | 75.4 | 75.4 | N | 75.4 | 75.4 | 75.4
PSH40A40A | 175883 | 1 | 133826 | 40VA Power Center dual xfmr | FUNCTIONAL DEVICES, INC. | PSH40A40A | 52.27 | 52.27 | N | 52.27 | 52.27 | 52.27
PSNB25 | 166553 | 5 | 134583 | 1/4"NPT Brass Snubber | MILJOCO-WEISS LLC | PSN-B-25 | 4.15 | 4.3366 | Y | 4.15 | 4.3366 | 4.3366
PSNB25 | 166559 | 2 | 134583 | 1/4"NPT Brass Snubber | MILJOCO-WEISS LLC | PSN-B-25 | 4.15 | 4.15 | N | 4.15 | 4.3366 | 4.3366
PSNBD25 | 10510 | 1 | 134583 | Weiss pressure snubber-OILWeiss gauge ac | MILJOCO-WEISS LLC | PSN-B-D-25 | 4.48 | 4.1635 | Y | 4.48 | 4.1635 | 4.48
PSNBD25 | 175891 | 2 | 134583 | Weiss pressure snubber-OILWeiss gauge ac | MILJOCO-WEISS LLC | PSN-B-D-25 | 4.48 | 4.1635 | Y | 4.48 | 4.1635 | 4.48
PSNBE25 | 10510 | 15 | 134583 | 1/4" Brass Snubber | MILJOCO-WEISS LLC | PSN-B-E-25 | 4.48 | 4.5431 | Y | 4.48 | 4.5431 | 4.5431
PSNBE25 | 173042 | 1 | 134583 | 1/4" Brass Snubber | MILJOCO-WEISS LLC | PSN-B-E-25 | 4.48 | 3.5 | N | 4.48 | 4.5431 | 4.5431
PSNSD25 | 10510 | 9 | 134583 | Weiss Pressure Snubber Stainless Steel | MILJOCO-WEISS LLC | PSN-S-D-25 | 4.15 | 4.15 | Y | 4.15 | 4.15 | 4.15
PSS2-15 | 173042 | 1 | 133665 | 0-15 PSI, 4-20mA | CONTROL CONSULTANTS INC | PSS2-15 | 78.24 | 78.24 | N | 78.24 | 78.24 | 78.24
PTC001 | 10510 | 12 | 134219 | Parker tubing cutterpneumatic, plastic c | PARKER HANNIFIN | PTC001 | 7.37 | 7.37 | Y | 7.37 | 7.37 | 7.37
PTFE15014 | 175891 | 24 | 176762 | GASKET F/93, 193,150 PTFE TEFLON GASKET | E-PRO GASKET & BOILER SUPPLY | PTFE15014 | 5 | 5 | Y | 5 | 5 | 5
PTFE15014NOHOLE | 175891 | 34 | 176762 | GASKET F/93, 193,150 PTFE TEFLON GASKET | E-PRO GASKET & BOILER SUPPLY | PTFE15014NOHOLE | 1.82 | 1.82 | Y | 1.82 | 1.82 | 1.82
PTFE1509 | 175891 | 66 | 176762 | GASKET 150 SERIES SA150-106R PTFE TEFLON | E-PRO GASKET & BOILER SUPPLY | PTFE1509 | 4.1558 | 4.1558 | Y | 4.1558 | 4.1558 | 4.1558
PTFE3726 | 175891 | 38 | 176762 | GASKET F/47 PTFE TEFLON GASKET | E-PRO GASKET & BOILER SUPPLY | PTFE3726 | 3.57 | 3.57 | Y | 3.57 | 3.57 | 3.57
PTFE9268 | 175891 | 52 | 176762 | GASKET F/94, 194 PTFE TEFLON GASKET | E-PRO GASKET & BOILER SUPPLY | PTFE 92-68 | 5.8535 | 5.8535 | Y | 5.8535 | 5.8535 | 5.8535
PTFECO12 | 175891 | 33 | 176762 | GASKET F/42, 61,64, 65 PTFE TEFL GASKET | E-PRO GASKET & BOILER SUPPLY | PTFECO12 | 5.48 | 5.1527 | Y | 5.48 | 5.1527 | 5.48
PTFEF26 | 175891 | 37 | 176762 | GASKET 221 25A 51 53 PTFE TEFLON GASKET | E-PRO GASKET & BOILER SUPPLY | PTFE F-26 | 3.26 | 3.26 | Y | 3.26 | 3.26 | 3.26
PTGA | 166553 | 20 | 133505 | PTGA GAUGE ADPT. SS | MILJOCO CORP | PTGA | 12.4352 | 12.4352 | N | 12.4352 | 12.4352 | 12.4352
PTX1EG08 | 10008 | 0 | 134012 | PRESSURE TRANSMITTER 0-150 | JOHNSON CONTROLS NORTH AMERICAN PRODUCTS (JCI) | PTX1E-G-08 | 498.83 | 518.79 | N | 498.83 | 518.79 | 518.79
PUA | 10510 | 2 | 187643 | UNIWELD Prest-O-Lite toUNIWELD Adaptor | UNIWELD PRODUCTS INC. | PUA | 11.68 | 11.68 | N | 11.68 | 11.68 | 11.68
PUMPBASE | 173042 | 2 | 168859 | STEEL CHANNEL MOUNTING BASE | *DO NOT USE* Paid with Divvy Card | PUMP BASE | 63.45 | 63.45 | N | 63.45 | 63.45 | 63.45
PUSH ROD 36 | 175883 | 41 | 134507 | 36 PUSH RODS 5/16DIAMETER | VALLEY TOOL & DESIGN INC | PUSH ROD 36 | 0 | 3.83 | N | 0 | 3.83 | 3.83
PUSH ROD 60 | 175883 | 2 | 134507 | PUSH ROD 60 | VALLEY TOOL & DESIGN INC | PUSH ROD 60 | 0 | 9.61 | N | 0 | 9.61 | 9.61
PVL6438N | 175883 | 2 | 133921 | programmable VAV controller | HONEYWELL INTERNATIONAL ECC US (HOFS) | PVL6438N | 155.65 | 155.65 | N | 155.65 | 155.65 | 155.65
PW10D | 166553 | 1 | 134012 | WET MEDIA TRANSDUCER LOW PSID SELECTABLE | JOHNSON CONTROLS NORTH AMERICAN PRODUCTS (JCI) | PW10D | 273.8 | 149.67 | N | 273.8 | 149.67 | 273.8
PW152460TO1527VDC15A | 173042 | 50 | 175091 | KNS 1.5AMP DC POWER SUPPLY | KNS INSTRUMENTS INC. | PW1.5 | 26.4 | 25.1 | Y | 26.4 | 25.1 | 26.4
PWF121100 | 173042 | 2 | 175103 | C3/6 CPLG. FOR REMOTE PUMP | POWER FLAME INC. | PWF-121100 | 18.36 | 18.36 | N | 18.36 | 18.36 | 18.36
PWF50000 | 10510 | 24 | 133727 | IT-200 TERMINAL | CROWN ENGINEERING CORP | 50000 | 0.817 | 0.38048 | Y | 0.817 | 0.38048 | 0.817
PWF50000 | 175891 | 15 | 133727 | IT-200 TERMINAL | CROWN ENGINEERING CORP | 50000 | 0.817 | 0.33641 | Y | 0.817 | 0.38048 | 0.817
PWF655400 | 173042 | 2 | 175103 | 2630A43 INDUSTRIAL DEVICES BLUE INDI | POWER FLAME INC. | PWF-655400 | 8.64 | 8.64 | N | 8.64 | 8.64 | 8.64
PWF655740 | 173042 | 3 | 175103 | 5SD1LWN1/36 WHITE SOLICO INDICATOR L | POWER FLAME INC. | PWF-655740 | 2.7 | 2.7 | N | 2.7 | 2.7 | 2.7
PWFC14010 | 173042 | 2 | 175103 | 30B478 SIM NOZ ADPT TURNED BK | POWER FLAME INC. | PWF-C14010 | 4.86 | 4.86 | N | 4.86 | 4.86 | 4.86
PWFF20591 | 173042 | 2 | 175103 | C5/8 PILOT FOR NAT. GAS | POWER FLAME INC. | PWF-F20591 | 158.76 | 158.76 | N | 158.76 | 158.76 | 158.76
PWFJ20474 | 173042 | 1 | 175103 | J50 DIFFUSER | POWER FLAME INC. | PWF-J20474 | 21.6 | 21.6 | N | 21.6 | 21.6 | 21.6
PWFM11224 | 173042 | 1 | 175103 | 1 1/2" ORIFICE 13/16" DRILL | POWER FLAME INC. | PWF-M11224 | 30 | 30 | N | 30 | 30 | 30
PWFX01452 | 173042 | 2 | 175103 | X01452 PWF | POWER FLAME INC. | PWF-X01452 | 0 | 12.37 | N | 0 | 12.37 | 12.37
PWFX02550 | 173042 | 6 | 175103 | 1X.020X4.75 STAINLESS STEEL TUBE | POWER FLAME INC. | PWF-X02550 | 19.7 | 19.7 | N | 19.7 | 19.7 | 19.7
PWTB50X | 10008 | 7 | 133921 | WET PRESS SENS 50 PSID NO CABLE | HONEYWELL INTERNATIONAL ECC US (HOFS) | PWTB50-X | 631.7125 | 522.37 | N | 631.7125 | 522.37 | 631.7125
PWV-5 | 10008 | 0 | 134351 | 5 valve manifold | SENVA, INC. | PWV-5 | 283.32 | 283.32 | N | 283.32 | 283.32 | 283.32
Q122A1001 | 166561 | 2 | 133921 | Q122A1001 SAFE WASTE F/EA79 | HONEYWELL INTERNATIONAL ECC US (HOFS) | Q122A1001 | 6.335 | 6.335 | N | 6.335 | 6.335 | 6.335
Q15HAA1C | 175891 | 1 | 133596 | Q15HAA-1C RETROFIT IGNITION | BASO GAS PRODUCTS LLC | Q15HAA-1C | 195.88 | 195.88 | N | 195.88 | 195.88 | 195.88
Q270A1024 | 175891 | 1 | 134393 | Sub-Base | STROMQUIST & COMPANY, INC. | Q270A1024 | 161.7 | 161.7 | N | 161.7 | 161.7 | 161.7
Q7999A1006 | 10510 | 16 | 133922 | Sub-base | HONEYWELL THERMAL SOLUTIONS | Q7999A1006/U | 51.814 | 50.242 | Y | 51.814 | 51.814 | 51.814
Q7999A1006 | 175891 | 3 | 133922 | Sub-base | HONEYWELL THERMAL SOLUTIONS | Q7999A1006/U | 51.814 | 51.814 | N | 51.814 | 51.814 | 51.814
Q90AA1C | 10510 | 2 | 133596 | Baso spark pilot assembly(Lennox) | BASO GAS PRODUCTS LLC | Q90AA-1C | 61.77 | 54.735 | Y | 61.77 | 56.67 | 61.77
Q90AA1C | 175891 | 2 | 133596 | Baso spark pilot assembly(Lennox) | BASO GAS PRODUCTS LLC | Q90AA-1C | 61.77 | 56.67 | N | 61.77 | 56.67 | 61.77
Q90CC1C | 10510 | 2 | 133596 | Baso spark pilot assembly(Reznor) | BASO GAS PRODUCTS LLC | Q90CC-1C | 57.82 | 53.245 | Y | 57.82 | 53.245 | 57.82
Q90DD1C | 10510 | 1 | 187561 | Baso spark pilot assembly(Reznor) | (DO NOT USE) CGNA/BASO GAS PRODUCTS LLC | Q90DD-1C | 26.418 | 26.418 | N | 26.418 | 26.418 | 26.418
Q90EA1C | 10510 | 2 | 134179 | Baso spark pilot assembly(Friedrich) | NEUCO INC. | Q90EA-1C | 35.3 | 35.3 | N | 35.3 | 35.3 | 35.3
QAA2330EWNC | 175891 | 2 | 134065 | TEMPERATURE ROOM UNIT, 10K OHM, NTC | SIEMENS INDUSTRY, INC. | QAA2330EW.NC | 9.68 | 9.68 | N | 9.68 | 9.68 | 9.68
QAM2140020 | 173042 | 2 | 134065 | SIEMENS | SIEMENS INDUSTRY, INC. | QAM2140-020 | 0.02 | 0.02 | N | 0.02 | 0.02 | 0.02
QAP2040250 | 173042 | 1 | 134065 | CABLE TEMP.SENSOR | SIEMENS INDUSTRY, INC. | QAP2040.250 | 13.98 | 13.98 | N | 13.98 | 13.98 | 13.98
QBM3230U2D | 173042 | 17 | 134065 | Differential pressure sensors | SIEMENS INDUSTRY, INC. | QBM3230U2D | 57.05 | 57.05 | N | 57.05 | 57.05 | 57.05
QBM3230U5D | 173042 | 13 | 134065 | Differential pressure sensors | SIEMENS INDUSTRY, INC. | QBM3230U5D | 57.05 | 57.05 | N | 57.05 | 57.05 | 57.05
QC13445134A | 10510 | 5 | 176751 | JBI R134a adaptor1/2 ACME QC x 1/4 male | J/B INDUSTRIES INC | QC-13445-134A | 7.768 | 7.6264 | Y | 7.768 | 7.6264 | 7.768
QCE4 | 10510 | 5 | 176751 | JBI 1/4 quick couplerx 1/4 SAE elbow | J/B INDUSTRIES INC | QC-E4 | 8.654 | 8.5814 | Y | 8.654 | 8.5814 | 8.654
QCE4 | 175891 | 1 | 176751 | JBI 1/4 quick couplerx 1/4 SAE elbow | J/B INDUSTRIES INC | QC-E4 | 8.654 | 6.66 | N | 8.654 | 8.5814 | 8.654
QE01 | 10008 | 17 | 133662 | CAPILLARY MOUNTIG CLIPS | COCHRANE SUPPLY & ENGINEERING, INC. | QE01 | 1.1568 | 1.1568 | N | 1.1568 | 1.1568 | 1.1568
QRI2B2B180B | 10510 | 2 | 175110 | SIEMENS FLAME DETECTOR | Siemens Combustion (SCC, Inc.) | QRI2B2B180B | 539.58 | 520.03 | N | 539.58 | 520.03 | 539.58
QT2000 | 10510 | 107 | 187607 | QuikCheck acid test kitMainstream Engine | MAINSTREAM ENGINEERING CORP. | QT2000 | 6.89 | 6.979 | Y | 6.89 | 6.979 | 6.979
QT2000 | 175891 | 27 | 187607 | QuikCheck acid test kitMainstream Engine | MAINSTREAM ENGINEERING CORP. | QT2000 | 6.89 | 6.89 | Y | 6.89 | 6.979 | 6.979
QT2810 | 10510 | 11 | 187607 | Compressor 2' terminal repairkit 10AWG M | MAINSTREAM ENGINEERING CORP. | QT2810 | 21.336 | 23.6912 | Y | 21.336 | 23.6912 | 23.6912
QUE2 | 175891 | 1 | 133511 | Valve, Autodrain | NUMATIC ENGINEERING | QU-E2 | 108.192 | 108.192 | Y | 108.192 | 108.192 | 108.192
QUE38 | 10510 | 3 | 177059 | Drainview 3/8electric drainautomatic con | MOTION INDUSTRIES/ MOTION AI | QU-E38 | 165.658 | 165.658 | Y | 165.658 | 165.658 | 165.658
QUE50 | 10510 | 2 | 177059 | Drainview 1/2electric drainautomatic con | MOTION INDUSTRIES/ MOTION AI | QU-E50 | 231.2 | 231.2 | Y | 231.2 | 231.2 | 231.2
R10E32 | 10510 | 1 | 187620 | Parker 1/4 refrig solenoid NC1.18 ton R2 | PARKER HANNIFIN | R10E32 | 24.66 | 24.66 | N | 24.66 | 24.66 | 24.66
R126100 | 175891 | 3 | 133390 | RADIATOR NIPPLE WRENCH | AMAZON.COM, INC. | R126100 | 24.69 | 24.69 | Y | 24.69 | 24.69 | 24.69
R12R01G | 175891 | 1 | 187618 | Numatics min pressure regulat1/8 0-27# R | (DO NOT USE) ASCO, L.P. (Use Supplier ID 133472) | R12R-01G | 25.198 | 25.198 | Y | 25.198 | 25.198 | 25.198
R1603H00 | 175891 | 3 | 176401 | WILK REG, W/O GAUGE, 10-250PSI, 3/8 PORT | AIR-OIL SYSTEMS INC | R1603H00 | 102.92 | 72.8173 | Y | 102.92 | 72.8173 | 102.92
R1604H00 | 175891 | 2 | 176401 | 1/2 PORT AIR REGULATOR | AIR-OIL SYSTEMS INC | R1604H00 | 68.655 | 80.21 | Y | 68.655 | 80.21 | 80.21
R18-02-F000B | 10510 | 3 | 151052 | Air Pressure Regulator, 1/4" Pipe Size | ZORO | G3729325 | 51.69 | 51.69 | Y | 51.69 | 51.69 | 51.69
R18-04-F000B | 10510 | 0 | 134573 | Air Pressure Regulator 1/2 | ZORO TOOLS, INC. | G3999010 | 41.15 | 41.15 | Y | 41.15 | 41.15 | 41.15
R1T185L4830020018T3J0062 | 175891 | 0 | 134283 | PYROMATION RTD | PYROMATION, INC. | R1T185L483-002-00-18-T3J006-2 | 52.374 | 57.82 | N | 52.374 | 57.82 | 57.82
R20E84 | 175891 | 1 | 187620 | Parker 1/2 refrig solenoid NC5.53 ton R2 | PARKER HANNIFIN | R20E84 | 48.413 | 48.413 | N | 48.413 | 48.413 | 48.413
R26E63M | 10510 | 18 | 134591 | Parker 3/8 Refrig Solenoid N/C4.9 Ton R2 | G & O THERMAL SUPPLY | R26E63M | 90.37 | 88.8009 | Y | 90.37 | 90.37 | 90.37
R26E63M | 175891 | 4 | 134591 | Parker 3/8 Refrig Solenoid N/C4.9 Ton R2 | G & O THERMAL SUPPLY | R26E63M | 90.37 | 90.37 | Y | 90.37 | 90.37 | 90.37
R26E64M | 10510 | 2 | 187620 | Parker 1/2 Refrig Solenoid NC4.9 Ton R22 | PARKER HANNIFIN | R26E64M | 84.91 | 84.91 | Y | 84.91 | 84.91 | 84.91
R26F63 | 10510 | 1 | 187620 | Parker 3/8 SAE Refrig Solenoid4.9 Ton R2 | PARKER HANNIFIN | R26F63 | 73.15 | 73.15 | Y | 73.15 | 73.15 | 73.15
R28-04-F000B | 10510 | 3 | 151052 | 1/2" REGULATOR 170SCFM 5-125# | ZORO | G6095361 | 67.15 | 67.15 | Y | 67.15 | 67.15 | 67.15
R36E104M | 10510 | 3 | 187620 | Parker 1/2 Refrig Solenoid NC8.5 ton R22 | PARKER HANNIFIN | R36E104M | 125.37 | 113.7278 | N | 125.37 | 113.7278 | 125.37
R36E104M | 175891 | 1 | 187620 | Parker 1/2 Refrig Solenoid NC8.5 ton R22 | PARKER HANNIFIN | R36E104M | 125.37 | 84.155 | N | 125.37 | 113.7278 | 125.37
R37401CK | 175891 | 1 | 176500 | WATTS REGULATOR 1/8 IN | ISAACS FLUID POWER EQUIPMENT | R37401CK | 12.37 | 12.37 | N | 12.37 | 12.37 | 12.37
R38E147M | 10510 | 2 | 187620 | Parker 7/8 Refrig Solenoid NC15.8 ton R2 | PARKER HANNIFIN | R38E147M | 103.151 | 124.067 | Y | 103.151 | 124.067 | 124.067
R38E147M | 175891 | 1 | 187620 | Parker 7/8 Refrig Solenoid NC15.8 ton R2 | PARKER HANNIFIN | R38E147M | 103.151 | 92.224 | N | 103.151 | 124.067 | 124.067
R402A27#CYL | 10510 | 3 | 133921 | HAZMAT HP80 refrigerant R502use Alkybenz | HONEYWELL INTERNATIONAL ECC US (HOFS) | R402A-27# CYL | 237.412 | 237.412 | N | 237.412 | 237.412 | 237.412
R408A24#CYL | 175891 | 16 | 133921 | HAZMAT FX10 refrigerant R502use Alkybenz | HONEYWELL INTERNATIONAL ECC US (HOFS) | R408A-24# CYL | 201.646 | 201.646 | N | 201.646 | 201.646 | 201.646
R409A30#CYL | 10510 | 6 | 133921 | HAZMAT FX-56 refrigerant R12use alkybenz | HONEYWELL INTERNATIONAL ECC US (HOFS) | R409A-30# CYL | 263.409 | 263.409 | N | 263.409 | 263.409 | 263.409
R409A30#CYL | 175891 | 6 | 133921 | HAZMAT FX-56 refrigerant R12use alkybenz | HONEYWELL INTERNATIONAL ECC US (HOFS) | R409A-30# CYL | 263.409 | 252.677 | N | 263.409 | 263.409 | 263.409
R422D25#CYL | 10510 | 4 | 133921 | HAZMAT R422D refrigerant R22R422D repla | HONEYWELL INTERNATIONAL ECC US (HOFS) | R422D-25# CYL | 165.944 | 89.9 | N | 165.944 | 165.944 | 165.944
R422D25#CYL | 175891 | 30 | 133921 | HAZMAT R422D refrigerant R22R422D repla | HONEYWELL INTERNATIONAL ECC US (HOFS) | R422D-25# CYL | 165.944 | 165.944 | N | 165.944 | 165.944 | 165.944
R46E257M | 175891 | 1 | 134573 | Parker 7/8 refrig solenoid NC41.4 ton R2 | ZORO TOOLS, INC. | R46E257M | 212.61 | 190.67 | Y | 212.61 | 190.67 | 212.61
R46E259M | 10510 | 3 | 187620 | Parker 1-1/8 refrig solenoidNC 41.4 ton | PARKER HANNIFIN | R46E259M | 269.96 | 269.96 | Y | 269.96 | 269.96 | 269.96
R46E259M | 175891 | 1 | 187620 | Parker 1-1/8 refrig solenoidNC 41.4 ton | PARKER HANNIFIN | R46E259M | 269.96 | 269.96 | N | 269.96 | 269.96 | 269.96
R52E359M | 10510 | 3 | 187620 | Parker 1-1/8 refrig solenoid57.6 ton R22 | PARKER HANNIFIN | R52E359M | 386.55 | 386.55 | Y | 386.55 | 386.55 | 386.55
R52E359M | 175891 | 1 | 187620 | Parker 1-1/8 refrig solenoid57.6 ton R22 | PARKER HANNIFIN | R52E359M | 386.55 | 269.345 | N | 386.55 | 386.55 | 386.55
R650-6 | 166553 | 5 | 169035 | 6" damper w/Flange & Pressure Pickup | United Enertech | R650-6 | 88.35 | 88.35 | N | 88.35 | 88.35 | 88.35
R650-8 | 166553 | 1 | 169035 | 8" damper w/Flange & pressure pickup | United Enertech | R650-8 | 107.7302 | 107.7302 | N | 107.7302 | 107.7302 | 107.7302
R65010 | 166553 | 9 | 169035 | 10" damper w/Flange & pressure picku | United Enertech | R650-10 | 115.4802 | 115.4802 | Y | 115.4802 | 115.4802 | 115.4802
R65012 | 166553 | 10 | 169035 | 12" damper w/Flange & pressure picku | United Enertech | R650-12 | 124 | 124 | Y | 124 | 124 | 124
R65014 | 166553 | 4 | 169035 | 14" damper w/flange & pressure picku | United Enertech | R650-14 | 151.13 | 151.13 | Y | 151.13 | 151.13 | 151.13
R65016 | 166553 | 2 | 169035 | 16" damper w/flange & pressure picku | United Enertech | R650-16 | 118.59 | 118.59 | N | 118.59 | 118.59 | 118.59
R7848B1006 | 10510 | 1 | 187591 | Honeywell FSG red amplifierAMPLI-CHECK i | (DO NOT USE) HONEYWELL INC. (FSG) | R7848B1006 | 338 | 338 | N | 338 | 338 | 338
R856B1002 | 175891 | 1 | 133921 | 120V SPDT ENCLOSED FAN RELAY | HONEYWELL INTERNATIONAL ECC US (HOFS) | R856B1002/U | 64.4009 | 64.4009 | N | 64.4009 | 64.4009 | 64.4009
RA890F1338 | 10510 | 2 | 133922 | 120V PROTECTORELAY .8SEC FFRT 30SEC SW | HONEYWELL THERMAL SOLUTIONS | RA890F1338 | 1635.825 | 1635.825 | N | 1635.825 | 1635.825 | 1635.825
RAA1600A601D | 10510 | 37 | 133596 | Baso Rajah to 1/4 spadeadaptor | BASO GAS PRODUCTS LLC | RAA1600A-601D | 3.48 | 2.4123 | Y | 3.48 | 3.48 | 3.48
RAA1600A601D | 175891 | 1 | 133596 | Baso Rajah to 1/4 spadeadaptor | BASO GAS PRODUCTS LLC | RAA1600A-601D | 3.48 | 3.48 | Y | 3.48 | 3.48 | 3.48
RAF185LH3ZZ06Z3002Z459T069701 | 175891 | 4 | 134283 | PYROMATION | PYROMATION, INC. | RAF185LH3ZZ-06-Z300-2.(Z459.T069701) | 191.52 | 264.48 | Y | 191.52 | 264.48 | 264.48
RAG10X | 166560 | 3 | 134012 | 10" AMS Galv Damper w/o Actuator & DP | JOHNSON CONTROLS NORTH AMERICAN PRODUCTS (JCI) | RAG10X | 100.12 | 100.12 | N | 100.12 | 100.12 | 100.12
RAG12X | 166560 | 2 | 134012 | 12" AMS Galv Damper w/o Actuator & DP | JOHNSON CONTROLS NORTH AMERICAN PRODUCTS (JCI) | RAG12X | 103.17 | 103.17 | N | 103.17 | 103.17 | 103.17
RB14E | 10008 | 7 | 133778 | 1/4" Ring Terminal Connector, 16-14 AWG | DX ELECTRIC COMPANY | RB14/E | 9.95 | 9.95 | N | 9.95 | 9.95 | 9.95
RB1710SR40169 | 10510 | 1 | 187608 | 1-1/2" REGULATOR W/ RED SPRING 9.8-13"WC | MIDWEST GAS EQUIPMENT, INC. | RB1710-SR40169 | 1038 | 1038 | N | 1038 | 1038 | 1038
RB38E | 10008 | 10 | 133778 | 3/8" Ring Terminal Connector, 16-14 AWG | DX ELECTRIC COMPANY | RB38/E | 13.8 | 13.8 | N | 13.8 | 13.8 | 13.8
RB516E | 10008 | 10 | 133778 | 5/16" Ring Terminal Connector, 16-14 AWG | DX ELECTRIC COMPANY | RB516/E | 10.8 | 10.8 | N | 10.8 | 10.8 | 10.8
RBF195L483-S4C0609-SL-8HN31 | 175891 | 2 | 134283 | RTD Temperature Sensor | PYROMATION, INC. | RBF195L483-S4C0609-SL-8HN31 | 151.84 | 130.27 | Y | 151.84 | 130.27 | 151.84
RBS-10021 | 10510 | 4 | 134319 | PILOT,THERMO-COUPLE/PILE .018 NAT. ORIFI | ROBERTSHAW CONTROLS COMPANY | 10-021 | 3.23 | 4.9647 | Y | 3.23 | 4.9647 | 4.9647
RBS-10038 | 10510 | 3 | 134319 | PILOT,THERMO-COUPLE/PILE ADAPTOR | ROBERTSHAW CONTROLS COMPANY | 10-038 | 20.7 | 15.6967 | N | 20.7 | 15.6967 | 20.7
RBS-10066 | 10510 | 2 | 134319 | COOKING ACCESSORY ORIFICE .18 70-71 PILO | ROBERTSHAW CONTROLS COMPANY | 10-066 | 3.27 | 4.572 | N | 3.27 | 4.65 | 4.65
RBS-10066 | 175891 | 2 | 134319 | COOKING ACCESSORY ORIFICE .18 70-71 PILO | ROBERTSHAW CONTROLS COMPANY | 10-066 | 3.27 | 4.65 | N | 3.27 | 4.65 | 4.65
RBS-10067 | 10510 | 4 | 134319 | COOKING ACCESSORY .010 ORIFICE 70-71 PIL | ROBERTSHAW CONTROLS COMPANY | 10-067 | 3.27 | 5.03 | N | 3.27 | 5.03 | 5.03
RBS-10114 | 10510 | 1 | 134319 | PILOT,THERMO-COUPLE/PILE .010 OR. L.P. 2 | ROBERTSHAW CONTROLS COMPANY | 10-114 | 5.21 | 4.42 | N | 5.21 | 4.42 | 5.21
RBS-10114 | 175891 | 5 | 134319 | PILOT,THERMO-COUPLE/PILE .010 OR. L.P. 2 | ROBERTSHAW CONTROLS COMPANY | 10-114 | 5.21 | 4.08 | N | 5.21 | 4.42 | 5.21
RBS-10166 | 10510 | 14 | 134319 | RED PILOT,THERMO-COUPLE/PILE .011 L.P. O | ROBERTSHAW CONTROLS COMPANY | 10-166 | 5.61 | 2.27 | N | 5.61 | 2.27 | 5.61
RBS-10227 | 10510 | 7 | 134319 | HEATING KIT S-1 SENSOR/IGNITOR | ROBERTSHAW CONTROLS COMPANY | 10-227 | 9.45 | 12.347 | Y | 9.45 | 14.354 | 14.354
RBS-10227 | 175891 | 1 | 134319 | HEATING KIT S-1 SENSOR/IGNITOR | ROBERTSHAW CONTROLS COMPANY | 10-227 | 9.45 | 14.354 | Y | 9.45 | 14.354 | 14.354
RBS-10680 | 10510 | 3 | 134319 | IGNITION CONTROL CARRIER/BDP IGNITOR (LH | ROBERTSHAW CONTROLS COMPANY | 10-680 | 13.05 | 8.4247 | Y | 13.05 | 8.4247 | 13.05
RBS-10680 | 175891 | 2 | 134319 | IGNITION CONTROL CARRIER/BDP IGNITOR (LH | ROBERTSHAW CONTROLS COMPANY | 10-680 | 13.05 | 8.233 | Y | 13.05 | 8.4247 | 13.05
RBS-10850 | 10510 | 1 | 134319 | IGNITION CONTROL ELECTRODE ASSM. - FENWA | ROBERTSHAW CONTROLS COMPANY | 10-850 | 65.7 | 65.7 | Y | 65.7 | 65.7 | 65.7
RBS-11017 | 166561 | 1 | 134319 | SERVICE PROD OR ACCESSOR 5ftSECTION OF 3 | ROBERTSHAW CONTROLS COMPANY | 11-017 | 11.25 | 8.19 | N | 11.25 | 8.19 | 11.25
RBS-11193 | 10008 | 1 | 134319 | SERVICE PROD OR ACCESSOR 1/4in X 50ft AL | ROBERTSHAW CONTROLS COMPANY | 11-193 | 22.5 | 22.5 | Y | 22.5 | 22.5 | 22.5
RBS-11195 | 166561 | 2 | 134319 | SERVICE PROD OR ACCESSOR 3/8in X 50ft AL | ROBERTSHAW CONTROLS COMPANY | 11-195 | 39.6 | 24.39 | N | 39.6 | 24.39 | 39.6
RBS-11197 | 166561 | 1 | 134319 | SERVICE PROD OR ACCESSOR 1/2in X 50ft AL | ROBERTSHAW CONTROLS COMPANY | 11-197 | 37.8 | 41.34 | N | 37.8 | 41.34 | 41.34
RBS-11293 | 10008 | 4 | 134319 | SERVICE PROD OR ACCESSOR 5ft SECTIONS OF | ROBERTSHAW CONTROLS COMPANY | 11-293 | 9.45 | 9.45 | Y | 9.45 | 9.45 | 9.45
RBS-1710111 | 175891 | 1 | 134319 | GAS COOKING CONTROL TS 11 BODY | ROBERTSHAW CONTROLS COMPANY | 1710-111 | 18 | 32.455 | N | 18 | 32.455 | 32.455
RBS-1710126 | 175891 | 3 | 134319 | GAS COOKING CONTROL TS 11 BODY | ROBERTSHAW CONTROLS COMPANY | 1710-126 | 18 | 15.03 | N | 18 | 15.03 | 18
RBS-1720802 | 175891 | 2 | 134319 | GAS COOKING CONTROL TS inKin KIT | ROBERTSHAW CONTROLS COMPANY | 1720-802 | 104.4 | 75.05 | N | 104.4 | 75.05 | 104.4
RBS-1751003 | 10510 | 1 | 134319 | GAS VALVE 7000 REG 3.5 STD | ROBERTSHAW CONTROLS COMPANY | 1751-003 | 27 | 19.805 | N | 27 | 19.805 | 27
RBS-1751003 | 175891 | 1 | 134319 | GAS VALVE 7000 REG 3.5 STD | ROBERTSHAW CONTROLS COMPANY | 1751-003 | 27 | 9.54 | N | 27 | 19.805 | 27
RBS-1751007 | 10510 | 15 | 134319 | GAS VALVE REG COVER PLATE | ROBERTSHAW CONTROLS COMPANY | 1751-007 | 5.86 | 5.53 | Y | 5.86 | 5.53 | 5.86
RBS-1751012 | 10510 | 2 | 134319 | GAS VALVE DIAL,GASCOCK,(BEIGE) | ROBERTSHAW CONTROLS COMPANY | 1751-012 | 3.1 | 2.91 | Y | 3.1 | 2.91 | 3.1
RBS-1751013 | 10510 | 1 | 134319 | GAS VALVE 7000 REG LP | ROBERTSHAW CONTROLS COMPANY | 1751-013 | 24.3 | 22.5 | Y | 24.3 | 22.5 | 24.3
RBS-1751016 | 10510 | 3 | 134319 | Gas Valve | ROBERTSHAW CONTROLS COMPANY | 1751-016 | 7.5 | 9.78 | Y | 7.5 | 9.78 | 9.78
RBS-1751018 | 10510 | 2 | 134319 | GAS VALVE 7200 LP/NAT CONVER.KIT | ROBERTSHAW CONTROLS COMPANY | 1751-018 | 5.86 | 5.24 | N | 5.86 | 5.24 | 5.86
RBS-1751018 | 175891 | 1 | 134319 | GAS VALVE 7200 LP/NAT CONVER.KIT | ROBERTSHAW CONTROLS COMPANY | 1751-018 | 5.86 | 4.09 | N | 5.86 | 5.24 | 5.86
RBS-1751719 | 175891 | 1 | 134319 | HEATING KIT SENSOR/IGNITOR 2C | ROBERTSHAW CONTROLS COMPANY | 1751-719 | 23.4 | 10.37 | N | 23.4 | 10.37 | 23.4
RBS-1751729 | 10510 | 3 | 134319 | HEATING KIT IGNITOR/SENSOR BKT.ASSM. | ROBERTSHAW CONTROLS COMPANY | 1751-729 | 23.4 | 17.3993 | Y | 23.4 | 17.3993 | 23.4
RBS-1830620 | 10510 | 5 | 134319 | 3 Wire Pilot Burner Assembly | ROBERTSHAW CONTROLS COMPANY | 1830-620 | 25.2 | 40.294 | Y | 25.2 | 40.294 | 40.294
RBS-1830702 | 10510 | 2 | 134319 | PILOT,THERMO-COUPLE/PILE PILOT ELECTRODE | ROBERTSHAW CONTROLS COMPANY | 1830-702 | 23.7 | 18.713 | N | 23.7 | 18.713 | 23.7
RBS-1830711 | 10510 | 1 | 134319 | PILOT,THERMO-COUPLE/PILE PILOT ELECTRODE | ROBERTSHAW CONTROLS COMPANY | 1830-711 | 25.3 | 25.3 | Y | 25.3 | 25.3 | 25.3
RBS-1830718 | 10510 | 1 | 134319 | PILOT,THERMO-COUPLE/PILE 2S-60 PILOT FOR | ROBERTSHAW CONTROLS COMPANY | 1830-718 | 30.76 | 28.8965 | Y | 30.76 | 28.8965 | 30.76
RBS-190052 | 175891 | 9 | 134319 | THERMOSTAT ACCESSORY GUARD, TSTAT | ROBERTSHAW CONTROLS COMPANY | 190-052 | 10.16 | 3.9865 | N | 10.16 | 3.9865 | 10.16
RBS-190068 | 10008 | 1 | 134319 | THERMOSTAT ACCESSORY GUARD, TSTAT | ROBERTSHAW CONTROLS COMPANY | 190-068 | 11.69 | 10.16 | Y | 11.69 | 12.1887 | 12.1887
RBS-190068 | 175891 | 3 | 134319 | THERMOSTAT ACCESSORY GUARD, TSTAT | ROBERTSHAW CONTROLS COMPANY | 190-068 | 11.69 | 12.1887 | N | 11.69 | 12.1887 | 12.1887
RBS-1922001 | 10510 | 2 | 134319 | PILOT,THERMO-COUPLE/PILE THERMOCOUPLE AD | ROBERTSHAW CONTROLS COMPANY | 1922-001 | 16.22 | 16.052 | Y | 16.22 | 16.052 | 16.22
RBS-1950532 | 10510 | 5 | 134319 | PILOT,THERMO-COUPLE/PILE 36in 2-LEAD THE | ROBERTSHAW CONTROLS COMPANY | 1950-532 | 25.2 | 33.5363 | Y | 25.2 | 33.5363 | 33.5363
RBS-1951536 | 10510 | 12 | 134319 | PILOT,THERMO-COUPLE/PILE CP-2 THERMOPILE | ROBERTSHAW CONTROLS COMPANY | 1951-536 | 36 | 35.8822 | Y | 36 | 35.8822 | 36
RBS-1970018 | 10510 | 26 | 134319 | PILOT,THERMO-COUPLE/PILE UNI-COUPLE 18in | ROBERTSHAW CONTROLS COMPANY | 1970-018 | 6.2 | 6.2 | Y | 6.2 | 6.2 | 6.2
RBS-1980024 | 10008 | 3 | 134319 | PILOT,THERMO-COUPLE/PILE 24in SNAP-FIT T | ROBERTSHAW CONTROLS COMPANY | 1980-024 | 5.95 | 5.95 | Y | 5.95 | 5.95 | 5.95
RBS-1980036 | 10008 | 1 | 134319 | PILOT,THERMO-COUPLE/PILE 36in SNAP-FIT T | ROBERTSHAW CONTROLS COMPANY | 1980-036 | 6.15 | 6.15 | Y | 6.15 | 6.15 | 6.15
RBS-2374510 | 10008 | 5 | 134319 | Air Pressure Sensing Switch | ROBERTSHAW CONTROLS COMPANY | 2374-510 | 21.63 | 22.9054 | Y | 21.63 | 22.9054 | 22.9054
RBS-2374510 | 175888 | 2 | 134319 | Air Pressure Sensing Switch | ROBERTSHAW CONTROLS COMPANY | 2374-510 | 21.63 | 19.8 | Y | 21.63 | 22.9054 | 22.9054
RBS-2374510 | 175890 | 3 | 134319 | Air Pressure Sensing Switch | ROBERTSHAW CONTROLS COMPANY | 2374-510 | 21.63 | 19.8 | Y | 21.63 | 22.9054 | 22.9054
RBS-35605601003 | 10510 | 1 | 134319 | IGNITION CONTROL 24 VAC FENWAL DSI CONTR | ROBERTSHAW CONTROLS COMPANY | 35-605601-003 | 191.2 | 68.842 | N | 191.2 | 68.842 | 191.2
RBS-35605606111 | 10510 | 2 | 134319 | IGNITION CONTROL 24 VOLT DSI - FENWAL | ROBERTSHAW CONTROLS COMPANY | 35-605606-111 | 95.24 | 124.42 | Y | 95.24 | 124.42 | 124.42
RBS-35605606111 | 175891 | 1 | 134319 | IGNITION CONTROL 24 VOLT DSI - FENWAL | ROBERTSHAW CONTROLS COMPANY | 35-605606-111 | 95.24 | 81.9655 | N | 95.24 | 124.42 | 124.42
RBS-35605606223 | 10510 | 1 | 134319 | FENWAL DSI CONTROL | ROBERTSHAW CONTROLS COMPANY | 35-605606-223 | 101.07 | 103.48 | Y | 101.07 | 103.48 | 103.48
RBS-35655801013 | 10510 | 1 | 134319 | FENWAL HSI CONTROL | ROBERTSHAW CONTROLS COMPANY | 35-655801-013 | 101.07 | 92.08 | Y | 101.07 | 92.08 | 101.07
RBS-41401 | 10008 | 2 | 134319 | IGNITOR HS FURNACE IGNITOR | ROBERTSHAW CONTROLS COMPANY | 41-401 | 14 | 16.28 | N | 14 | 16.28 | 16.28
RBS-41401 | 10510 | 5 | 134319 | IGNITOR HS FURNACE IGNITOR | ROBERTSHAW CONTROLS COMPANY | 41-401 | 14 | 10.9767 | Y | 14 | 16.28 | 16.28
RBS-41401 | 173042 | 5 | 134319 | IGNITOR HS FURNACE IGNITOR | ROBERTSHAW CONTROLS COMPANY | 41-401 | 14 | 15.15 | N | 14 | 16.28 | 16.28
RBS-41401 | 175891 | 3 | 134319 | IGNITOR HS FURNACE IGNITOR | ROBERTSHAW CONTROLS COMPANY | 41-401 | 14 | 10.37 | Y | 14 | 16.28 | 16.28
RBS-41402 | 10008 | 7 | 134319 | IGNITOR HS FURNACE IGNITOR | ROBERTSHAW CONTROLS COMPANY | 41-402 | 12.4 | 15.6962 | N | 12.4 | 15.6962 | 15.6962
RBS-41402 | 10510 | 3 | 134319 | IGNITOR HS FURNACE IGNITOR | ROBERTSHAW CONTROLS COMPANY | 41-402 | 12.4 | 13.95 | Y | 12.4 | 15.6962 | 15.6962
RBS-41402 | 173042 | 1 | 134319 | IGNITOR HS FURNACE IGNITOR | ROBERTSHAW CONTROLS COMPANY | 41-402 | 12.4 | 15.09 | N | 12.4 | 15.6962 | 15.6962
RBS-41402 | 175891 | 1 | 134319 | IGNITOR HS FURNACE IGNITOR | ROBERTSHAW CONTROLS COMPANY | 41-402 | 12.4 | 13.66 | Y | 12.4 | 15.6962 | 15.6962
RBS-41403 | 10510 | 4 | 134319 | IGNITOR HS FURNACE IGNITOR | ROBERTSHAW CONTROLS COMPANY | 41-403 | 12.98 | 10.651 | Y | 12.98 | 12.3 | 12.98
RBS-41403 | 173042 | 1 | 134319 | IGNITOR HS FURNACE IGNITOR | ROBERTSHAW CONTROLS COMPANY | 41-403 | 12.98 | 11.2 | N | 12.98 | 12.3 | 12.98
RBS-41403 | 175891 | 1 | 134319 | IGNITOR HS FURNACE IGNITOR | ROBERTSHAW CONTROLS COMPANY | 41-403 | 12.98 | 12.3 | Y | 12.98 | 12.3 | 12.98
RBS-41404 | 10510 | 12 | 134319 | IGNITOR HOT SURFACE IGNITOR, WEI | ROBERTSHAW CONTROLS COMPANY | 41-404 | 12.98 | 12.1072 | Y | 12.98 | 12.1072 | 12.98
RBS-41404 | 175891 | 2 | 134319 | IGNITOR HOT SURFACE IGNITOR, WEI | ROBERTSHAW CONTROLS COMPANY | 41-404 | 12.98 | 9.27 | Y | 12.98 | 12.1072 | 12.98
RBS-41405 | 10008 | 4 | 134319 | IGNITOR 271D HS IGNITOR | ROBERTSHAW CONTROLS COMPANY | 41-405 | 12.98 | 17.535 | N | 12.98 | 17.535 | 17.535
RBS-41405 | 10510 | 12 | 134319 | IGNITOR 271D HS IGNITOR | ROBERTSHAW CONTROLS COMPANY | 41-405 | 12.98 | 10.9613 | N | 12.98 | 17.535 | 17.535
RBS-41405 | 173042 | 5 | 134319 | IGNITOR 271D HS IGNITOR | ROBERTSHAW CONTROLS COMPANY | 41-405 | 12.98 | 11.2 | N | 12.98 | 17.535 | 17.535
RBS-41406 | 10510 | 4 | 134319 | 41-406 271Y HS IGNITOR | ROBERTSHAW CONTROLS COMPANY | 41-406 | 14.2 | 15.5902 | Y | 14.2 | 15.5902 | 15.5902
RBS-41406 | 166561 | 1 | 134319 | 41-406 271Y HS IGNITOR | ROBERTSHAW CONTROLS COMPANY | 41-406 | 14.2 | 14.6 | N | 14.2 | 15.5902 | 15.5902
RBS-41406 | 175891 | 1 | 134319 | 41-406 271Y HS IGNITOR | ROBERTSHAW CONTROLS COMPANY | 41-406 | 14.2 | 15.5902 | Y | 14.2 | 15.5902 | 15.5902
RBS-41407 | 10510 | 2 | 134319 | IGNITOR 271 HS IGNITOR | ROBERTSHAW CONTROLS COMPANY | 41-407 | 13.6 | 9.0857 | N | 13.6 | 12.362 | 13.6
RBS-41407 | 175891 | 3 | 134319 | IGNITOR 271 HS IGNITOR | ROBERTSHAW CONTROLS COMPANY | 41-407 | 13.6 | 12.362 | Y | 13.6 | 12.362 | 13.6
RBS-41409 | 10510 | 6 | 134319 | IGNITOR 271 HOT SURFACE IGNITOR | ROBERTSHAW CONTROLS COMPANY | 41-409 | 12.2 | 13.175 | Y | 12.2 | 13.175 | 13.175
RBS-41409 | 175891 | 1 | 134319 | IGNITOR 271 HOT SURFACE IGNITOR | ROBERTSHAW CONTROLS COMPANY | 41-409 | 12.2 | 9.627 | Y | 12.2 | 13.175 | 13.175
RBS-41410 | 10510 | 15 | 134319 | IGNITOR 271N HS IGNITOR | ROBERTSHAW CONTROLS COMPANY | 41-410 | 13.4 | 12.4923 | Y | 13.4 | 12.4923 | 13.4
RBS-41411 | 10510 | 6 | 134319 | IGNITOR HOT SURFACE IGNITOR, RHE | ROBERTSHAW CONTROLS COMPANY | 41-411 | 13.4 | 10.4807 | Y | 13.4 | 10.4807 | 13.4
RBS-41412 | 10510 | 10 | 134319 | IGNITOR 271NM HOT SURFACE IGNITO | ROBERTSHAW CONTROLS COMPANY | 41-412 | 13.4 | 11.9566 | Y | 13.4 | 14.41 | 14.41
RBS-41412 | 173042 | 1 | 134319 | IGNITOR 271NM HOT SURFACE IGNITO | ROBERTSHAW CONTROLS COMPANY | 41-412 | 13.4 | 14.41 | N | 13.4 | 14.41 | 14.41
RBS-41412 | 175891 | 2 | 134319 | IGNITOR 271NM HOT SURFACE IGNITO | ROBERTSHAW CONTROLS COMPANY | 41-412 | 13.4 | 9.808 | Y | 13.4 | 14.41 | 14.41
RBS-41413 | 173042 | 1 | 134319 | IGNITOR HOT SURFACE IGNITOR - 20 | ROBERTSHAW CONTROLS COMPANY | 41-413 | 13.4 | 30.66 | N | 13.4 | 30.66 | 30.66
RBS-41414 | 173042 | 2 | 134319 | IGNITOR HOT SURFACE IGNITOR | ROBERTSHAW CONTROLS COMPANY | 41-414 | 14.2 | 26.13 | N | 14.2 | 26.13 | 26.13
RBS-41602 | 10510 | 8 | 134319 | IGNITOR HOT SURFACE IGNITOR | ROBERTSHAW CONTROLS COMPANY | 41-602 | 18.4 | 27.315 | Y | 18.4 | 27.315 | 27.315
RBS-41605 | 10510 | 4 | 134319 | IGNITOR HOT SURFACE IGNITOR | ROBERTSHAW CONTROLS COMPANY | 41-605 | 21.6 | 24.536 | Y | 21.6 | 25.554 | 25.554
RBS-41605 | 175891 | 1 | 134319 | IGNITOR HOT SURFACE IGNITOR | ROBERTSHAW CONTROLS COMPANY | 41-605 | 21.6 | 25.554 | Y | 21.6 | 25.554 | 25.554
RBS-4590063 | 10510 | 12 | 134319 | GAS VALVE 1/4in TUBING PLUG | ROBERTSHAW CONTROLS COMPANY | 4590-063 | 11.43 | 1.342 | N | 11.43 | 1.342 | 11.43
RBS-4590063 | 175891 | 12 | 134319 | GAS VALVE 1/4in TUBING PLUG | ROBERTSHAW CONTROLS COMPANY | 4590-063 | 11.43 | 0.692 | N | 11.43 | 1.342 | 11.43
RBS-4590065 | 175891 | 12 | 134319 | COOKING ACCESSORY 1/8in TUBING FERRULE | ROBERTSHAW CONTROLS COMPANY | 4590-065 | 3.6 | 0.83 | N | 3.6 | 0.83 | 3.6
RBS-5300080 | 175891 | 5 | 134319 | ELECTRIC COOKING CONTROL K-153-48 | ROBERTSHAW CONTROLS COMPANY | 5300-080 | 117 | 68.06 | N | 117 | 68.06 | 117
RBS-614NHG0000C | 175883 | 8 | 134319 | DETECTOR, MINITEK HIGH LVL | ROBERTSHAW CONTROLS COMPANY | 614-NHG-0000-C | 140.74 | 134.03 | N | 140.74 | 134.03 | 140.74
RBS-620202 | 10510 | 2 | 134319 | THERMOSTAT ACCESSORY TRANS.PLUG-IN 120/2 | ROBERTSHAW CONTROLS COMPANY | 620-202 | 20.7 | 19 | Y | 20.7 | 19 | 20.7
RBS-700056 | 10008 | 1 | 134319 | GAS VALVE 7000BDER-S7A | ROBERTSHAW CONTROLS COMPANY | 700-056 | 153 | 112.795 | N | 153 | 157.7541 | 157.7541
RBS-700056 | 10510 | 4 | 134319 | GAS VALVE 7000BDER-S7A | ROBERTSHAW CONTROLS COMPANY | 700-056 | 153 | 157.7541 | Y | 153 | 157.7541 | 157.7541
RBS-700056 | 175891 | 1 | 134319 | GAS VALVE 7000BDER-S7A | ROBERTSHAW CONTROLS COMPANY | 700-056 | 153 | 129.344 | Y | 153 | 157.7541 | 157.7541
RBS-700059 | 10510 | 2 | 134319 | GAS VALVE 7000DERHC-S7C | ROBERTSHAW CONTROLS COMPANY | 700-059 | 333 | 362.3638 | Y | 333 | 362.3638 | 362.3638
RBS-700059 | 175891 | 3 | 134319 | GAS VALVE 7000DERHC-S7C | ROBERTSHAW CONTROLS COMPANY | 700-059 | 333 | 266.4063 | Y | 333 | 362.3638 | 362.3638
RBS-700064 | 10510 | 1 | 134319 | GAS VALVE 7000DER2-HC-4-S7C (TWO-S | ROBERTSHAW CONTROLS COMPANY | 700-064 | 315 | 357.7165 | Y | 315 | 357.7165 | 357.7165
RBS-700205 | 175891 | 1 | 134319 | GAS VALVE 7000ASTR,HYD. VALVE | ROBERTSHAW CONTROLS COMPANY | 700-205 | 270 | 160.9 | N | 270 | 160.9 | 270
RBS-700400 | 10008 | 1 | 134319 | GAS VALVE 7000BER,24V VALVE | ROBERTSHAW CONTROLS COMPANY | 700-400 | 103.5 | 103.5 | N | 103.5 | 103.5 | 103.5
RBS-700406 | 10008 | 6 | 134319 | GAS VALVE 7000BER,24V VALVE | ROBERTSHAW CONTROLS COMPANY | 700-406 | 104.4 | 48.34 | N | 104.4 | 103.5 | 104.4
RBS-700406 | 10510 | 1 | 134319 | GAS VALVE 7000BER,24V VALVE | ROBERTSHAW CONTROLS COMPANY | 700-406 | 104.4 | 103.5 | Y | 104.4 | 103.5 | 104.4
RBS-700424 | 10510 | 2 | 134319 | GAS VALVE 7000BGVER,24V VALVE | ROBERTSHAW CONTROLS COMPANY | 700-424 | 135 | 112.74 | N | 135 | 129.72 | 135
RBS-700424 | 173042 | 2 | 134319 | GAS VALVE 7000BGVER,24V VALVE | ROBERTSHAW CONTROLS COMPANY | 700-424 | 135 | 129.72 | N | 135 | 129.72 | 135
RBS-700426 | 10510 | 2 | 134319 | GAS VALVE 7000BER-S7A,24V VALVE | ROBERTSHAW CONTROLS COMPANY | 700-426 | 148.5 | 274.0425 | Y | 148.5 | 274.0425 | 274.0425
RBS-700428 | 10510 | 1 | 134319 | GAS VALVE 7000BER-S7C,24V VALVE | ROBERTSHAW CONTROLS COMPANY | 700-428 | 148.5 | 55.48 | Y | 148.5 | 55.48 | 148.5
RBS-700442 | 10510 | 2 | 134319 | GAS VALVE 7000ERHC-S7C,24V VALVE | ROBERTSHAW CONTROLS COMPANY | 700-442 | 225 | 262.1069 | Y | 225 | 290.5413 | 290.5413
RBS-700442 | 173042 | 2 | 134319 | GAS VALVE 7000ERHC-S7C,24V VALVE | ROBERTSHAW CONTROLS COMPANY | 700-442 | 225 | 158.66 | Y | 225 | 290.5413 | 290.5413
RBS-700442 | 175891 | 2 | 134319 | GAS VALVE 7000ERHC-S7C,24V VALVE | ROBERTSHAW CONTROLS COMPANY | 700-442 | 225 | 290.5413 | Y | 225 | 290.5413 | 290.5413
RBS-700452 | 10510 | 1 | 134319 | GAS VALVE 7000BER-120,120V VALVE | ROBERTSHAW CONTROLS COMPANY | 700-452 | 148.5 | 120.97 | Y | 148.5 | 120.97 | 148.5
RBS-700452 | 175891 | 1 | 134319 | GAS VALVE 7000BER-120,120V VALVE | ROBERTSHAW CONTROLS COMPANY | 700-452 | 148.5 | 91.83 | Y | 148.5 | 120.97 | 148.5
RBS-700454 | 10510 | 3 | 134319 | GAS VALVE 7000BER-120,120V VALVE | ROBERTSHAW CONTROLS COMPANY | 700-454 | 162.45 | 147.0767 | Y | 162.45 | 147.0767 | 162.45
RBS-700454 | 175891 | 4 | 134319 | GAS VALVE 7000BER-120,120V VALVE | ROBERTSHAW CONTROLS COMPANY | 700-454 | 162.45 | 106.9646 | Y | 162.45 | 147.0767 | 162.45
RBS-700502 | 10510 | 4 | 134319 | GAS VALVE 7000AMVR,MV VALVE | ROBERTSHAW CONTROLS COMPANY | 700-502 | 139.5 | 94.9813 | Y | 139.5 | 94.9813 | 139.5
RBS-700504 | 10510 | 2 | 134319 | GAS VALVE 7000BMVR,MV VALVE | ROBERTSHAW CONTROLS COMPANY | 700-504 | 131.8 | 137.105 | Y | 131.8 | 137.105 | 137.105
RBS-700506 | 10510 | 3 | 134319 | GAS VALVE 7000BMVR, MV VALVE | ROBERTSHAW CONTROLS COMPANY | 700-506 | 104.4 | 107.3099 | Y | 104.4 | 107.3099 | 107.3099
RBS-700507 | 10510 | 2 | 134319 | GAS VALVE 7000BMVR-S7C,MV VALVE | ROBERTSHAW CONTROLS COMPANY | 700-507 | 139.5 | 200.9125 | N | 139.5 | 200.9125 | 200.9125
RBS-700804 | 10510 | 2 | 134319 | GAS VALVE 7000BGOR-S7B | ROBERTSHAW CONTROLS COMPANY | 700-804 | 135 | 154.98 | N | 135 | 154.98 | 154.98
RBS-710201 | 175891 | 2 | 134319 | GAS VALVE 7000SLC,LO CAP GAS VALVE | ROBERTSHAW CONTROLS COMPANY | 710-201 | 113.94 | 96.0455 | N | 113.94 | 96.0455 | 113.94
RBS-710203 | 10510 | 1 | 134319 | GAS VALVE GAS VALVE 7000SLC | ROBERTSHAW CONTROLS COMPANY | 710-203 | 113.91 | 206.5 | Y | 113.91 | 206.5 | 206.5
RBS-710205 | 10510 | 1 | 134319 | GAS VALVE 7000SRLV,LO CAP GAS VALV | ROBERTSHAW CONTROLS COMPANY | 710-205 | 116.39 | 109.8 | Y | 116.39 | 109.8 | 116.39
RBS-710402 | 10510 | 2 | 134319 | GAS VALVE 7000ERLC,LO CAP 24V VALV | ROBERTSHAW CONTROLS COMPANY | 710-402 | 118.03 | 133.2 | Y | 118.03 | 133.2 | 133.2
RBS-710501 | 10510 | 2 | 134319 | GAS VALVE 7000MVLC,LO CAP MV VALVE | ROBERTSHAW CONTROLS COMPANY | 710-501 | 104.8 | 122.5375 | Y | 104.8 | 122.5375 | 122.5375
RBS-710502 | 10510 | 4 | 134319 | GAS VALVE GAS VALVE 7000MVRLC | ROBERTSHAW CONTROLS COMPANY | 710-502 | 79.7 | 79.159 | Y | 79.7 | 79.159 | 79.7
RBS-712006 | 10510 | 1 | 134319 | HEATING KIT IGNITION KIT | ROBERTSHAW CONTROLS COMPANY | 712-006 | 251.52 | 215.43 | N | 251.52 | 215.43 | 251.52
RBS-712017 | 10510 | 1 | 134319 | HEATING KIT | ROBERTSHAW CONTROLS COMPANY | 712-017 | 166.95 | 137.765 | N | 166.95 | 137.765 | 166.95
RBS-712019 | 10510 | 2 | 134319 | HEATING KIT HIGH CAP. IGN. KIT | ROBERTSHAW CONTROLS COMPANY | 712-019 | 315.69 | 347.47 | N | 315.69 | 347.47 | 347.47
RBS-720050 | 10510 | 1 | 134319 | GAS VALVE 7200DER-S7C | ROBERTSHAW CONTROLS COMPANY | 720-050 | 130.5 | 191.22 | N | 130.5 | 191.22 | 191.22
RBS-720079 | 10510 | 4 | 134319 | GAS VALVE 7200IPER | ROBERTSHAW CONTROLS COMPANY | 720-079 | 126 | 99.0845 | Y | 126 | 99.0845 | 126
RBS-720079 | 175891 | 5 | 134319 | GAS VALVE 7200IPER | ROBERTSHAW CONTROLS COMPANY | 720-079 | 126 | 66.2385 | Y | 126 | 99.0845 | 126
RBS-720400 | 10510 | 6 | 134319 | GAS VALVE 7200ER GAS VALVE | ROBERTSHAW CONTROLS COMPANY | 720-400 | 87.3 | 100.75 | Y | 87.3 | 100.75 | 100.75
RBS-720402 | 10510 | 4 | 134319 | GAS VALVE 7200ER GAS VALVE | ROBERTSHAW CONTROLS COMPANY | 720-402 | 95.4 | 57.146 | Y | 95.4 | 64.4788 | 95.4
RBS-720402 | 175891 | 3 | 134319 | GAS VALVE 7200ER GAS VALVE | ROBERTSHAW CONTROLS COMPANY | 720-402 | 95.4 | 64.4788 | Y | 95.4 | 64.4788 | 95.4
RBS-720406 | 10510 | 2 | 134319 | GAS VALVE 7200ER GAS VALVE | ROBERTSHAW CONTROLS COMPANY | 720-406 | 98.1 | 96.4175 | Y | 98.1 | 96.4175 | 98.1
RBS-720474 | 10510 | 2 | 134319 | GAS VALVE GAS VALVE 7200ERCS | ROBERTSHAW CONTROLS COMPANY | 720-474 | 148.5 | 149.823 | Y | 148.5 | 149.823 | 149.823
RBS-780001 | 10510 | 4 | 134319 | IGNITION CONTROL UNIVERSAL I.C.U. - NONL | ROBERTSHAW CONTROLS COMPANY | 780-001 | 109.8 | 72.419 | Y | 109.8 | 72.419 | 109.8
RBS-780002 | 10510 | 3 | 134319 | IGNITION CONTROL UNIVERSAL I.C.U. - LOCK | ROBERTSHAW CONTROLS COMPANY | 780-002 | 113.4 | 79.808 | Y | 113.4 | 79.808 | 113.4
RBS-780705 | 175891 | 1 | 134319 | IGNITION CONTROL MODERNIZATION KIT | ROBERTSHAW CONTROLS COMPANY | 780-705 | 144 | 90.21 | N | 144 | 90.21 | 144
RBS-780715 | 10510 | 3 | 134319 | IGNITION CONTROL I.C.U. (F/R) AUTO RESET | ROBERTSHAW CONTROLS COMPANY | 780-715 | 83.25 | 90.3967 | Y | 83.25 | 90.3967 | 90.3967
RBS-780715 | 175891 | 2 | 134319 | IGNITION CONTROL I.C.U. (F/R) AUTO RESET | ROBERTSHAW CONTROLS COMPANY | 780-715 | 83.25 | 87.5305 | Y | 83.25 | 90.3967 | 90.3967
RBS-780735 | 175891 | 3 | 134319 | IGNITION CONTROL I.C.U. (F/R) MANUAL RES | ROBERTSHAW CONTROLS COMPANY | 780-735 | 144 | 85.3706 | N | 144 | 85.3706 | 144
RBS-780845 | 10510 | 4 | 134319 | IGNITION CONTROL IGNITION CONTROL SP845 | ROBERTSHAW CONTROLS COMPANY | 780-845 | 108 | 131.9683 | Y | 108 | 131.9683 | 131.9683
RBS-780845 | 175891 | 1 | 134319 | IGNITION CONTROL IGNITION CONTROL SP845 | ROBERTSHAW CONTROLS COMPANY | 780-845 | 108 | 116.1213 | N | 108 | 131.9683 | 131.9683
RBS-785001 | 10510 | 3 | 134319 | IGNITION CONTROL PILOT RELIGHT KIT 24/12 | ROBERTSHAW CONTROLS COMPANY | 785-001 | 57.24 | 52.9053 | Y | 57.24 | 52.9053 | 57.24
RBS-785002 | 10510 | 1 | 134319 | IGNITION CONTROL PILOT RELIGHT KIT 9VOLT | ROBERTSHAW CONTROLS COMPANY | 785-002 | 81.36 | 45.29 | N | 81.36 | 45.29 | 81.36
RBS-801 | 10008 | 13 | 134319 | NON-COMMUNICATING STAT SPST, HEATING | ROBERTSHAW CONTROLS COMPANY | 801 | 15.37 | 13.36 | Y | 15.37 | 13.36 | 15.37
RBS-803A | 10008 | -8 | 134319 | Line Voltage, Cooling Stat | ROBERTSHAW CONTROLS COMPANY | 803A | 16.03 | 16.1464 | Y | 16.03 | 17.3108 | 17.3108
RBS-803A | 175888 | 3 | 134319 | Line Voltage, Cooling Stat | ROBERTSHAW CONTROLS COMPANY | 803A | 16.03 | 17.3108 | Y | 16.03 | 17.3108 | 17.3108
RBS-804120 | 10510 | 1 | 134319 | DEFROST CNTRL-TIME TERMD 208-240V 40 AMP | ROBERTSHAW CONTROLS COMPANY | 8041-20 | 95.09 | 64.06 | N | 95.09 | 64.06 | 95.09
RBS-804500 | 10510 | 1 | 134319 | DEFROST CNTRL-TIME TERMD 120V 40AMP DEFR | ROBERTSHAW CONTROLS COMPANY | 8045-00 | 90.09 | 81.9 | Y | 90.09 | 81.9 | 90.09
RBS-804500 | 175891 | 1 | 134319 | DEFROST CNTRL-TIME TERMD 120V 40AMP DEFR | ROBERTSHAW CONTROLS COMPANY | 8045-00 | 90.09 | 56 | Y | 90.09 | 81.9 | 90.09
RBS-8145AV | 10510 | 3 | 134319 | DEFROST CNTRL-TEMP Auto Voltage | ROBERTSHAW CONTROLS COMPANY | 8145-AV | 113.85 | 100.61 | Y | 113.85 | 100.61 | 113.85
RBS-8145AV | 175891 | 1 | 134319 | DEFROST CNTRL-TEMP Auto Voltage | ROBERTSHAW CONTROLS COMPANY | 8145-AV | 113.85 | 76.753 | Y | 113.85 | 100.61 | 113.85
RBS-829010 | 175891 | 1 | 134319 | IGNITION CONTROL 24 VOLT D.S.I. - FENWAL | ROBERTSHAW CONTROLS COMPANY | 829-010 | 175.75 | 84.18 | N | 175.75 | 84.18 | 175.75
RBS-9200V | 166561 | 23 | 134319 | NON-COMMUNICATING STAT RS TSTAT MECH H/C | ROBERTSHAW CONTROLS COMPANY | 9200V | 19.64 | 22.4 | N | 19.64 | 22.4 | 22.4
RBS-A121506 | 10510 | 2 | 134319 | COMMERCIAL COLD CONTROL A12-1506 RANCO C | ROBERTSHAW CONTROLS COMPANY | A12-1506 | 74.66 | 38.16 | Y | 74.66 | 38.16 | 74.66
RBS-A121560 | 10510 | 7 | 134319 | COMMERCIAL COLD CONTROL A12-1560 RANCO C | ROBERTSHAW CONTROLS COMPANY | A12-1560 | 66.15 | 39.024 | Y | 66.15 | 39.024 | 66.15
RBS-A12701 | 10510 | 3 | 134319 | COMMERCIAL COLD CONTROL A12-701 RANCO CO | ROBERTSHAW CONTROLS COMPANY | A12-701 | 68.04 | 51.54 | Y | 68.04 | 51.54 | 68.04
RBS-A221129 | 10510 | 2 | 134319 | COMMERCIAL COLD CONTROL A22-1129 RANCO C | ROBERTSHAW CONTROLS COMPANY | A22-1129 | 67.5 | 39.605 | Y | 67.5 | 39.605 | 67.5
RBS-A30180 | 10510 | 2 | 134319 | COMMERCIAL COLD CONTROL A30-180 RANCO CO | ROBERTSHAW CONTROLS COMPANY | A30-180 | 59.37 | 34.2435 | Y | 59.37 | 34.2435 | 59.37
RBS-A30180 | 175891 | 1 | 134319 | COMMERCIAL COLD CONTROL A30-180 RANCO CO | ROBERTSHAW CONTROLS COMPANY | A30-180 | 59.37 | 31.499 | Y | 59.37 | 34.2435 | 59.37
RBS-A302210 | 10510 | 2 | 134319 | COMMERCIAL COLD CONTROL A30-2210 RANCO C | ROBERTSHAW CONTROLS COMPANY | A30-2210 | 56.7 | 43.06 | Y | 56.7 | 43.06 | 56.7
RBS-A302210 | 175891 | 1 | 134319 | COMMERCIAL COLD CONTROL A30-2210 RANCO C | ROBERTSHAW CONTROLS COMPANY | A30-2210 | 56.7 | 38.69 | Y | 56.7 | 43.06 | 56.7
RBS-A30261 | 10510 | 3 | 134319 | COMMERCIAL COLD CONTROL A30-261 RANCO CO | ROBERTSHAW CONTROLS COMPANY | A30-261 | 60.3 | 30.4983 | Y | 60.3 | 30.4983 | 60.3
RBS-A30261 | 175891 | 1 | 134319 | COMMERCIAL COLD CONTROL A30-261 RANCO CO | ROBERTSHAW CONTROLS COMPANY | A30-261 | 60.3 | 27.809 | Y | 60.3 | 30.4983 | 60.3
RBS-A30262 | 10510 | 2 | 134319 | COMMERCIAL COLD CONTROL A30-262 RANCO CO | ROBERTSHAW CONTROLS COMPANY | A30-262 | 61.2 | 35.4375 | Y | 61.2 | 35.4375 | 61.2
RBS-A30262 | 175891 | 2 | 134319 | COMMERCIAL COLD CONTROL A30-262 RANCO CO | ROBERTSHAW CONTROLS COMPANY | A30-262 | 61.2 | 31.94 | Y | 61.2 | 35.4375 | 61.2
RBS-A30301 | 10510 | 2 | 134319 | COMMERCIAL COLD CONTROL A30-301 RANCO CO | ROBERTSHAW CONTROLS COMPANY | A30-301 | 59.4 | 49.08 | Y | 59.4 | 49.08 | 59.4
RBS-A30301 | 175891 | 1 | 134319 | COMMERCIAL COLD CONTROL A30-301 RANCO CO | ROBERTSHAW CONTROLS COMPANY | A30-301 | 59.4 | 34.08 | Y | 59.4 | 49.08 | 59.4
RBS-A30304 | 10510 | 1 | 134319 | COMMERCIAL COLD CONTROL A30-304 RANCO CO | ROBERTSHAW CONTROLS COMPANY | A30-304 | 59.4 | 23.63 | N | 59.4 | 23.63 | 59.4
RBS-A30X204 | 10510 | 4 | 134319 | COMMERCIAL COLD CONTROL A30-X204 RANCO C | ROBERTSHAW CONTROLS COMPANY | A30-X204 | 54 | 46.5037 | Y | 54 | 46.5037 | 54
RBS-A30X204 | 175891 | 2 | 134319 | COMMERCIAL COLD CONTROL A30-X204 RANCO C | ROBERTSHAW CONTROLS COMPANY | A30-X204 | 54 | 38.958 | Y | 54 | 46.5037 | 54
RBS-ETC111000000 | 10510 | 4 | 134319 | Thermostat, Electronic 120/208/240vAC, s | ROBERTSHAW CONTROLS COMPANY | ETC-111000-000 | 76.5 | 77.449 | N | 76.5 | 86.23 | 86.23
RBS-ETC111000000 | 166553 | 3 | 134319 | Thermostat, Electronic 120/208/240vAC, s | ROBERTSHAW CONTROLS COMPANY | ETC-111000-000 | 76.5 | 50.12 | Y | 76.5 | 86.23 | 86.23
RBS-ETC111000000 | 166557 | 3 | 134319 | Thermostat, Electronic 120/208/240vAC, s | ROBERTSHAW CONTROLS COMPANY | ETC-111000-000 | 76.5 | 66.9333 | N | 76.5 | 86.23 | 86.23
RBS-ETC111000000 | 166559 | 2 | 134319 | Thermostat, Electronic 120/208/240vAC, s | ROBERTSHAW CONTROLS COMPANY | ETC-111000-000 | 76.5 | 76.5 | N | 76.5 | 86.23 | 86.23
RBS-ETC111000000 | 166561 | 3 | 134319 | Thermostat, Electronic 120/208/240vAC, s | ROBERTSHAW CONTROLS COMPANY | ETC-111000-000 | 76.5 | 69.99 | N | 76.5 | 86.23 | 86.23
RBS-ETC111000000 | 173042 | 3 | 134319 | Thermostat, Electronic 120/208/240vAC, s | ROBERTSHAW CONTROLS COMPANY | ETC-111000-000 | 76.5 | 70.1467 | Y | 76.5 | 86.23 | 86.23
RBS-ETC111000000 | 175883 | 2 | 134319 | Thermostat, Electronic 120/208/240vAC, s | ROBERTSHAW CONTROLS COMPANY | ETC-111000-000 | 76.5 | 86.23 | N | 76.5 | 86.23 | 86.23
RBS-ETC111000000 | 175891 | 5 | 134319 | Thermostat, Electronic 120/208/240vAC, s | ROBERTSHAW CONTROLS COMPANY | ETC-111000-000 | 76.5 | 67.8245 | N | 76.5 | 86.23 | 86.23
RBS-ETC112000000 | 166553 | 3 | 134319 | Thermostat, Electronic 24vAC, single sta | ROBERTSHAW CONTROLS COMPANY | ETC-112000-000 | 87.3 | 86.4 | Y | 87.3 | 90.68 | 90.68
RBS-ETC112000000 | 166557 | 6 | 134319 | Thermostat, Electronic 24vAC, single sta | ROBERTSHAW CONTROLS COMPANY | ETC-112000-000 | 87.3 | 86.36 | N | 87.3 | 90.68 | 90.68
RBS-ETC112000000 | 166559 | 3 | 134319 | Thermostat, Electronic 24vAC, single sta | ROBERTSHAW CONTROLS COMPANY | ETC-112000-000 | 87.3 | 81.5667 | N | 87.3 | 90.68 | 90.68
RBS-ETC112000000 | 166561 | 1 | 134319 | Thermostat, Electronic 24vAC, single sta | ROBERTSHAW CONTROLS COMPANY | ETC-112000-000 | 87.3 | 69.2579 | N | 87.3 | 90.68 | 90.68
RBS-ETC112000000 | 173042 | 4 | 134319 | Thermostat, Electronic 24vAC, single sta | ROBERTSHAW CONTROLS COMPANY | ETC-112000-000 | 87.3 | 86.4 | Y | 87.3 | 90.68 | 90.68
RBS-ETC112000000 | 175883 | 2 | 134319 | Thermostat, Electronic 24vAC, single sta | ROBERTSHAW CONTROLS COMPANY | ETC-112000-000 | 87.3 | 90.68 | N | 87.3 | 90.68 | 90.68
RBS-ETC141000000 | 166553 | 5 | 134319 | Thermostat, Electronic 120/208/240vAC, s | ROBERTSHAW CONTROLS COMPANY | ETC-141000-000 | 106.2 | 120.2045 | Y | 106.2 | 182.98 | 182.98
RBS-ETC141000000 | 166557 | 1 | 134319 | Thermostat, Electronic 120/208/240vAC, s | ROBERTSHAW CONTROLS COMPANY | ETC-141000-000 | 106.2 | 131.455 | Y | 106.2 | 182.98 | 182.98
RBS-ETC141000000 | 175883 | 2 | 134319 | Thermostat, Electronic 120/208/240vAC, s | ROBERTSHAW CONTROLS COMPANY | ETC-141000-000 | 106.2 | 182.98 | N | 106.2 | 182.98 | 182.98
RBS-ETC211000000 | 166553 | 3 | 134319 | TEMPERATURE CONTROL ELECTRONIC TEMP.CONT | ROBERTSHAW CONTROLS COMPANY | ETC-211000-000 | 103.5 | 126 | Y | 103.5 | 141.78 | 141.78
RBS-ETC211000000 | 166557 | 4 | 134319 | TEMPERATURE CONTROL ELECTRONIC TEMP.CONT | ROBERTSHAW CONTROLS COMPANY | ETC-211000-000 | 103.5 | 141.78 | Y | 103.5 | 141.78 | 141.78
RBS-ETC211000000 | 166559 | 2 | 134319 | TEMPERATURE CONTROL ELECTRONIC TEMP.CONT | ROBERTSHAW CONTROLS COMPANY | ETC-211000-000 | 103.5 | 103.5 | N | 103.5 | 141.78 | 141.78
RBS-ETC211000000 | 166561 | 1 | 134319 | TEMPERATURE CONTROL ELECTRONIC TEMP.CONT | ROBERTSHAW CONTROLS COMPANY | ETC-211000-000 | 103.5 | 127.22 | N | 103.5 | 141.78 | 141.78
RBS-ETC211000000 | 173042 | 4 | 134319 | TEMPERATURE CONTROL ELECTRONIC TEMP.CONT | ROBERTSHAW CONTROLS COMPANY | ETC-211000-000 | 103.5 | 127.575 | Y | 103.5 | 141.78 | 141.78
RBS-ETC212000000 | 10510 | 2 | 134319 | TEMPERATURE CONTROL ELECTRONIC TEMP. CON | ROBERTSHAW CONTROLS COMPANY | ETC-212000-000 | 87.3 | 147.9567 | Y | 87.3 | 152.07 | 152.07
RBS-ETC212000000 | 166553 | 4 | 134319 | TEMPERATURE CONTROL ELECTRONIC TEMP. CON | ROBERTSHAW CONTROLS COMPANY | ETC-212000-000 | 87.3 | 144 | Y | 87.3 | 152.07 | 152.07
RBS-ETC212000000 | 166557 | 2 | 134319 | TEMPERATURE CONTROL ELECTRONIC TEMP. CON | ROBERTSHAW CONTROLS COMPANY | ETC-212000-000 | 87.3 | 152.07 | N | 87.3 | 152.07 | 152.07
RBS-ETC212000000 | 166559 | 3 | 134319 | TEMPERATURE CONTROL ELECTRONIC TEMP. CON | ROBERTSHAW CONTROLS COMPANY | ETC-212000-000 | 87.3 | 87.3 | N | 87.3 | 152.07 | 152.07
RBS-ETC212000000 | 166561 | 1 | 134319 | TEMPERATURE CONTROL ELECTRONIC TEMP. CON | ROBERTSHAW CONTROLS COMPANY | ETC-212000-000 | 87.3 | 123.44 | N | 87.3 | 152.07 | 152.07
RBS-ETC212000000 | 173042 | 8 | 134319 | TEMPERATURE CONTROL ELECTRONIC TEMP. CON | ROBERTSHAW CONTROLS COMPANY | ETC-212000-000 | 87.3 | 144 | Y | 87.3 | 152.07 | 152.07
RBS-ETC212000000 | 175883 | 2 | 134319 | TEMPERATURE CONTROL ELECTRONIC TEMP. CON | ROBERTSHAW CONTROLS COMPANY | ETC-212000-000 | 87.3 | 152.07 | N | 87.3 | 152.07 | 152.07
RBS-ETC212000000 | 175891 | 2 | 134319 | TEMPERATURE CONTROL ELECTRONIC TEMP. CON | ROBERTSHAW CONTROLS COMPANY | ETC-212000-000 | 87.3 | 87.3 | Y | 87.3 | 152.07 | 152.07
RBS-ETC212100000 | 166553 | 7 | 134319 | TEMPERATURE CONTROL ELECTRONIC TEMP. CON | ROBERTSHAW CONTROLS COMPANY | ETC-212100-000 | 105.3 | 141.4776 | Y | 105.3 | 141.4776 | 141.4776
RBS-ETC241000000 | 166553 | 5 | 134319 | TEMPERATURE CONTROL ELECTRONIC TEMP. CON | ROBERTSHAW CONTROLS COMPANY | ETC-241000-000 | 109.8 | 120.78 | Y | 109.8 | 120.78 | 120.78
RBS-F25107 | 10510 | 3 | 134319 | COMMERCIAL COLD CONTROL DEFROST CONTROL | ROBERTSHAW CONTROLS COMPANY | F25-107 | 106.17 | 54.223 | Y | 106.17 | 54.223 | 106.17
RBS-O101402 | 10510 | 3 | 134319 | PRESSURE CONTROL | ROBERTSHAW CONTROLS COMPANY | O10-1402 | 81 | 54.3537 | Y | 81 | 54.3537 | 81
RBS-O101416 | 10510 | 2 | 134319 | PRESSURE CONTROL | ROBERTSHAW CONTROLS COMPANY | O10-1416 | 85.03 | 59.005 | Y | 85.03 | 59.005 | 85.03
RBS-O101483 | 10510 | 2 | 134319 | PRESSURE CONTROL | ROBERTSHAW CONTROLS COMPANY | O10-1483 | 77.4 | 48.6375 | Y | 77.4 | 48.6375 | 77.4
RBS-O102054 | 10510 | 3 | 134319 | PRESSURE CONTROL | ROBERTSHAW CONTROLS COMPANY | O10-2054 | 82.5 | 65.97 | Y | 82.5 | 65.97 | 82.5
RBS-O121549 | 10510 | 3 | 134319 | PRESSURE CONTROL | ROBERTSHAW CONTROLS COMPANY | O12-1549 | 138.6 | 76.224 | Y | 138.6 | 76.224 | 138.6
RBS-O121549 | 175891 | 1 | 134319 | PRESSURE CONTROL | ROBERTSHAW CONTROLS COMPANY | O12-1549 | 138.6 | 71.8459 | N | 138.6 | 76.224 | 138.6
RBS-O16104 | 10510 | 1 | 134319 | TEMPERATURE CTRL, SINGLE | ROBERTSHAW CONTROLS COMPANY | O16-104 | 85.61 | 48.27 | Y | 85.61 | 48.27 | 85.61
RBS-O16107 | 10510 | 1 | 134319 | PRESSURE CTRL, SINGLE | ROBERTSHAW CONTROLS COMPANY | O16-107 | 85.61 | 53.614 | Y | 85.61 | 53.614 | 85.61
RBS-O16108 | 10510 | 2 | 134319 | PRESSURE CONTROL | ROBERTSHAW CONTROLS COMPANY | O16-108 | 84.02 | 70.83 | Y | 84.02 | 70.83 | 84.02
RBS-O16200 | 10510 | 1 | 134319 | PRESSURE CONTROL | ROBERTSHAW CONTROLS COMPANY | O16-200 | 100.17 | 55.197 | Y | 100.17 | 55.197 | 100.17
RBS-O16261 | 175891 | 1 | 134319 | PRESSURE CONTROL O16-261 RANCO PRESSURE | ROBERTSHAW CONTROLS COMPANY | O16-261 | 98.43 | 110.25 | N | 98.43 | 110.25 | 110.25
RBS-O16527 | 10510 | 1 | 134319 | PRESSURE CONTROL | ROBERTSHAW CONTROLS COMPANY | O16-527 | 87.9 | 92.14 | Y | 87.9 | 92.14 | 92.14
RBS-O18100 | 10510 | 2 | 134319 | TEMPERATURE CONTROL ICE BANK CONTROL | ROBERTSHAW CONTROLS COMPANY | O18-100 | 99.38 | 56.901 | Y | 99.38 | 56.901 | 99.38
RBS-RAM | 175888 | 7 | 134472 | TEMPERATURE CONTROL ALARMS ANNUNCIATORS | POWER-FLO TECHNOLOGIES | RBS-RAM | 89.65 | 178.278 | Y | 89.65 | 178.278 | 178.278
RBS-RAM | 175890 | 10 | 134472 | TEMPERATURE CONTROL ALARMS ANNUNCIATORS | POWER-FLO TECHNOLOGIES | RBS-RAM | 89.65 | 94.5261 | Y | 89.65 | 178.278 | 178.278
RC14E | 10008 | 4 | 133778 | 1/4" Ring Terminal Connector, 12-10 AWG | DX ELECTRIC COMPANY | RC14/E | 13.2 | 13.2 | N | 13.2 | 13.2 | 13.2
RC38E | 10008 | 10 | 133778 | 3/8" Ring Terminal Connector, 12-10AWG | DX ELECTRIC COMPANY | RC38/E | 14.7 | 14.7 | N | 14.7 | 14.7 | 14.7
RC516E | 10008 | 10 | 133778 | 5/16" Ring Terminal Connector, 12-10AWG | DX ELECTRIC COMPANY | RC516/E | 13.2 | 13.2 | N | 13.2 | 13.2 | 13.2
RCD50 36 X 24 PBD | 10008 | 2 | 134324 | Aluminum Damper 36" X 24" | RUSKIN MANUFACTURING | 36" X 24" CD50 | 349.31 | 349.31 | N | 349.31 | 349.31 | 349.31
RCH908 | 10510 | 12 | 168859 | RayChem Power Supply | *DO NOT USE* Paid with Divvy Card | RC-H908 | 65.7 | 65.7 | N | 65.7 | 65.7 | 65.7
RCL306MJ7106 | 175890 | 4 | 175107 | WISKER SWITCH | RELAY & CONTROL CORP. | RCL306MJ7106 | 0 | 47.6 | Y | 0 | 47.6 | 47.6
RCO210 | 10510 | 12 | 134395 | Supco 3 in 1 start/relay1/2 HP 115V comp | SUPCO SEALED UNIT PARTS CO., INC. / NSI | RCO210 | 9.85 | 9.85 | Y | 9.85 | 9.85 | 9.85
RCO210 | 175891 | 1 | 134395 | Supco 3 in 1 start/relay1/2 HP 115V comp | SUPCO SEALED UNIT PARTS CO., INC. / NSI | RCO210 | 9.85 | 9.623 | N | 9.85 | 9.85 | 9.85
RCO410 | 10510 | 10 | 134395 | Supco 3 in 1 start/relay1/4-1/3 HP compr | SUPCO SEALED UNIT PARTS CO., INC. / NSI | RCO410 | 6.319 | 6.3118 | Y | 6.319 | 6.3118 | 6.319
RCO410 | 175891 | 2 | 134395 | Supco 3 in 1 start/relay1/4-1/3 HP compr | SUPCO SEALED UNIT PARTS CO., INC. / NSI | RCO410 | 6.319 | 6.105 | Y | 6.319 | 6.3118 | 6.319
RCO810 | 10510 | 7 | 134395 | Supco 3 in 1 start/relay1/12-1/5 HP comp | SUPCO SEALED UNIT PARTS CO., INC. / NSI | RCO810 | 7.315 | 7.1685 | Y | 7.315 | 7.1685 | 7.315
RCO810 | 175891 | 1 | 134395 | Supco 3 in 1 start/relay1/12-1/5 HP comp | SUPCO SEALED UNIT PARTS CO., INC. / NSI | RCO810 | 7.315 | 6.191 | Y | 7.315 | 7.1685 | 7.315
RCSBH80UAWL | 10510 | 1 | 187631 | Sanyo wireless remotecontroller | PANASONIC CORPORATION | RCS-BH80UA-WL | 178.48 | 178.48 | N | 178.48 | 178.48 | 178.48
RCSSH1UA | 10510 | 1 | 187631 | Sanyo wireless remotecontroller | PANASONIC CORPORATION | RCS-SH1UA | 122.22 | 122.22 | N | 122.22 | 122.22 | 122.22
RCT6873W42 | 175888 | 12 | 176931 | RCA VOYAGER 7 MODEL RCT6873W42 C | WALMART | RCT6873W42 | 30.4249 | 30.4249 | N | 30.4249 | 30.4249 | 30.4249
RCU50U | 175888 | 1 | 134065 | VAV/CAV P 0-10V DEG W/C | SIEMENS INDUSTRY, INC. | RCU50U | 45.18 | 45.18 | N | 45.18 | 45.18 | 45.18
RD6 | 10008 | 3 | 133367 | Macurco Gray Housing Refrigerant | MACURCO INC. (AERIONICS, INC.) | RD-6 | 307.42 | 301.8852 | Y | 307.42 | 307.42 | 307.42
RD6 | 166559 | 1 | 133367 | Macurco Gray Housing Refrigerant | MACURCO INC. (AERIONICS, INC.) | RD-6 | 307.42 | 307.42 | N | 307.42 | 307.42 | 307.42
RDMK1 | 175888 | 1 | 134384 | Maint. Kit for 8005 8010 | INDUSTRIAL TECHNOLOGIES & SERVICES AMERICAS, INC | RDMK1 | 168.6 | 153 | N | 168.6 | 168.6 | 168.6
RDMK1 | 175891 | 2 | 134384 | Maint. Kit for 8005 8010 | INDUSTRIAL TECHNOLOGIES & SERVICES AMERICAS, INC | RDMK1 | 168.6 | 168.6 | Y | 168.6 | 168.6 | 168.6
RDMK2 | 175888 | 1 | 134384 | RDMK2 MAINT KIT FOR 8045-8055 | INDUSTRIAL TECHNOLOGIES & SERVICES AMERICAS, INC | RDMK2 | 160.2 | 160.2 | N | 160.2 | 160.2 | 160.2
RDMK3 | 166553 | 2 | 134384 | Maint. Kit for 8045-8055 DRYER | INDUSTRIAL TECHNOLOGIES & SERVICES AMERICAS, INC | RDMK3 | 108.6 | 108.6 | N | 108.6 | 108.6 | 108.6
RDMK4 | 166553 | 1 | 134384 | Filter Kit w/drain for 80110 drier | INDUSTRIAL TECHNOLOGIES & SERVICES AMERICAS, INC | RDMK-4 | 110.4 | 110.4 | N | 110.4 | 110.4 | 110.4
RDS120 | 175888 | 5 | 134065 | Smart Thermostat | SIEMENS INDUSTRY, INC. | RDS120 | 150.74 | 150.7444 | N | 150.74 | 150.7444 | 150.7444
RE-440-3 | 175883 | 3 | 134179 | Pilot Relay | NEUCO INC. | RE-440-3 | 0 | 18.26 | N | 0 | 18.26 | 18.26
RED BUTT SPLICE CONNECTORS | 175883 | 1200 | 134179 | Red Butt Splice Connectors 18-22AWG | NEUCO INC. | RED BUTT SPLICE CONNECTORS | 0 | 0.05 | N | 0 | 0.05 | 0.05
RED FORK SPADE | 175883 | 1250 | 134179 | Insulated Fork Spade Wire Connector - Re | NEUCO INC. | RED FORK SPADE | 0 | 0.0249 | N | 0 | 0.0249 | 0.0249
REDUCING WASHER | 175883 | 50 | 134179 | Galvanized Reducing Washer, 1 x 3/4 | NEUCO INC. | REDUCING WASHER | 0 | 0.1694 | N | 0 | 0.1694 | 0.1694
REPAIRTESTO | 175891 | 1 | 134425 | 325M/XL TESTO FLUE GAS ANALYSER | TESTO INC. | REPAIRTESTO | 284.6 | 284.6 | N | 284.6 | 284.6 | 284.6
REPLACEMENT FUSES | 175883 | 417 | 134179 | Standard Replacement Fuses (Packs of 3/4 | NEUCO INC. | REPLACEMENT FUSES | 0 | 0.0331 | N | 0 | 0.0331 | 0.0331
RES-121371AAU | 10008 | 4 | 133358 | CLAMP CAPILLARY 1-121371, 1-804644 SCREW | ADEMCO, INC. (Resideo) | 121371AA/U | 8.78 | 7.22 | N | 8.78 | 7.22 | 8.78
RES-121371AU | 10008 | 10 | 133358 | COPPER IMMERSION WELL. 1/2 IN. NPT, 1-1/ | ADEMCO, INC. (Resideo) | 121371A/U | 33.6 | 33.5313 | Y | 33.6 | 33.5313 | 33.6
RES-121371AU | 10510 | 27 | 133358 | COPPER IMMERSION WELL. 1/2 IN. NPT, 1-1/ | ADEMCO, INC. (Resideo) | 121371A/U | 33.6 | 33.0723 | Y | 33.6 | 33.5313 | 33.6
RES-121371AU | 173042 | 9 | 133358 | COPPER IMMERSION WELL. 1/2 IN. NPT, 1-1/ | ADEMCO, INC. (Resideo) | 121371A/U | 33.6 | 0 | N | 33.6 | 33.5313 | 33.6
RES-121371AU | 175888 | 1 | 133358 | COPPER IMMERSION WELL. 1/2 IN. NPT, 1-1/ | ADEMCO, INC. (Resideo) | 121371A/U | 33.6 | 26.6509 | N | 33.6 | 33.5313 | 33.6
RES-121371AU | 175891 | 6 | 133358 | COPPER IMMERSION WELL. 1/2 IN. NPT, 1-1/ | ADEMCO, INC. (Resideo) | 121371A/U | 33.6 | 31.0575 | Y | 33.6 | 33.5313 | 33.6
RES-121371BU | 10008 | 9 | 133358 | WELL ASSEMBLY, COPPER, 3/4 IN NPT, 1-1/2 | ADEMCO, INC. (Resideo) | 121371B/U | 38.26 | 37.8513 | Y | 38.26 | 37.8513 | 38.26
RES-121371BU | 10510 | 11 | 133358 | WELL ASSEMBLY, COPPER, 3/4 IN NPT, 1-1/2 | ADEMCO, INC. (Resideo) | 121371B/U | 38.26 | 37.3404 | Y | 38.26 | 37.8513 | 38.26
RES-121371BU | 175888 | 2 | 133358 | WELL ASSEMBLY, COPPER, 3/4 IN NPT, 1-1/2 | ADEMCO, INC. (Resideo) | 121371B/U | 38.26 | 25.3524 | N | 38.26 | 37.8513 | 38.26
RES-121371BU | 175890 | 2 | 133358 | WELL ASSEMBLY, COPPER, 3/4 IN NPT, 1-1/2 | ADEMCO, INC. (Resideo) | 121371B/U | 38.26 | 25.3524 | N | 38.26 | 37.8513 | 38.26
RES-121371BU | 175891 | 2 | 133358 | WELL ASSEMBLY, COPPER, 3/4 IN NPT, 1-1/2 | ADEMCO, INC. (Resideo) | 121371B/U | 38.26 | 27.487 | Y | 38.26 | 37.8513 | 38.26
RES-121371LU | 10510 | 3 | 133358 | WELL ASSEMBLY, COPPER, 1/2 IN. NPT, 3 IN | ADEMCO, INC. (Resideo) | 121371L/U | 44.65 | 44.005 | N | 44.65 | 44.005 | 44.65
RES-121371LU | 166561 | 2 | 133358 | WELL ASSEMBLY, COPPER, 1/2 IN. NPT, 3 IN | ADEMCO, INC. (Resideo) | 121371L/U | 44.65 | 24.3677 | N | 44.65 | 44.005 | 44.65
RES-121371MU | 10510 | 6 | 133358 | WELL ASSEMBLY, COPPER, 3/4 IN. NPT, 3 IN | ADEMCO, INC. (Resideo) | 121371M/U | 50.41 | 50.0923 | Y | 50.41 | 50.0923 | 50.41
RES-123773AU | 10510 | 3 | 133358 | REPLACEMENT SAIL ASSEMBLY FOR S688A. | ADEMCO, INC. (Resideo) | 123773A/U | 22.35 | 7.784 | Y | 22.35 | 7.784 | 22.35
RES-123869AU | 175891 | 2 | 133358 | WELL ASSEMBLY, COPPER. 1/2 IN. NPT. 1-1/ | ADEMCO, INC. (Resideo) | 123869A/U | 37.64 | 20.07 | N | 37.64 | 20.07 | 37.64
RES-129384AU | 175890 | 5 | 133358 | CASE/COVER FOR R8222/28 | ADEMCO, INC. (Resideo) | 129384A/U | 72.75 | 50.038 | N | 72.75 | 50.038 | 72.75
RES-191990AU | 10510 | 4 | 133358 | SET OF 2 REPLACEMENT KEYS FOR ALL TG510, | ADEMCO, INC. (Resideo) | 191990A/U | 8.55 | 8.1433 | Y | 8.55 | 8.1433 | 8.55
RES-32003796001U | 10510 | 14 | 133358 | COVER PLATE FOR TH8000 AND TH9000 SERIES | ADEMCO, INC. (Resideo) | 32003796-001/U | 13.03 | 9.8129 | Y | 13.03 | 9.8129 | 13.03
RES-32003796001U | 166553 | 19 | 133358 | COVER PLATE FOR TH8000 AND TH9000 SERIES | ADEMCO, INC. (Resideo) | 32003796-001/U | 13.03 | 7.1215 | N | 13.03 | 9.8129 | 13.03
RES-3906861U | 10510 | 6 | 133358 | 0.010in ORIFICE. ORIFICE STAMPED BBR10 | ADEMCO, INC. (Resideo) | 390686-1/U | 2.9 | 2.2317 | Y | 2.9 | 2.3126 | 2.9
RES-3906861U | 175891 | 6 | 133358 | 0.010in ORIFICE. ORIFICE STAMPED BBR10 | ADEMCO, INC. (Resideo) | 390686-1/U | 2.9 | 2.3126 | N | 2.9 | 2.3126 | 2.9
RES-39068636U | 175891 | 4 | 133358 | 0.011in ORIFICE. ORIFICE STAMPED BBR11 | ADEMCO, INC. (Resideo) | 390686-36/U | 3.59 | 2.27 | N | 3.59 | 2.27 | 3.59
RES-3906864U | 10510 | 8 | 133358 | 0.018in ORIFICE. ORIFICE STAMPED BCR18 | ADEMCO, INC. (Resideo) | 390686-4/U | 2.93 | 2.4228 | Y | 2.93 | 2.4228 | 2.93
RES-3921252U | 10510 | 11 | 133358 | 36in IGNITION CABLE ASSEMBLY WITH A RIGH | ADEMCO, INC. (Resideo) | 392125-2/U | 36.67 | 28.2386 | Y | 36.67 | 28.2386 | 36.67
RES-3921252U | 175891 | 9 | 133358 | 36in IGNITION CABLE ASSEMBLY WITH A RIGH | ADEMCO, INC. (Resideo) | 392125-2/U | 36.67 | 26.7948 | Y | 36.67 | 28.2386 | 36.67
RES-392431U | 10008 | 1 | 133358 | IGNITER-SENSOR ASSEMBLY USED IN Y8610 KI | ADEMCO, INC. (Resideo) | 392431/U | 76.67 | 37.22 | N | 76.67 | 68.715 | 76.67
RES-392431U | 10510 | 5 | 133358 | IGNITER-SENSOR ASSEMBLY USED IN Y8610 KI | ADEMCO, INC. (Resideo) | 392431/U | 76.67 | 59.3492 | Y | 76.67 | 68.715 | 76.67
RES-392431U | 175888 | 2 | 133358 | IGNITER-SENSOR ASSEMBLY USED IN Y8610 KI | ADEMCO, INC. (Resideo) | 392431/U | 76.67 | 68.715 | Y | 76.67 | 68.715 | 76.67
RES-392431U | 175891 | 1 | 133358 | IGNITER-SENSOR ASSEMBLY USED IN Y8610 KI | ADEMCO, INC. (Resideo) | 392431/U | 76.67 | 50.494 | N | 76.67 | 68.715 | 76.67
RES-3924511U | 10510 | 5 | 133358 | ECO ADAPTOR FOR USE WITH V800 FAMILY | ADEMCO, INC. (Resideo) | 392451-1/U | 30.43 | 19.7964 | Y | 30.43 | 19.7964 | 30.43
RES-3924511U | 173042 | 10 | 133358 | ECO ADAPTOR FOR USE WITH V800 FAMILY | ADEMCO, INC. (Resideo) | 392451-1/U | 30.43 | 16.7 | N | 30.43 | 19.7964 | 30.43
RES-3932001U | 10510 | 6 | 133358 | ECO ADAPTOR FOR USE WITH V8200 / V8300 F | ADEMCO, INC. (Resideo) | 393200-1/U | 7.31 | 5.7 | Y | 7.31 | 5.7 | 7.31
RES-393691U | 10510 | 16 | 133358 | LP GAS CONVERSION KIT FOR USE WITH VR82X | ADEMCO, INC. (Resideo) | 393691/U | 8.8 | 6.5076 | Y | 8.8 | 6.5076 | 8.8
RES-394588U | 10510 | 13 | 133358 | NATURAL GAS CONVERSION KIT FOR USE WITH | ADEMCO, INC. (Resideo) | 394588/U | 8.8 | 6.5597 | Y | 8.8 | 6.5597 | 8.8
RES-39480030U | 10510 | 16 | 133358 | 30in IGNITION CABLE, 1/4in QC ON MODULE | ADEMCO, INC. (Resideo) | 394800-30/U | 49.92 | 47.2917 | Y | 49.92 | 48.3473 | 49.92
RES-39480030U | 173042 | 17 | 133358 | 30in IGNITION CABLE, 1/4in QC ON MODULE | ADEMCO, INC. (Resideo) | 394800-30/U | 49.92 | 48.3473 | N | 49.92 | 48.3473 | 49.92
RES-39480030U | 175888 | 3 | 133358 | 30in IGNITION CABLE, 1/4in QC ON MODULE | ADEMCO, INC. (Resideo) | 394800-30/U | 49.92 | 43.56 | N | 49.92 | 48.3473 | 49.92
RES-39480030U | 175891 | 9 | 133358 | 30in IGNITION CABLE, 1/4in QC ON MODULE | ADEMCO, INC. (Resideo) | 394800-30/U | 49.92 | 45.9741 | Y | 49.92 | 48.3473 | 49.92
RES-40003916021U | 10008 | 2 | 133358 | V8043A POWERHEAD ASSBLY, 2 WAY, 18in LEA | ADEMCO, INC. (Resideo) | 40003916-021/U | 67.48 | 63.6335 | Y | 67.48 | 63.66 | 67.48
RES-40003916021U | 10510 | 42 | 133358 | V8043A POWERHEAD ASSBLY, 2 WAY, 18in LEA | ADEMCO, INC. (Resideo) | 40003916-021/U | 67.48 | 63.6259 | Y | 67.48 | 63.66 | 67.48
RES-40003916021U | 175891 | 1 | 133358 | V8043A POWERHEAD ASSBLY, 2 WAY, 18in LEA | ADEMCO, INC. (Resideo) | 40003916-021/U | 67.48 | 63.66 | Y | 67.48 | 63.66 | 67.48
RES-40003916023U | 173042 | 6 | 133358 | V4043A POWERHEAD ASSBLY, 2 WAY, 18in LEA | ADEMCO, INC. (Resideo) | 40003916-023/U | 73.11 | 52.78 | N | 73.11 | 52.78 | 73.11
RES-40003916025U | 10510 | 11 | 133358 | V8044E POWERHEAD ASSBLY, 3 WAY, SPST END | ADEMCO, INC. (Resideo) | 40003916-025/U | 79.59 | 69.184 | Y | 79.59 | 69.184 | 79.59
RES-40003916025U | 173042 | 1 | 133358 | V8044E POWERHEAD ASSBLY, 3 WAY, SPST END | ADEMCO, INC. (Resideo) | 40003916-025/U | 79.59 | 54.4 | N | 79.59 | 69.184 | 79.59
RES-40003916026U | 10510 | 18 | 133358 | V8043E POWERHEAD ASSBLY, 2 WAY, 18in LEA | ADEMCO, INC. (Resideo) | 40003916-026/U | 71.19 | 66.2503 | Y | 71.19 | 66.2503 | 71.19
RES-40003916026U | 175891 | 5 | 133358 | V8043E POWERHEAD ASSBLY, 2 WAY, 18in LEA | ADEMCO, INC. (Resideo) | 40003916-026/U | 71.19 | 48.48 | Y | 71.19 | 66.2503 | 71.19
RES-40003916032U | 173042 | 1 | 133358 | V8044A POWERHEAD ASSBLY, 3 WAY, 18in LEA | ADEMCO, INC. (Resideo) | 40003916-032/U | 73.35 | 50.12 | N | 73.35 | 50.12 | 73.35
RES-40003916046U | 166559 | 2 | 133358 | V8044A POWERHEAD ASSBLY, 18in LEADS | ADEMCO, INC. (Resideo) | 40003916-046/U | 73.35 | 87.97 | N | 73.35 | 87.97 | 87.97
RES-40003916048U | 10510 | 8 | 133358 | V8043F POWERHEAD ASSBLY, 2 WAY, WITH NOR | ADEMCO, INC. (Resideo) | 40003916-048/U | 77.87 | 68.467 | Y | 77.87 | 68.467 | 77.87
RES-40003918006U | 10510 | 23 | 133358 | POWERHEAD ADAPTER KIT FOR V4043 AND V804 | ADEMCO, INC. (Resideo) | 40003918-006/U | 17.32 | 16.2037 | Y | 17.32 | 16.2037 | 17.32
RES-40003918006U | 175891 | 10 | 133358 | POWERHEAD ADAPTER KIT FOR V4043 AND V804 | ADEMCO, INC. (Resideo) | 40003918-006/U | 17.32 | 10.6208 | Y | 17.32 | 16.2037 | 17.32
RES-40003918007U | 10510 | 13 | 133358 | POWERHEAD ADAPTER KIT FOR V4044 AND V804 | ADEMCO, INC. (Resideo) | 40003918-007/U | 17.32 | 15.3551 | Y | 17.32 | 15.3551 | 17.32
RES-50000066001U | 10510 | 72 | 133358 | DECORATIVE COVER PLATE FOR THE T8775, T8 | ADEMCO, INC. (Resideo) | 50000066-001/U | 12.21 | 11.7462 | Y | 12.21 | 11.7462 | 12.21
RES-50000066001U | 173042 | 1 | 133358 | DECORATIVE COVER PLATE FOR THE T8775, T8 | ADEMCO, INC. (Resideo) | 50000066-001/U | 12.21 | 6.32 | N | 12.21 | 11.7462 | 12.21
RES-50000066001U | 175891 | 1 | 133358 | DECORATIVE COVER PLATE FOR THE T8775, T8 | ADEMCO, INC. (Resideo) | 50000066-001/U | 12.21 | 6.292 | N | 12.21 | 11.7462 | 12.21
RES-50001137001U | 10510 | 28 | 133358 | COVER PLATE ASSEMBLY FOR TH1000DH, TH200 | ADEMCO, INC. (Resideo) | 50001137-001/U | 13.9 | 12.5581 | Y | 13.9 | 12.5581 | 13.9
RES-50001137001U | 175891 | 1 | 133358 | COVER PLATE ASSEMBLY FOR TH1000DH, TH200 | ADEMCO, INC. (Resideo) | 50001137-001/U | 13.9 | 10.025 | N | 13.9 | 12.5581 | 13.9
RES-50001464004B | 175883 | 9 | 133358 | SENSOR FOR USE WITH L7224 AND L7248 AQUA | ADEMCO, INC. (Resideo) | 50001464-004/B | 44.79 | 13.26 | N | 44.79 | 13.26 | 44.79
RES-50002883001U | 10006 | 9 | 133358 | COVER PLATE ASSEMBLY FOR TH1000DH, TH200 | ADEMCO, INC. (Resideo) | 50002883-001/U | 12.95 | 12.4905 | Y | 12.95 | 12.95 | 12.95
RES-50002883001U | 10008 | 132 | 133358 | COVER PLATE ASSEMBLY FOR TH1000DH, TH200 | ADEMCO, INC. (Resideo) | 50002883-001/U | 12.95 | 12.9472 | Y | 12.95 | 12.95 | 12.95
RES-50002883001U | 10510 | 33 | 133358 | COVER PLATE ASSEMBLY FOR TH1000DH, TH200 | ADEMCO, INC. (Resideo) | 50002883-001/U | 12.95 | 12.8917 | Y | 12.95 | 12.95 | 12.95
RES-50002883001U | 175888 | 2 | 133358 | COVER PLATE ASSEMBLY FOR TH1000DH, TH200 | ADEMCO, INC. (Resideo) | 50002883-001/U | 12.95 | 11.4047 | N | 12.95 | 12.95 | 12.95
RES-50002883001U | 175890 | 2 | 133358 | COVER PLATE ASSEMBLY FOR TH1000DH, TH200 | ADEMCO, INC. (Resideo) | 50002883-001/U | 12.95 | 11.08 | N | 12.95 | 12.95 | 12.95
RES-50002883001U | 175891 | 1 | 133358 | COVER PLATE ASSEMBLY FOR TH1000DH, TH200 | ADEMCO, INC. (Resideo) | 50002883-001/U | 12.95 | 12.95 | Y | 12.95 | 12.95 | 12.95
RES-50005625001U | 10510 | 1 | 133358 | T812 COVER PLATE ASSEMBLY. | ADEMCO, INC. (Resideo) | 50005625-001/U | 6.44 | 3.79 | Y | 6.44 | 3.79 | 6.44
RES-50007297001U | 166553 | 13 | 133358 | SMALL COVER PLATE 5 1/2" X 4 5/16" | ADEMCO, INC. (Resideo) | 50007297-001/U | 52.01 | 2.8092 | Y | 52.01 | 2.8092 | 52.01
RES-50007298001U | 175883 | 12 | 133358 | CONTAINS TWELVE MEDIUM COVER PLATES (6 7 | ADEMCO, INC. (Resideo) | 50007298-001/U | 51.27 | 32.5756 | N | 51.27 | 32.5756 | 51.27
RES-50010944001U | 10510 | 10 | 133358 | RANGE STOP ASSEMBLY TO BE USED WITH T87K | ADEMCO, INC. (Resideo) | 50010944-001/U | 5.94 | 2.406 | Y | 5.94 | 2.66 | 5.94
RES-50010944001U | 173042 | 10 | 133358 | RANGE STOP ASSEMBLY TO BE USED WITH T87K | ADEMCO, INC. (Resideo) | 50010944-001/U | 5.94 | 2.54 | N | 5.94 | 2.66 | 5.94
RES-50010944001U | 175891 | 51 | 133358 | RANGE STOP ASSEMBLY TO BE USED WITH T87K | ADEMCO, INC. (Resideo) | 50010944-001/U | 5.94 | 2.66 | N | 5.94 | 2.66 | 5.94
RES-50028399001U | 10510 | 7 | 133358 | COVER PLATE ASSEMBLY FOR THE THX9000 SER | ADEMCO, INC. (Resideo) | 50028399-001/U | 14.35 | 9.755 | Y | 14.35 | 9.755 | 14.35
RES-50028399001U | 175888 | 6 | 133358 | COVER PLATE ASSEMBLY FOR THE THX9000 SER | ADEMCO, INC. (Resideo) | 50028399-001/U | 14.35 | 8.5226 | N | 14.35 | 9.755 | 14.35
RES-50033847001U | 166560 | 1 | 133358 | SUITEPRO JUNCTION BOX ADAPTER PLATE KIT | ADEMCO, INC. (Resideo) | 50033847-001/U | 12.85 | 4.8 | N | 12.85 | 4.8 | 12.85
RES-50033847001U | 166561 | 7 | 133358 | SUITEPRO JUNCTION BOX ADAPTER PLATE KIT | ADEMCO, INC. (Resideo) | 50033847-001/U | 12.85 | 4.3214 | N | 12.85 | 4.8 | 12.85
RES-50070171002U | 10008 | 4 | 133358 | REPLACMENT FILTER FOR DR90A2000 AND DR12 | ADEMCO, INC. (Resideo) | 50070171-002/U | 24.02 | 14.19 | N | 24.02 | 14.19 | 24.02
RES-802360JAU | 10008 | 1 | 133358 | 24V MOTOR FOR V8043/V8044. | ADEMCO, INC. (Resideo) | 802360JA/U | 33.66 | 30.98 | Y | 33.66 | 30.98 | 33.66
RES-802360JAU | 10510 | 33 | 133358 | 24V MOTOR FOR V8043/V8044. | ADEMCO, INC. (Resideo) | 802360JA/U | 33.66 | 30.456 | Y | 33.66 | 30.98 | 33.66
RES-802360JAU | 173042 | 13 | 133358 | 24V MOTOR FOR V8043/V8044. | ADEMCO, INC. (Resideo) | 802360JA/U | 33.66 | 27.574 | N | 33.66 | 30.98 | 33.66
RES-802360JAU | 175891 | 6 | 133358 | 24V MOTOR FOR V8043/V8044. | ADEMCO, INC. (Resideo) | 802360JA/U | 33.66 | 22.4069 | Y | 33.66 | 30.98 | 33.66
RES-802360LAU | 10510 | 13 | 133358 | 120V PLATED MOTOR FOR V4043/V4044. | ADEMCO, INC. (Resideo) | 802360LA/U | 42.66 | 35.7679 | Y | 42.66 | 39.26 | 42.66
RES-802360LAU | 173042 | 12 | 133358 | 120V PLATED MOTOR FOR V4043/V4044. | ADEMCO, INC. (Resideo) | 802360LA/U | 42.66 | 39.26 | Y | 42.66 | 39.26 | 42.66
RES-802360LAU | 175888 | 1 | 133358 | 120V PLATED MOTOR FOR V4043/V4044. | ADEMCO, INC. (Resideo) | 802360LA/U | 42.66 | 28.1719 | N | 42.66 | 39.26 | 42.66
RES-AF11S112A | 175891 | 1 | 133358 | SCREEN KIT FOR F76S WATER FILTER. 1-1/2i | ADEMCO, INC. (Resideo) | AF11S-11/2A | 114.27 | 64.74 | N | 114.27 | 64.74 | 114.27
RES-AM101C1070US1LF | 175891 | 1 | 133358 | AM-1 SERIES LEAD FREE MIXING VALVE, 3/4i | ADEMCO, INC. (Resideo) | AM101C1070-US-1LF | 120.76 | 0 | N | 120.76 | 0 | 120.76
RES-AP520830U | 175888 | 4 | 133358 | DIFFERENTIAL SWITCH. SETPOINT .05 TO 12. | ADEMCO, INC. (Resideo) | AP5208-30/U | 118.12 | 79.6078 | N | 118.12 | 79.6078 | 118.12
RES-AP521030U | 10008 | 1 | 133358 | DIFFERENTIAL SWITCH. SETPOINT .30 TO 12. | ADEMCO, INC. (Resideo) | AP5210-30/U | 177.86 | 177.86 | Y | 177.86 | 177.86 | 177.86
RES-ARD10TZU | 10008 | 6 | 133358 | AUTOMATIC ROUND DAMPER10in - TRUEZONE - | ADEMCO, INC. (Resideo) | ARD10TZ/U | 132.56 | 132.4792 | Y | 132.56 | 132.4792 | 132.56
RES-ARD10TZU | 166557 | 3 | 133358 | AUTOMATIC ROUND DAMPER10in - TRUEZONE - | ADEMCO, INC. (Resideo) | ARD10TZ/U | 132.56 | 131.001 | N | 132.56 | 132.4792 | 132.56
RES-ARD12TZU | 10008 | 3 | 133358 | AUTOMATIC ROUND DAMPER12in - TRUEZONE - | ADEMCO, INC. (Resideo) | ARD12TZ/U | 138.06 | 137.7702 | Y | 138.06 | 137.7702 | 138.06
RES-ARD14TZU | 10008 | 2 | 133358 | AUTOMATIC ROUND DAMPER14in - TRUEZONE - | ADEMCO, INC. (Resideo) | ARD14TZ/U | 153.9 | 153.9 | Y | 153.9 | 153.9 | 153.9
RES-ARD16TZU | 10006 | 8 | 133358 | AUTOMATIC ROUND DAMPER16in - TRUEZONE - | ADEMCO, INC. (Resideo) | ARD16TZ/U | 180.63 | 145.7608 | N | 180.63 | 152.5295 | 180.63
RES-ARD16TZU | 10008 | 1 | 133358 | AUTOMATIC ROUND DAMPER16in - TRUEZONE - | ADEMCO, INC. (Resideo) | ARD16TZ/U | 180.63 | 152.5295 | Y | 180.63 | 152.5295 | 180.63
RES-ARD6TZU | 10008 | 10 | 133358 | AUTOMATIC ROUND DAMPER6in - TRUEZONE - N | ADEMCO, INC. (Resideo) | ARD6TZ/U | 124.78 | 124.3693 | Y | 124.78 | 124.3693 | 124.78
RES-ARD8TZU | 10008 | 4 | 133358 | AUTOMATIC ROUND DAMPER8in - TRUEZONE - N | ADEMCO, INC. (Resideo) | ARD8TZ/U | 129.11 | 129.0241 | Y | 129.11 | 129.0241 | 129.11
RES-AT140A1000U | 10510 | 13 | 133358 | 120V WITH UNIVERSAL MOUNTING (PLATE, FOO | ADEMCO, INC. (Resideo) | AT140A1000/U | 19.92 | 15.8837 | Y | 19.92 | 16.6 | 19.92
RES-AT140A1000U | 175888 | 5 | 133358 | 120V WITH UNIVERSAL MOUNTING (PLATE, FOO | ADEMCO, INC. (Resideo) | AT140A1000/U | 19.92 | 16.12 | N | 19.92 | 16.6 | 19.92
RES-AT140A1000U | 175891 | 1 | 133358 | 120V WITH UNIVERSAL MOUNTING (PLATE, FOO | ADEMCO, INC. (Resideo) | AT140A1000/U | 19.92 | 16.6 | Y | 19.92 | 16.6 | 19.92
RES-AT140A1018U | 10510 | 49 | 133358 | 120/208/240V WITH UNIVERSAL MOUNT (PLATE | ADEMCO, INC. (Resideo) | AT140A1018/U | 21.88 | 16.1844 | Y | 21.88 | 16.1844 | 21.88
RES-AT140A1018U | 175891 | 10 | 133358 | 120/208/240V WITH UNIVERSAL MOUNT (PLATE | ADEMCO, INC. (Resideo) | AT140A1018/U | 21.88 | 11.9404 | Y | 21.88 | 16.1844 | 21.88
RES-AT140B1214U | 166560 | 2 | 133358 | 120/208/240V 60HZ. 9-INCH PRIMARY & SECO | ADEMCO, INC. (Resideo) | AT140B1214/U | 15.46 | 6.8531 | N | 15.46 | 6.8531 | 15.46
RES-AT150A1007U | 10510 | 16 | 133358 | 120/208/240V WITH UNIVERSAL MOUNT | ADEMCO, INC. (Resideo) | AT150A1007/U | 25.57 | 14.2511 | Y | 25.57 | 17.6739 | 25.57
RES-AT150A1007U | 175891 | 13 | 133358 | 120/208/240V WITH UNIVERSAL MOUNT | ADEMCO, INC. (Resideo) | AT150A1007/U | 25.57 | 17.6739 | Y | 25.57 | 17.6739 | 25.57
RES-AT150F1022U | 10006 | 4 | 133358 | TRADELINE. 120/208/ 240V, CONDUIT AND | ADEMCO, INC. (Resideo) | AT150F1022/U | 43.28 | 35.8581 | Y | 43.28 | 36.07 | 43.28
RES-AT150F1022U | 10008 | -89 | 133358 | TRADELINE. 120/208/ 240V, CONDUIT AND | ADEMCO, INC. (Resideo) | AT150F1022/U | 43.28 | 36.0331 | Y | 43.28 | 36.07 | 43.28
RES-AT150F1022U | 10510 | 31 | 133358 | TRADELINE. 120/208/ 240V, CONDUIT AND | ADEMCO, INC. (Resideo) | AT150F1022/U | 43.28 | 36.0364 | Y | 43.28 | 36.07 | 43.28
RES-AT150F1022U | 173042 | 1 | 133358 | TRADELINE. 120/208/ 240V, CONDUIT AND | ADEMCO, INC. (Resideo) | AT150F1022/U | 43.28 | 35.02 | N | 43.28 | 36.07 | 43.28
RES-AT150F1022U | 175888 | 30 | 133358 | TRADELINE. 120/208/ 240V, CONDUIT AND | ADEMCO, INC. (Resideo) | AT150F1022/U | 43.28 | 34.0158 | Y | 43.28 | 36.07 | 43.28
RES-AT150F1022U | 175890 | 20 | 133358 | TRADELINE. 120/208/ 240V, CONDUIT AND | ADEMCO, INC. (Resideo) | AT150F1022/U | 43.28 | 36.07 | Y | 43.28 | 36.07 | 43.28
RES-AT150F1022U | 175891 | 22 | 133358 | TRADELINE. 120/208/ 240V, CONDUIT AND | ADEMCO, INC. (Resideo) | AT150F1022/U | 43.28 | 34.4639 | Y | 43.28 | 36.07 | 43.28
RES-AT150F1030U | 10008 | 15 | 133358 | TRADELINE. 50VA, 208/ 277/480V, CONDUIT | ADEMCO, INC. (Resideo) | AT150F1030/U | 44.43 | 32.3919 | N | 44.43 | 32.3919 | 44.43
RES-AT175A1008U | 10510 | 20 | 133358 | 120/208/240V, UNIVERSAL MOUNT (PLATE, FO | ADEMCO, INC. (Resideo) | AT175A1008/U | 55.88 | 35.2601 | Y | 55.88 | 46.57 | 55.88
RES-AT175A1008U | 175888 | 2 | 133358 | 120/208/240V, UNIVERSAL MOUNT (PLATE, FO | ADEMCO, INC. (Resideo) | AT175A1008/U | 55.88 | 45.89 | Y | 55.88 | 46.57 | 55.88
RES-AT175A1008U | 175890 | 2 | 133358 | 120/208/240V, UNIVERSAL MOUNT (PLATE, FO | ADEMCO, INC. (Resideo) | AT175A1008/U | 55.88 | 46.57 | N | 55.88 | 46.57 | 55.88
RES-AT175A1008U | 175891 | 10 | 133358 | 120/208/240V, UNIVERSAL MOUNT (PLATE, FO | ADEMCO, INC. (Resideo) | AT175A1008/U | 55.88 | 37.3736 | Y | 55.88 | 46.57 | 55.88
RES-AT175F1023U | 10008 | 9 | 133358 | Transformer, Universal | ADEMCO, INC. (Resideo) | AT175F1023/U | 69.23 | 57.6039 | Y | 69.23 | 57.6039 | 69.23
RES-AT175F1023U | 10510 | 43 | 133358 | Transformer, Universal | ADEMCO, INC. (Resideo) | AT175F1023/U | 69.23 | 49.0088 | Y | 69.23 | 57.6039 | 69.23
RES-AT175F1023U | 173042 | 8 | 133358 | Transformer, Universal | ADEMCO, INC. (Resideo) | AT175F1023/U | 69.23 | 31.8 | Y | 69.23 | 57.6039 | 69.23
RES-AT175F1023U | 175888 | 2 | 133358 | Transformer, Universal | ADEMCO, INC. (Resideo) | AT175F1023/U | 69.23 | 46.717 | N | 69.23 | 57.6039 | 69.23
RES-AT175F1023U | 175890 | 5 | 133358 | Transformer, Universal | ADEMCO, INC. (Resideo) | AT175F1023/U | 69.23 | 32.0725 | N | 69.23 | 57.6039 | 69.23
RES-AT175F1023U | 175891 | 5 | 133358 | Transformer, Universal | ADEMCO, INC. (Resideo) | AT175F1023/U | 69.23 | 40.8257 | Y | 69.23 | 57.6039 | 69.23
RES-AT175F1031U | 10510 | 22 | 133358 | TRADELINE. 208/277/480V CONDUIT AND FOOT | ADEMCO, INC. (Resideo) | AT175F1031/U | 70.24 | 29.8885 | Y | 70.24 | 29.8885 | 70.24
RES-AT175F1031U | 175891 | 3 | 133358 | TRADELINE. 208/277/480V CONDUIT AND FOOT | ADEMCO, INC. (Resideo) | AT175F1031/U | 70.24 | 26.3959 | N | 70.24 | 29.8885 | 70.24
RES-AT20A1123U | 10510 | 1 | 133358 | TRADELINE. 120V WITH TWO SETS OF FOOT MO | ADEMCO, INC. (Resideo) | AT20A1123/U | 34.66 | 21.465 | Y | 34.66 | 21.465 | 34.66
RES-AT40A1121U | 10510 | 15 | 133358 | TRADELINE 120V. WITH 2 SETS FOOT MOUNTIN | ADEMCO, INC. (Resideo) | AT40A1121/U | 36.65 | 25.1001 | Y | 36.65 | 25.1001 | 36.65
RES-AT40A1121U | 175891 | 2 | 133358 | TRADELINE 120V. WITH 2 SETS FOOT MOUNTIN | ADEMCO, INC. (Resideo) | AT40A1121/U | 36.65 | 19.635 | Y | 36.65 | 25.1001 | 36.65
RES-AT72D1683U | 10008 | 6 | 133358 | TRANSFORMER HON PANELS ONLY | ADEMCO, INC. (Resideo) | AT72D1683/U | 36.57 | 14.4871 | N | 36.57 | 29.0319 | 36.57
RES-AT72D1683U | 10510 | 19 | 133358 | TRANSFORMER HON PANELS ONLY | ADEMCO, INC. (Resideo) | AT72D1683/U | 36.57 | 29.0319 | Y | 36.57 | 29.0319 | 36.57
RES-AT72D1683U | 175891 | 1 | 133358 | TRANSFORMER HON PANELS ONLY | ADEMCO, INC. (Resideo) | AT72D1683/U | 36.57 | 19.7062 | Y | 36.57 | 29.0319 | 36.57
RES-AT72D1691U | 10510 | 5 | 133358 | SUPER TRADELINE. 208/240V W/COMBINATION | ADEMCO, INC. (Resideo) | AT72D1691/U | 42.57 | 24.2463 | Y | 42.57 | 24.2463 | 42.57
RES-AT87A1106U | 10510 | 11 | 133358 | SUPER TRADELINE. 120/208/240V WITH 13 IN | ADEMCO, INC. (Resideo) | AT87A1106/U | 48.55 | 35.0946 | Y | 48.55 | 35.0946 | 48.55
RES-AT87A1155U | 10510 | 1 | 133358 | 480V WITH 12 IN PRIMARY & SECONDARY LEAD | ADEMCO, INC. (Resideo) | AT87A1155/U | 66.59 | 24.96 | N | 66.59 | 24.96 | 66.59
RES-AT87A1189U | 10510 | 3 | 133358 | TRANSFORMER 277/24 VAC AND SECONDARY LEA | ADEMCO, INC. (Resideo) | AT87A1189/U | 57.55 | 36.8383 | N | 57.55 | 36.8383 | 57.55
RES-AT88A1047U | 175891 | 4 | 133358 | 480V. 60 HZ. 75VA. TRANSFORMER. FUSED SE | ADEMCO, INC. (Resideo) | AT88A1047/U | 113.13 | 44.9473 | N | 113.13 | 44.9473 | 113.13
RES-C554A1463U | 10510 | 1 | 133358 | PRE-PRINTED CARTON SEE FORM 93-803B-007 | ADEMCO, INC. (Resideo) | C554A1463/U | 26.89 | 20.1543 | Y | 26.89 | 20.1543 | 26.89
RES-C554A1463U | 175891 | 1 | 133358 | PRE-PRINTED CARTON SEE FORM 93-803B-007 | ADEMCO, INC. (Resideo) | C554A1463/U | 26.89 | 9.5487 | N | 26.89 | 20.1543 | 26.89
RES-C7089R1013U | 10008 | 11 | 133358 | REDLINK WIRELESS OUTDOOR AIR SENSOR | ADEMCO, INC. (Resideo) | C7089R1013/U | 63.81 | 38.4489 | Y | 63.81 | 60.2928 | 63.81
RES-C7089R1013U | 10510 | 9 | 133358 | REDLINK WIRELESS OUTDOOR AIR SENSOR | ADEMCO, INC. (Resideo) | C7089R1013/U | 63.81 | 59.5539 | Y | 63.81 | 60.2928 | 63.81
RES-C7089R1013U | 166553 | 2 | 133358 | REDLINK WIRELESS OUTDOOR AIR SENSOR | ADEMCO, INC. (Resideo) | C7089R1013/U | 63.81 | 36.51 | N | 63.81 | 60.2928 | 63.81
RES-C7089R1013U | 166561 | 1 | 133358 | REDLINK WIRELESS OUTDOOR AIR SENSOR | ADEMCO, INC. (Resideo) | C7089R1013/U | 63.81 | 43.8533 | N | 63.81 | 60.2928 | 63.81
RES-C7089R1013U | 173042 | 1 | 133358 | REDLINK WIRELESS OUTDOOR AIR SENSOR | ADEMCO, INC. (Resideo) | C7089R1013/U | 63.81 | 42.56 | N | 63.81 | 60.2928 | 63.81
RES-C7089R1013U | 175883 | 1 | 133358 | REDLINK WIRELESS OUTDOOR AIR SENSOR | ADEMCO, INC. (Resideo) | C7089R1013/U | 63.81 | 38.4489 | N | 63.81 | 60.2928 | 63.81
RES-C7089R1013U | 175888 | 4 | 133358 | REDLINK WIRELESS OUTDOOR AIR SENSOR | ADEMCO, INC. (Resideo) | C7089R1013/U | 63.81 | 60.2928 | Y | 63.81 | 60.2928 | 63.81
RES-C7089R1013U | 175891 | 3 | 133358 | REDLINK WIRELESS OUTDOOR AIR SENSOR | ADEMCO, INC. (Resideo) | C7089R1013/U | 63.81 | 36.74 | N | 63.81 | 60.2928 | 63.81
RES-C7089U1006U | 10510 | 8 | 133358 | WIRED OUTDOOR TEMPERATURE SENSOR FOR TH8 | ADEMCO, INC. (Resideo) | C7089U1006/U | 29.26 | 25.9608 | Y | 29.26 | 26.7968 | 29.26
RES-C7089U1006U | 173042 | 1 | 133358 | WIRED OUTDOOR TEMPERATURE SENSOR FOR TH8 | ADEMCO, INC. (Resideo) | C7089U1006/U | 29.26 | 18.41 | N | 29.26 | 26.7968 | 29.26
RES-C7089U1006U | 175883 | 19 | 133358 | WIRED OUTDOOR TEMPERATURE SENSOR FOR TH8 | ADEMCO, INC. (Resideo) | C7089U1006/U | 29.26 | 26.7968 | Y | 29.26 | 26.7968 | 29.26
RES-C7089U1006U | 175888 | 1 | 133358 | WIRED OUTDOOR TEMPERATURE SENSOR FOR TH8 | ADEMCO, INC. (Resideo) | C7089U1006/U | 29.26 | 18.6769 | N | 29.26 | 26.7968 | 29.26
RES-C7089U1006U | 175891 | 3 | 133358 | WIRED OUTDOOR TEMPERATURE SENSOR FOR TH8 | ADEMCO, INC. (Resideo) | C7089U1006/U | 29.26 | 26.045 | N | 29.26 | 26.7968 | 29.26
RES-C7100D1001U | 175888 | 4 | 133921 | AVERAGING DISCHARGE TEMPERATURE, 13" ELE | HONEYWELL INTERNATIONAL ECC US (HOFS) | C7100D1001/U | 68.12 | 38.7945 | N | 68.12 | 38.7945 | 68.12
RES-C7100D1001U | 175891 | 1 | 133921 | AVERAGING DISCHARGE TEMPERATURE, 13" ELE | HONEYWELL INTERNATIONAL ECC US (HOFS) | C7100D1001/U | 68.12 | 37.3945 | N | 68.12 | 38.7945 | 68.12
RES-C7189R1004U | 10008 | 15 | 133358 | WIRELESS INDOOR SENSOR. SENSES INDOOR | ADEMCO, INC. (Resideo) | C7189R1004/U | 48.28 | 48.1648 | Y | 48.28 | 48.28 | 48.28
RES-C7189R1004U | 10510 | 22 | 133358 | WIRELESS INDOOR SENSOR. SENSES INDOOR | ADEMCO, INC. (Resideo) | C7189R1004/U | 48.28 | 48.1261 | Y | 48.28 | 48.28 | 48.28
RES-C7189R1004U | 166557 | 6 | 133358 | WIRELESS INDOOR SENSOR. SENSES INDOOR | ADEMCO, INC. (Resideo) | C7189R1004/U | 48.28 | 48.28 | Y | 48.28 | 48.28 | 48.28
RES-C7189R1004U | 166559 | 1 | 133358 | WIRELESS INDOOR SENSOR. SENSES INDOOR | ADEMCO, INC. (Resideo) | C7189R1004/U | 48.28 | 48.0467 | Y | 48.28 | 48.28 | 48.28
RES-C7189R1004U | 173042 | 7 | 133358 | WIRELESS INDOOR SENSOR. SENSES INDOOR | ADEMCO, INC. (Resideo) | C7189R1004/U | 48.28 | 48.1482 | Y | 48.28 | 48.28 | 48.28
RES-C7189R1004U | 175883 | 2 | 133358 | WIRELESS INDOOR SENSOR. SENSES INDOOR | ADEMCO, INC. (Resideo) | C7189R1004/U | 48.28 | 42.12 | N | 48.28 | 48.28 | 48.28
RES-C7189R1004U | 175888 | 5 | 133358 | WIRELESS INDOOR SENSOR. SENSES INDOOR | ADEMCO, INC. (Resideo) | C7189R1004/U | 48.28 | 48.28 | Y | 48.28 | 48.28 | 48.28
RES-C7189R1004U | 175890 | 10 | 133358 | WIRELESS INDOOR SENSOR. SENSES INDOOR | ADEMCO, INC. (Resideo) | C7189R1004/U | 48.28 | 48.2215 | Y | 48.28 | 48.28 | 48.28
RES-C7189R1004U | 175891 | 5 | 133358 | WIRELESS INDOOR SENSOR. SENSES INDOOR | ADEMCO, INC. (Resideo) | C7189R1004/U | 48.28 | 48.2177 | Y | 48.28 | 48.28 | 48.28
RES-C7189R20022U | 10008 | 3 | 133358 | T10 TRADE INDOOR SENSOR - 2 PACK, NA | ADEMCO, INC. (Resideo) | C7189R2002-2/U | 81.6088 | 82.1433 | N | 81.6088 | 82.1433 | 82.1433
RES-C7189R20022U | 10510 | 1 | 133358 | T10 TRADE INDOOR SENSOR - 2 PACK, NA | ADEMCO, INC. (Resideo) | C7189R2002-2/U | 81.6088 | 68.6773 | N | 81.6088 | 82.1433 | 82.1433
RES-C7189R30022U | 175891 | 4 | 133358 | INDOOR AIR SENSOR RL3.0 2 PACK | ADEMCO, INC. (Resideo) | C7189R3002-2/U | 83.98 | 83.98 | N | 83.98 | 83.98 | 83.98
RES-C7189U1005U | 10008 | 3 | 133358 | REMOTE INDOOR TEMP SENSOR FOR TH80 | ADEMCO, INC. (Resideo) | C7189U1005/U | 33.81 | 33.81 | Y | 33.81 | 33.81 | 33.81
RES-C7189U1005U | 10510 | 1 | 133358 | REMOTE INDOOR TEMP SENSOR FOR TH80 | ADEMCO, INC. (Resideo) | C7189U1005/U | 33.81 | 33.81 | Y | 33.81 | 33.81 | 33.81
RES-C7189U1005U | 166553 | 9 | 133358 | REMOTE INDOOR TEMP SENSOR FOR TH80 | ADEMCO, INC. (Resideo) | C7189U1005/U | 33.81 | 31.3474 | Y | 33.81 | 33.81 | 33.81
RES-C7189U1005U | 166557 | 10 | 133358 | REMOTE INDOOR TEMP SENSOR FOR TH80 | ADEMCO, INC. (Resideo) | C7189U1005/U | 33.81 | 33.81 | Y | 33.81 | 33.81 | 33.81
RES-C7189U1005U | 166559 | 3 | 133358 | REMOTE INDOOR TEMP SENSOR FOR TH80 | ADEMCO, INC. (Resideo) | C7189U1005/U | 33.81 | 33.81 | Y | 33.81 | 33.81 | 33.81
RES-C7189U1005U | 173042 | 2 | 133358 | REMOTE INDOOR TEMP SENSOR FOR TH80 | ADEMCO, INC. (Resideo) | C7189U1005/U | 33.81 | 33.7101 | Y | 33.81 | 33.81 | 33.81
RES-C7189U1005U | 175883 | 3 | 133358 | REMOTE INDOOR TEMP SENSOR FOR TH80 | ADEMCO, INC. (Resideo) | C7189U1005/U | 33.81 | 18.28 | N | 33.81 | 33.81 | 33.81
RES-C7189U1005U | 175890 | 1 | 133358 | REMOTE INDOOR TEMP SENSOR FOR TH80 | ADEMCO, INC. (Resideo) | C7189U1005/U | 33.81 | 33.81 | Y | 33.81 | 33.81 | 33.81
RES-C7189U1005U | 175891 | 3 | 133358 | REMOTE INDOOR TEMP SENSOR FOR TH80 | ADEMCO, INC. (Resideo) | C7189U1005/U | 33.81 | 33.81 | Y | 33.81 | 33.81 | 33.81
RES-C7735A1000U | 10008 | -2 | 133358 | DISCHARGE AIR TEMPERATURE SENSOR FOR EMM | ADEMCO, INC. (Resideo) | C7735A1000/U | 59.87 | 59.9174 | N | 59.87 | 59.9174 | 59.9174
RES-C7735A1000U | 10510 | 6 | 133358 | DISCHARGE AIR TEMPERATURE SENSOR FOR EMM | ADEMCO, INC. (Resideo) | C7735A1000/U | 59.87 | 55.8582 | Y | 59.87 | 59.9174 | 59.9174
RES-C7735A1000U | 173042 | 6 | 133358 | DISCHARGE AIR TEMPERATURE SENSOR FOR EMM | ADEMCO, INC. (Resideo) | C7735A1000/U | 59.87 | 55.5083 | Y | 59.87 | 59.9174 | 59.9174
RES-CA100B1008 | 175891 | 5 | 133358 | REPLACEMENT CARTRIDGE FOR V100D,E,G OLD | ADEMCO, INC. (Resideo) | CA100B1008 | 30.73 | 28.28 | N | 30.73 | 28.28 | 30.73
RES-CA110C107 | 10510 | 10 | 133358 | REPLACEMENT CARTRIDGE FOR V110D, E, F SE | ADEMCO, INC. (Resideo) | CA110C107 | 34.23 | 22.55 | Y | 34.23 | 22.877 | 34.23
RES-CA110C107 | 175891 | 3 | 133358 | REPLACEMENT CARTRIDGE FOR V110D, E, F SE | ADEMCO, INC. (Resideo) | CA110C107 | 34.23 | 22.877 | Y | 34.23 | 22.877 | 34.23
RES-CHW3610W1001U | 10008 | 2 | 133358 | LYRIC WATER LEAK ALARM - WIFI W/AREA DET | ADEMCO, INC. (Resideo) | CHW3610W1001/U | 54.07 | 50 | N | 54.07 | 54.07 | 54.07
RES-CHW3610W1001U | 166553 | 1 | 133358 | LYRIC WATER LEAK ALARM - WIFI W/AREA DET | ADEMCO, INC. (Resideo) | CHW3610W1001/U | 54.07 | 47.5 | N | 54.07 | 54.07 | 54.07
RES-CHW3610W1001U | 175891 | 6 | 133358 | LYRIC WATER LEAK ALARM - WIFI W/AREA DET | ADEMCO, INC. (Resideo) | CHW3610W1001/U | 54.07 | 54.07 | N | 54.07 | 54.07 | 54.07
RES-CPR10U | 10008 | 1 | 133358 | REPLACEMENT REGULATOR FOR CPRD10 | ADEMCO, INC. (Resideo) | CPR10/U | 39.63 | 39.63 | N | 39.63 | 39.63 | 39.63
RES-CPR12U | 10006 | 1 | 133358 | REPLACEMENT REGULATOR FOR CPRD12 | ADEMCO, INC. (Resideo) | CPR12/U | 39.63 | 27.76 | N | 39.63 | 27.76 | 39.63
RES-CPR14U | 10008 | 1 | 133358 | REPLACEMENT REGULATOR FOR CPRD14 | ADEMCO, INC. (Resideo) | CPR14/U | 39.63 | 32.27 | N | 39.63 | 32.27 | 39.63
RES-CPRD10U | 10008 | 2 | 133358 | 10in TRUEZONE BYPASS ROUND DAMPER | ADEMCO, INC. (Resideo) | CPRD10/U | 119.87 | 119.87 | Y | 119.87 | 119.87 | 119.87
RES-CPRD12U | 10006 | 1 | 133358 | 12in TRUEZONE BYPASS ROUND DAMPER | ADEMCO, INC. (Resideo) | CPRD12/U | 122.62 | 53.75 | N | 122.62 | 122.62 | 122.62
RES-CPRD12U | 10008 | 3 | 133358 | 12in TRUEZONE BYPASS ROUND DAMPER | ADEMCO, INC. (Resideo) | CPRD12/U | 122.62 | 121.3222 | Y | 122.62 | 122.62 | 122.62
RES-CPRD12U | 10510 | 2 | 133358 | 12in TRUEZONE BYPASS ROUND DAMPER | ADEMCO, INC. (Resideo) | CPRD12/U | 122.62 | 122.62 | Y | 122.62 | 122.62 | 122.62
RES-CPRD12U | 173042 | 1 | 133358 | 12in TRUEZONE BYPASS ROUND DAMPER | ADEMCO, INC. (Resideo) | CPRD12/U | 122.62 | 84.75 | N | 122.62 | 122.62 | 122.62
RES-CPRD14U | 10008 | 3 | 133358 | 14in TRUEZONE BYPASS ROUND DAMPER | ADEMCO, INC. (Resideo) | CPRD14/U | 134.48 | 134.48 | Y | 134.48 | 134.48 | 134.48
RES-CPRD14U | 10510 | 2 | 133358 | 14in TRUEZONE BYPASS ROUND DAMPER | ADEMCO, INC. (Resideo) | CPRD14/U | 134.48 | 90.123 | Y | 134.48 | 134.48 | 134.48
RES-CPRD8U | 10008 | 1 | 133358 | 8in TRUEZONE BYPASS ROUND DAMPER | ADEMCO, INC. (Resideo) | CPRD8/U | 115.24 | 93.86 | N | 115.24 | 93.86 | 115.24
RES-DP2030A1004U | 175888 | 7 | 133358 | ECONOMY MODEL. 2 POLE-30A-24V/ DOES NOT | ADEMCO, INC. (Resideo) | DP2030A1004/U | 12.76 | 5.1537 | N | 12.76 | 5.1537 | 12.76
RES-DP2030A1004U | 175891 | 10 | 133358 | ECONOMY MODEL. 2 POLE-30A-24V/ DOES NOT | ADEMCO, INC. (Resideo) | DP2030A1004/U | 12.76 | 4.8734 | N | 12.76 | 5.1537 | 12.76
RES-DP2030A5013U | 173042 | 22 | 133358 | POWER PRO MODEL. 2 POLE-30A- 24V. INCLUD | ADEMCO, INC. (Resideo) | DP2030A5013/U | 25.324 | 22.5079 | N | 25.324 | 22.5079 | 25.324
RES-DP2030A5013U | 175891 | 4 | 133358 | POWER PRO MODEL. 2 POLE-30A- 24V. INCLUD | ADEMCO, INC. (Resideo) | DP2030A5013/U | 25.324 | 19.4728 | Y | 25.324 | 22.5079 | 25.324
RES-DP2030B1003U | 175891 | 7 | 133358 | ECONOMY MODEL. 2 POLE-30A-120V. DOES NOT | ADEMCO, INC. (Resideo) | DP2030B1003/U | 12.98 | 5.1537 | Y | 12.98 | 5.1537 | 12.98
RES-DP2030B5004U | 173042 | 10 | 133358 | POWER PRO MODEL. 2 POLE-30A-120V. | ADEMCO, INC. (Resideo) | DP2030B5004/U | 23.02 | 19.18 | Y | 23.02 | 19.18 | 23.02
RES-DP2030B5004U | 175891 | 5 | 133358 | POWER PRO MODEL. 2 POLE-30A-120V. | ADEMCO, INC. (Resideo) | DP2030B5004/U | 23.02 | 9.2028 | N | 23.02 | 19.18 | 23.02
RES-DP2030C1002U | 175891 | 6 | 133358 | ECONOMY MODEL. 2 POLE-30A-208V/240V. DOE | ADEMCO, INC. (Resideo) | DP2030C1002/U | 13.67 | 4.7911 | N | 13.67 | 4.7911 | 13.67
RES-DP2030C5003U | 173042 | 7 | 133358 | POWER PRO MODEL. 2 POLE-30A-208/ 240V. | ADEMCO, INC. (Resideo) | DP2030C5003/U | 23.02 | 15.0273 | N | 23.02 | 15.0273 | 23.02
RES-DP2030C5003U | 175891 | 22 | 133358 | POWER PRO MODEL. 2 POLE-30A-208/ 240V. | ADEMCO, INC. (Resideo) | DP2030C5003/U | 23.02 | 6.8425 | N | 23.02 | 15.0273 | 23.02
RES-DP2030D5002U | 173042 | 2 | 133358 | POWER PRO MODEL. 2 POLE-30A-277V. | ADEMCO, INC. (Resideo) | DP2030D5002/U | 20.3008 | 15.03 | N | 20.3008 | 15.03 | 20.3008
RES-DP2040A5004U | 173042 | 4 | 133358 | POWER PRO MODEL. 2 POLE-40A-24V. | ADEMCO, INC. (Resideo) | DP2040A5004/U | 35.7344 | 27.9652 | N | 35.7344 | 27.9652 | 35.7344
RES-DP2040B5003U | 173042 | 14 | 133358 | POWER PRO MODEL. 2 POLE-40A-120V. | ADEMCO, INC. (Resideo) | DP2040B5003/U | 41.23 | 24.01 | N | 41.23 | 35.915 | 41.23
RES-DP2040B5003U | 175891 | 2 | 133358 | POWER PRO MODEL. 2 POLE-40A-120V. | ADEMCO, INC. (Resideo) | DP2040B5003/U | 41.23 | 35.915 | Y | 41.23 | 35.915 | 41.23
RES-DP2040C5002U | 173042 | 10 | 133358 | POWER PRO MODEL. 2 POLE-40A-208/ 240V. | ADEMCO, INC. (Resideo) | DP2040C5002/U | 46.64 | 30.5009 | N | 46.64 | 30.5009 | 46.64
RES-DP2040C5002U | 175891 | 1 | 133358 | POWER PRO MODEL. 2 POLE-40A-208/ 240V. | ADEMCO, INC. (Resideo) | DP2040C5002/U | 46.64 | 10.655 | N | 46.64 | 30.5009 | 46.64
RES-DP3030A5004U | 175888 | 1 | 133358 | POWER PRO MODEL. 3 POLE-30A-24V. | ADEMCO, INC. (Resideo) | DP3030A5004/U | 35.7968 | 22.2835 | N | 35.7968 | 22.2835 | 35.7968
RES-DP3030A5004U | 175890 | 1 | 133358 | POWER PRO MODEL. 3 POLE-30A-24V. | ADEMCO, INC. (Resideo) | DP3030A5004/U | 35.7968 | 16.7687 | N | 35.7968 | 22.2835 | 35.7968
RES-DP3030B5003U | 166559 | 1 | 133358 | POWER PRO MODEL. 3 POLE-30A-120V. | ADEMCO, INC. (Resideo) | DP3030B5003/U | 35.7968 | 19.1 | N | 35.7968 | 30.6408 | 35.7968
RES-DP3030B5003U | 173042 | 7 | 133358 | POWER PRO MODEL. 3 POLE-30A-120V. | ADEMCO, INC. (Resideo) | DP3030B5003/U | 35.7968 | 26.7955 | N | 35.7968 | 30.6408 | 35.7968
RES-DP3030B5003U | 175890 | 2 | 133358 | POWER PRO MODEL. 3 POLE-30A-120V. | ADEMCO, INC. (Resideo) | DP3030B5003/U | 35.7968 | 23.4147 | N | 35.7968 | 30.6408 | 35.7968
RES-DP3030B5003U | 175891 | 6 | 133358 | POWER PRO MODEL. 3 POLE-30A-120V. | ADEMCO, INC. (Resideo) | DP3030B5003/U | 35.7968 | 30.6408 | Y | 35.7968 | 30.6408 | 35.7968
RES-DP3030C5002U | 173042 | 4 | 133358 | POWER PRO MODEL. 3 POLE-30A-208/ 240V. | ADEMCO, INC. (Resideo) | DP3030C5002/U | 41.3 | 20.81 | N | 41.3 | 20.81 | 41.3
RES-DP3030C5002U | 175891 | 4 | 133358 | POWER PRO MODEL. 3 POLE-30A-208/ 240V. | ADEMCO, INC. (Resideo) | DP3030C5002/U | 41.3 | 15.8462 | N | 41.3 | 20.81 | 41.3
RES-DP3040A5003U | 10008 | 2 | 133358 | POWER PRO MODEL. 3 POLE-40A-24V. | ADEMCO, INC. (Resideo) | DP3040A5003/U | 38.792 | 23.92 | N | 38.792 | 34.3883 | 38.792
RES-DP3040A5003U | 175891 | 1 | 133358 | POWER PRO MODEL. 3 POLE-40A-24V. | ADEMCO, INC. (Resideo) | DP3040A5003/U | 38.792 | 34.3883 | Y | 38.792 | 34.3883 | 38.792
RES-DP3040B5002U | 166559 | 2 | 133358 | POWER PRO MODEL. 3 POLE-40A-120V. | ADEMCO, INC. (Resideo) | DP3040B5002/U | 38.792 | 21.225 | N | 38.792 | 26.36 | 38.792
RES-DP3040B5002U | 173042 | 11 | 133358 | POWER PRO MODEL. 3 POLE-40A-120V. | ADEMCO, INC. (Resideo) | DP3040B5002/U | 38.792 | 26.36 | N | 38.792 | 26.36 | 38.792
RES-DP3040B5002U | 175888 | 1 | 133358 | POWER PRO MODEL. 3 POLE-40A-120V. | ADEMCO, INC. (Resideo) | DP3040B5002/U | 38.792 | 17.703 | N | 38.792 | 26.36 | 38.792
RES-DP3040B5002U | 175890 | 1 | 133358 | POWER PRO MODEL. 3 POLE-40A-120V. | ADEMCO, INC. (Resideo) | DP3040B5002/U | 38.792 | 15.9812 | N | 38.792 | 26.36 | 38.792
RES-DP3040B5002U | 175891 | 9 | 133358 | POWER PRO MODEL. 3 POLE-40A-120V. | ADEMCO, INC. (Resideo) | DP3040B5002/U | 38.792 | 16.9561 | N | 38.792 | 26.36 | 38.792
RES-DP3040C5001U | 173042 | 1 | 133358 | POWER PRO MODEL. 3 POLE-40A-208/ 240V. | ADEMCO, INC. (Resideo) | DP3040C5001/U | 44.77 | 24.28 | N | 44.77 | 24.28 | 44.77
RES-DP3040C5001U | 175891 | 9 | 133358 | POWER PRO MODEL. 3 POLE-40A-208/ 240V. | ADEMCO, INC. (Resideo) | DP3040C5001/U | 44.77 | 16.5909 | N | 44.77 | 24.28 | 44.77
RES-DP3050A5002U | 173042 | 5 | 133358 | POWER PRO MODEL. 3 POLE-50A-24V. | ADEMCO, INC. (Resideo) | DP3050A5002/U | 107.7024 | 64.85 | N | 107.7024 | 74.1287 | 107.7024
RES-DP3050A5002U | 175890 | 1 | 133358 | POWER PRO MODEL. 3 POLE-50A-24V. | ADEMCO, INC. (Resideo) | DP3050A5002/U | 107.7024 | 66.0024 | N | 107.7024 | 74.1287 | 107.7024
RES-DP3050A5002U | 175891 | 7 | 133358 | POWER PRO MODEL. 3 POLE-50A-24V. | ADEMCO, INC. (Resideo) | DP3050A5002/U | 107.7024 | 74.1287 | Y | 107.7024 | 74.1287 | 107.7024
RES-DP3050B5001U | 173042 | 13 | 133358 | POWER PRO MODEL. 3 POLE-50A-120V. | ADEMCO, INC. (Resideo) | DP3050B5001/U | 125.53 | 74.69 | N | 125.53 | 74.69 | 125.53
RES-DP3050B5001U | 175888 | 2 | 133358 | POWER PRO MODEL. 3 POLE-50A-120V. | ADEMCO, INC. (Resideo) | DP3050B5001/U | 125.53 | 49.2808 | N | 125.53 | 74.69 | 125.53
RES-DP3050B5001U | 175891 | 7 | 133358 | POWER PRO MODEL. 3 POLE-50A-120V. | ADEMCO, INC. (Resideo) | DP3050B5001/U | 125.53 | 58.3874 | Y | 125.53 | 74.69 | 125.53
RES-DP3050C5010U | 175891 | 12 | 133358 | POWER PRO MODEL. 3 POLE-50A-208/ 240V. | ADEMCO, INC. (Resideo) | DP3050C5010/U | 125.53 | 46.8913 | N | 125.53 | 46.8913 | 125.53
RES-DP3060B5010U | 175888 | 1 | 133358 | POWER PRO MODEL. 3 POLE-60A-120V. | ADEMCO, INC. (Resideo) | DP3060B5010/U | 150.17 | 53.7279 | N | 150.17 | 53.7279 | 150.17
RES-DP3AUX1NCU | 175891 | 3 | 133358 | ONE NORMALLY CLOSED SINGLE POLE SINGLE T | ADEMCO, INC. (Resideo) | DP3AUX-1NC/U | 14.7 | 14.7 | N | 14.7 | 14.7 | 14.7
RES-DP3AUX2NCU | 175891 | 6 | 133358 | TWO NORMALLY CLOSED SINGLE POLE SINGLE T | ADEMCO, INC. (Resideo) | DP3AUX-2NC/U | 20.5725 | 20.5725 | N | 20.5725 | 20.5725 | 20.5725
RES-DP3AUX2NOU | 175891 | 8 | 133358 | TWO NORMALLY OPEN SINGLE POLE SINGLE THR | ADEMCO, INC. (Resideo) | DP3AUX-2NO/U | 22.0032 | 22.0032 | N | 22.0032 | 22.0032 | 22.0032
RES-DS06100LFU | 175891 | 2 | 133358 | 1/2 INCH DS06 inDIALSETin LOW LEAD PRESS | ADEMCO, INC. (Resideo) | DS06-100-LF/U | 60.85 | 53.1838 | N | 60.85 | 53.1838 | 60.85
RES-EA122A1002 | 10008 | 2 | 133358 | 1/8in NPT MALE THREADED CONN. 90 PSI OP. | ADEMCO, INC. (Resideo) | EA122A1002 | 26.78 | 17.3 | N | 26.78 | 24.8765 | 26.78
RES-EA122A1002 | 10510 | 23 | 133358 | 1/8in NPT MALE THREADED CONN. 90 PSI OP. | ADEMCO, INC. (Resideo) | EA122A1002 | 26.78 | 24.3581 | Y | 26.78 | 24.8765 | 26.78
RES-EA122A1002 | 166553 | 11 | 133358 | 1/8in NPT MALE THREADED CONN. 90 PSI OP. | ADEMCO, INC. (Resideo) | EA122A1002 | 26.78 | 17.3 | Y | 26.78 | 24.8765 | 26.78
RES-EA122A1002 | 166557 | 4 | 133358 | 1/8in NPT MALE THREADED CONN. 90 PSI OP. | ADEMCO, INC. (Resideo) | EA122A1002 | 26.78 | 20.72 | N | 26.78 | 24.8765 | 26.78
RES-EA122A1002 | 166560 | 2 | 133358 | 1/8in NPT MALE THREADED CONN. 90 PSI OP. | ADEMCO, INC. (Resideo) | EA122A1002 | 26.78 | 13.482 | N | 26.78 | 24.8765 | 26.78
RES-EA122A1002 | 166561 | 4 | 133358 | 1/8in NPT MALE THREADED CONN. 90 PSI OP. | ADEMCO, INC. (Resideo) | EA122A1002 | 26.78 | 21.422 | N | 26.78 | 24.8765 | 26.78
RES-EA122A1002 | 175888 | 3 | 133358 | 1/8in NPT MALE THREADED CONN. 90 PSI OP. | ADEMCO, INC. (Resideo) | EA122A1002 | 26.78 | 15.61 | Y | 26.78 | 24.8765 | 26.78
RES-EA122A1002 | 175891 | 16 | 133358 | 1/8in NPT MALE THREADED CONN. 90 PSI OP. | ADEMCO, INC. (Resideo) | EA122A1002 | 26.78 | 24.8765 | Y | 26.78 | 24.8765 | 26.78
RES-EA79A1004 | 166553 | 10 | 133358 | AUTO INDUSTRIAL AIR VENT W/BUILT-IN SHUT | ADEMCO, INC. (Resideo) | EA79A1004 | 56.27 | 51.8183 | Y | 56.27 | 51.8183 | 56.27
RES-EA79A1004 | 166557 | 2 | 133358 | AUTO INDUSTRIAL AIR VENT W/BUILT-IN SHUT | ADEMCO, INC. (Resideo) | EA79A1004 | 56.27 | 48.58 | N | 56.27 | 51.8183 | 56.27
RES-EA79A1004 | 166561 | 4 | 133358 | AUTO INDUSTRIAL AIR VENT W/BUILT-IN SHUT | ADEMCO, INC. (Resideo) | EA79A1004 | 56.27 | 48.58 | Y | 56.27 | 51.8183 | 56.27
RES-FPCU | 10008 | 1 | 133358 | FREEZE PROTECTION CONTROL | ADEMCO, INC. (Resideo) | FPC/U | 45.9 | 29.75 | N | 45.9 | 29.75 | 45.9
RES-GT161U | 175891 | 5 | 133358 | 2 IN. THERMOMETER WITH WELL. 32-250F TEM | ADEMCO, INC. (Resideo) | GT161/U | 19.44 | 9.4889 | N | 19.44 | 9.4889 | 19.44
RES-H6062A1000U | 166557 | 2 | 133358 | HUMIDIPRO DIGITAL HUMIDITY CONTROLLER | ADEMCO, INC. (Resideo) | H6062A1000/U | 72.95 | 72.95 | Y | 72.95 | 72.95 | 72.95
RES-HVC20A1000U | 175888 | 7 | 133358 | WIRELESS VENT AND FILTER BOOST REMOTE. R | ADEMCO, INC. (Resideo) | HVC20A1000/U | 35.61 | 0.01 | N | 35.61 | 0.01 | 35.61
RES-HZ311KU | 10006 | 2 | 133358 | TRUEZONE KIT INCLUDES HZ311 ZONE PANEL, | ADEMCO, INC. (Resideo) | HZ311K/U | 167.4 | 121.0225 | N | 167.4 | 163.305 | 167.4
RES-HZ311KU | 10008 | 5 | 133358 | TRUEZONE KIT INCLUDES HZ311 ZONE PANEL, | ADEMCO, INC. (Resideo) | HZ311K/U | 167.4 | 163.305 | Y | 167.4 | 163.305 | 167.4
RES-HZ311U | 10510 | 1 | 133358 | TRUEZONE ZONE CONTROL PANEL. CONTROLS TH | ADEMCO, INC. (Resideo) | HZ311/U | 134.2 | 134.2 | Y | 134.2 | 134.2 | 134.2
RES-HZ322KU | 10006 | 1 | 133358 | TRUEZONE KIT INLCUDES HZ322 ZONE PANEL, | ADEMCO, INC. (Resideo) | HZ322K/U | 218.54 | 148.49 | N | 218.54 | 215.135 | 218.54
RES-HZ322KU | 10008 | 3 | 133358 | TRUEZONE KIT INLCUDES HZ322 ZONE PANEL, | ADEMCO, INC. (Resideo) | HZ322K/U | 218.54 | 215.135 | Y | 218.54 | 215.135 | 218.54
RES-HZ322U | 10008 | 2 | 133358 | TRUEZONE ZONE CONTROL PANEL. CONTROLS TH | ADEMCO, INC. (Resideo) | HZ322/U | 191.89 | 191.8586 | Y | 191.89 | 191.8586 | 191.89
RES-HZ322U | 10510 | 5 | 133358 | TRUEZONE ZONE CONTROL PANEL. CONTROLS TH | ADEMCO, INC. (Resideo) | HZ322/U | 191.89 | 183.7275 | Y | 191.89 | 191.8586 | 191.89
RES-HZ322U | 175891 | 1 | 133358 | TRUEZONE ZONE CONTROL PANEL. CONTROLS TH | ADEMCO, INC. (Resideo) | HZ322/U | 191.89 | 157.864 | N | 191.89 | 191.8586 | 191.89
RES-HZ432KU | 10006 | 1 | 133358 | TRUEZONE KIT INCLUDES HZ432 PANEL DISCHA | ADEMCO, INC. (Resideo) | HZ432K/U | 390.02 | 257.78 | N | 390.02 | 257.78 | 390.02
RES-HZ432U | 10008 | 4 | 133358 | TRUEZONE ZONE CONTROL PANEL. CONTROLS 4 | ADEMCO, INC. (Resideo) | HZ432/U | 366.34 | 365.678 | Y | 366.34 | 365.678 | 366.34
RES-HZ432U | 10510 | 4 | 133358 | TRUEZONE ZONE CONTROL PANEL. CONTROLS 4 | ADEMCO, INC. (Resideo) | HZ432/U | 366.34 | 359.646 | Y | 366.34 | 365.678 | 366.34
RES-HZ432U | 175883 | 1 | 133358 | TRUEZONE ZONE CONTROL PANEL. CONTROLS 4 | ADEMCO, INC. (Resideo) | HZ432/U | 366.34 | 352.952 | N | 366.34 | 365.678 | 366.34
RES-L4006A1017U | 175890 | 2 | 133358 | AQUASTAT BREAKS ON RISE 100-240F 5-30F A | ADEMCO, INC. (Resideo) | L4006A1017/U | 178.66 | 177.99 | Y | 178.66 | 177.99 | 178.66
RES-L4006A1017U | 175891 | 3 | 133358 | AQUASTAT BREAKS ON RISE 100-240F 5-30F A | ADEMCO, INC. (Resideo) | L4006A1017/U | 178.66 | 170.62 | Y | 178.66 | 177.99 | 178.66
RES-L4006A1678U | 10008 | 4 | 133358 | AQUASTAT. VERT OR HOR MOUNT, 240F STOP, | ADEMCO, INC. (Resideo) | L4006A1678/U | 131.73 | 130.198 | Y | 131.73 | 131.73 | 131.73
RES-L4006A1678U | 10510 | 22 | 133358 | AQUASTAT. VERT OR HOR MOUNT, 240F STOP, | ADEMCO, INC. (Resideo) | L4006A1678/U | 131.73 | 130.2678 | Y | 131.73 | 131.73 | 131.73
RES-L4006A1678U | 175891 | 0 | 133358 | AQUASTAT. VERT OR HOR MOUNT, 240F STOP, | ADEMCO, INC. (Resideo) | L4006A1678/U | 131.73 | 131.73 | Y | 131.73 | 131.73 | 131.73
RES-L4006A1959U | 10510 | 15 | 133358 | AQUASTAT. VERT OR HOR MOUNT, 40-180F ADJ | ADEMCO, INC. (Resideo) | L4006A1959/U | 131.25 | 97.436 | Y | 131.25 | 122.2448 | 131.25
RES-L4006A1959U | 166557 | 2 | 133358 | AQUASTAT. VERT OR HOR MOUNT, 40-180F ADJ | ADEMCO, INC. (Resideo) | L4006A1959/U | 131.25 | 105.97 | N | 131.25 | 122.2448 | 131.25
RES-L4006A1959U | 175888 | 1 | 133358 | AQUASTAT. VERT OR HOR MOUNT, 40-180F ADJ | ADEMCO, INC. (Resideo) | L4006A1959/U | 131.25 | 95.292 | N | 131.25 | 122.2448 | 131.25
RES-L4006A1959U | 175891 | 1 | 133358 | AQUASTAT. VERT OR HOR MOUNT, 40-180F ADJ | ADEMCO, INC. (Resideo) | L4006A1959/U | 131.25 | 122.2448 | Y | 131.25 | 122.2448 | 131.25
RES-L4006A2007U | 173042 | 7 | 133358 | AQUASTAT BREAKS ON RISE 100-240F. 5-30F | ADEMCO, INC. (Resideo) | L4006A2007/U | 115.58 | 109.3184 | Y | 115.58 | 109.3184 | 115.58
RES-L4006E1067U | 10008 | 4 | 133358 | AQUASTAT. BREAK ON RISE. MANUAL RESET. 1 | ADEMCO, INC. (Resideo) | L4006E1067/U | 192.06 | 167.5277 | Y | 192.06 | 187.3254 | 192.06
RES-L4006E1067U | 10510 | 23 | 133358 | AQUASTAT. BREAK ON RISE. MANUAL RESET. 1 | ADEMCO, INC. (Resideo) | L4006E1067/U | 192.06 | 187.3254 | Y | 192.06 | 187.3254 | 192.06
RES-L4006E1067U | 166553 | 3 | 133358 | AQUASTAT. BREAK ON RISE. MANUAL RESET. 1 | ADEMCO, INC. (Resideo) | L4006E1067/U | 192.06 | 91.5233 | N | 192.06 | 187.3254 | 192.06
RES-L4006E1067U | 166560 | 2 | 133358 | AQUASTAT. BREAK ON RISE. MANUAL RESET. 1 | ADEMCO, INC. (Resideo) | L4006E1067/U | 192.06 | 107.469 | Y | 192.06 | 187.3254 | 192.06
RES-L4006E1067U | 166561 | 3 | 133358 | AQUASTAT. BREAK ON RISE. MANUAL RESET. 1 | ADEMCO, INC. (Resideo) | L4006E1067/U | 192.06 | 102.406 | N | 192.06 | 187.3254 | 192.06
RES-L4006E1067U | 173042 | 4 | 133358 | AQUASTAT. BREAK ON RISE. MANUAL RESET. 1 | ADEMCO, INC. (Resideo) | L4006E1067/U | 192.06 | 147.2418 | N | 192.06 | 187.3254 | 192.06
RES-L4006E1067U | 175888 | 5 | 133358 | AQUASTAT. BREAK ON RISE. MANUAL RESET. 1 | ADEMCO, INC. (Resideo) | L4006E1067/U | 192.06 | 149.0025 | N | 192.06 | 187.3254 | 192.06
RES-L4006E1067U | 175891 | 5 | 133358 | AQUASTAT. BREAK ON RISE. MANUAL RESET. 1 | ADEMCO, INC. (Resideo) | L4006E1067/U | 192.06 | 157.1911 | Y | 192.06 | 187.3254 | 192.06
RES-L4006E1117U | 10008 | 2 | 133358 | 130-270F TEMP RANGE, 240F STOP, HORIZONT | ADEMCO, INC. (Resideo) | L4006E1117/U | 221.86 | 221.86 | N | 221.86 | 221.86 | 221.86
RES-L4006H1004U | 10008 | 1 | 133358 | 130-270F TEMP RANGE STOP SET AT 250F WIT | ADEMCO, INC. (Resideo) | L4006H1004/U | 199.15 | 88.11 | N | 199.15 | 198.9412 | 199.15
RES-L4006H1004U | 10510 | 27 | 133358 | 130-270F TEMP RANGE STOP SET AT 250F WIT | ADEMCO, INC. (Resideo) | L4006H1004/U | 199.15 | 198.9412 | Y | 199.15 | 198.9412 | 199.15
RES-L4006H1004U | 173042 | 2 | 133358 | 130-270F TEMP RANGE STOP SET AT 250F WIT | ADEMCO, INC. (Resideo) | L4006H1004/U | 199.15 | 123.2 | N | 199.15 | 198.9412 | 199.15
RES-L4006H1004U | 175891 | 8 | 133358 | 130-270F TEMP RANGE STOP SET AT 250F WIT | ADEMCO, INC. (Resideo) | L4006H1004/U | 199.15 | 184.608 | Y | 199.15 | 198.9412 | 199.15
RES-L4008A1015U | 10008 | 1 | 133358 | 5-30F ADJ DIFFERENTIAL. 5-1/2 FT CAPILLA | ADEMCO, INC. (Resideo) | L4008A1015/U | 140.88 | 140.88 | Y | 140.88 | 140.88 | 140.88
RES-L4008A1015U | 10510 | 16 | 133358 | 5-30F ADJ DIFFERENTIAL. 5-1/2 FT CAPILLA | ADEMCO, INC. (Resideo) | L4008A1015/U | 140.88 | 125.2009 | Y | 140.88 | 140.88 | 140.88
RES-L4008A1015U | 166561 | 2 | 133358 | 5-30F ADJ DIFFERENTIAL. 5-1/2 FT CAPILLA | ADEMCO, INC. (Resideo) | L4008A1015/U | 140.88 | 140.88 | N | 140.88 | 140.88 | 140.88
RES-L4008A1015U | 173042 | 4 | 133358 | 5-30F ADJ DIFFERENTIAL. 5-1/2 FT CAPILLA | ADEMCO, INC. (Resideo) | L4008A1015/U | 140.88 | 110.13 | N | 140.88 | 140.88 | 140.88
RES-L4008A1015U | 175888 | 2 | 133358 | 5-30F ADJ DIFFERENTIAL. 5-1/2 FT CAPILLA | ADEMCO, INC. (Resideo) | L4008A1015/U | 140.88 | 103.5805 | N | 140.88 | 140.88 | 140.88
RES-L4008A1015U | 175891 | 4 | 133358 | 5-30F ADJ DIFFERENTIAL. 5-1/2 FT CAPILLA | ADEMCO, INC. (Resideo) | L4008A1015/U | 140.88 | 127.371 | Y | 140.88 | 140.88 | 140.88
RES-L4008A1130U | 10510 | 1 | 133358 | AQUASTAT BREAKS ON RISE 130-270F, 200F S | ADEMCO, INC. (Resideo) | L4008A1130/U | 257.31 | 230.477 | Y | 257.31 | 230.477 | 257.31
RES-L4008E1156U | 10510 | 28 | 133358 | AQUASTAT. BREAK ON RISE. MANUAL RESET. 1 | ADEMCO, INC. (Resideo) | L4008E1156/U | 174.52 | 169.4238 | Y | 174.52 | 174.52 | 174.52
RES-L4008E1156U | 166553 | 3 | 133358 | AQUASTAT. BREAK ON RISE. MANUAL RESET. 1 | ADEMCO, INC. (Resideo) | L4008E1156/U | 174.52 | 152.6825 | Y | 174.52 | 174.52 | 174.52
RES-L4008E1156U | 166561 | 1 | 133358 | AQUASTAT. BREAK ON RISE. MANUAL RESET. 1 | ADEMCO, INC. (Resideo) | L4008E1156/U | 174.52 | 174.52 | N | 174.52 | 174.52 | 174.52
RES-L4008E1156U | 173042 | 3 | 133358 | AQUASTAT. BREAK ON RISE. MANUAL RESET. 1 | ADEMCO, INC. (Resideo) | L4008E1156/U | 174.52 | 174.52 | Y | 174.52 | 174.52 | 174.52
RES-L4008E1156U | 175888 | 2 | 133358 | AQUASTAT. BREAK ON RISE. MANUAL RESET. 1 | ADEMCO, INC. (Resideo) | L4008E1156/U | 174.52 | 133.6299 | N | 174.52 | 174.52 | 174.52
RES-L4008E1156U | 175891 | 3 | 133358 | AQUASTAT. BREAK ON RISE. MANUAL RESET. 1 | ADEMCO, INC. (Resideo) | L4008E1156/U | 174.52 | 141.9106 | Y | 174.52 | 174.52 | 174.52
RES-L4008E1305U | 10008 | 4 | 133358 | AQUASTAT. BREAK ON RISE. MANUAL RESET | ADEMCO, INC. (Resideo) | L4008E1305/U | 204.18 | 194.4924 | Y | 204.18 | 201.205 | 204.18
RES-L4008E1305U | 166553 | 2 | 133358 | AQUASTAT. BREAK ON RISE. MANUAL RESET | ADEMCO, INC. (Resideo) | L4008E1305/U | 204.18 | 201.205 | Y | 204.18 | 201.205 | 204.18
RES-L4008E1305U | 175891 | 1 | 133358 | AQUASTAT. BREAK ON RISE. MANUAL RESET | ADEMCO, INC. (Resideo) | L4008E1305/U | 204.18 | 201.0712 | Y | 204.18 | 201.205 | 204.18
RES-L4064B2210U | 10510 | 2 | 133358 | FAN AND LIMIT. 11-1/2 IN INSERTION, 3/4 | ADEMCO, INC. (Resideo) | L4064B2210/U | 122.05 | 109.689 | Y | 122.05 | 109.689 | 122.05
RES-L4064B2210U | 173042 | 4 | 133358 | FAN AND LIMIT. 11-1/2 IN INSERTION, 3/4 | ADEMCO, INC. (Resideo) | L4064B2210/U | 122.05 | 79.17 | N | 122.05 | 109.689 | 122.05
RES-L4064B2210U | 175888 | 2 | 133358 | FAN AND LIMIT. 11-1/2 IN INSERTION, 3/4 | ADEMCO, INC. (Resideo) | L4064B2210/U | 122.05 | 65.6927 | N | 122.05 | 109.689 | 122.05
RES-L4064B2210U | 175891 | 3 | 133358 | FAN AND LIMIT. 11-1/2 IN INSERTION, 3/4 | ADEMCO, INC. (Resideo) | L4064B2210/U | 122.05 | 78.5855 | Y | 122.05 | 109.689 | 122.05
RES-L4064B2228U | 10510 | 4 | 133358 | FAN AND LIMIT. 5in INSERTION LIMIT STOP: | ADEMCO, INC. (Resideo) | L4064B2228/U | 117.48 | 97.4408 | Y | 117.48 | 117.48 | 117.48
RES-L4064B2228U | 173042 | 5 | 133358 | FAN AND LIMIT. 5in INSERTION LIMIT STOP: | ADEMCO, INC. (Resideo) | L4064B2228/U | 117.48 | 117.48 | Y | 117.48 | 117.48 | 117.48
RES-L4064B2228U | 175891 | 3 | 133358 | FAN AND LIMIT. 5in INSERTION LIMIT STOP: | ADEMCO, INC. (Resideo) | L4064B2228/U | 117.48 | 67.9721 | Y | 117.48 | 117.48 | 117.48
RES-L4064B2236U | 10510 | 1 | 133358 | FAN AND LIMIT. 8in INSERTION LIMIT STOP: | ADEMCO, INC. (Resideo) | L4064B2236/U | 119.76 | 105.15 | Y | 119.76 | 116.27 | 119.76
RES-L4064B2236U | 175891 | 1 | 133358 | FAN AND LIMIT. 8in INSERTION LIMIT STOP: | ADEMCO, INC. (Resideo) | L4064B2236/U | 119.76 | 116.27 | Y | 119.76 | 116.27 | 119.76
RES-L6006A1145U | 10008 | 4 | 133358 | AQUASTAT. VERT OR HORIZ MT. WITH WELL AD | ADEMCO, INC. (Resideo) | L6006A1145/U | 138.4 | 130.052 | Y | 138.4 | 138.4 | 138.4
RES-L6006A1145U | 10510 | 15 | 133358 | AQUASTAT. VERT OR HORIZ MT. WITH WELL AD | ADEMCO, INC. (Resideo) | L6006A1145/U | 138.4 | 127.2623 | Y | 138.4 | 138.4 | 138.4
RES-L6006A1145U | 166553 | 2 | 133358 | AQUASTAT. VERT OR HORIZ MT. WITH WELL AD | ADEMCO, INC. (Resideo) | L6006A1145/U | 138.4 | 112.9528 | Y | 138.4 | 138.4 | 138.4
RES-L6006A1145U | 166557 | 1 | 133358 | AQUASTAT. VERT OR HORIZ MT. WITH WELL AD | ADEMCO, INC. (Resideo) | L6006A1145/U | 138.4 | 87.5055 | Y | 138.4 | 138.4 | 138.4
RES-L6006A1145U | 166561 | 3 | 133358 | AQUASTAT. VERT OR HORIZ MT. WITH WELL AD | ADEMCO, INC. (Resideo) | L6006A1145/U | 138.4 | 134.37 | N | 138.4 | 138.4 | 138.4
RES-L6006A1145U | 173042 | 18 | 133358 | AQUASTAT. VERT OR HORIZ MT. WITH WELL AD | ADEMCO, INC. (Resideo) | L6006A1145/U | 138.4 | 138.4 | N | 138.4 | 138.4 | 138.4
RES-L6006A1145U | 175888 | 10 | 133358 | AQUASTAT. VERT OR HORIZ MT. WITH WELL AD | ADEMCO, INC. (Resideo) | L6006A1145/U | 138.4 | 128.922 | N | 138.4 | 138.4 | 138.4
RES-L6006A1145U | 175890 | 5 | 133358 | AQUASTAT. VERT OR HORIZ MT. WITH WELL AD | ADEMCO, INC. (Resideo) | L6006A1145/U | 138.4 | 138.4 | Y | 138.4 | 138.4 | 138.4
RES-L6006A1145U | 175891 | 2 | 133358 | AQUASTAT. VERT OR HORIZ MT. WITH WELL AD | ADEMCO, INC. (Resideo) | L6006A1145/U | 138.4 | 121.5611 | Y | 138.4 | 138.4 | 138.4
RES-L6006C1018U | 10008 | 12 | 133358 | AQUASTAT STOP AT 200F SPDT SWITCH FOR UN | ADEMCO, INC. (Resideo) | L6006C1018/U | 124.43 | 114.658 | Y | 124.43 | 124.43 | 124.43
RES-L6006C1018U | 10510 | 22 | 133358 | AQUASTAT STOP AT 200F SPDT SWITCH FOR UN | ADEMCO, INC. (Resideo) | L6006C1018/U | 124.43 | 123.8386 | Y | 124.43 | 124.43 | 124.43
RES-L6006C1018U | 173042 | 4 | 133358 | AQUASTAT STOP AT 200F SPDT SWITCH FOR UN | ADEMCO, INC. (Resideo) | L6006C1018/U | 124.43 | 124.43 | Y | 124.43 | 124.43 | 124.43
RES-L6006C1018U | 175888 | 5 | 133358 | AQUASTAT STOP AT 200F SPDT SWITCH FOR UN | ADEMCO, INC. (Resideo) | L6006C1018/U | 124.43 | 123.7847 | Y | 124.43 | 124.43 | 124.43
RES-L6006C1018U | 175890 | 5 | 133358 | AQUASTAT STOP AT 200F SPDT SWITCH FOR UN | ADEMCO, INC. (Resideo) | L6006C1018/U | 124.43 | 123.8492 | Y | 124.43 | 124.43 | 124.43
RES-L6006C1018U | 175891 | 5 | 133358 | AQUASTAT STOP AT 200F SPDT SWITCH FOR UN | ADEMCO, INC. (Resideo) | L6006C1018/U | 124.43 | 108.4624 | Y | 124.43 | 124.43 | 124.43
RES-L6008A1192U | 10008 | 2 | 133358 | AQUASTAT. SPDT SWITCH. RANGE 100-240F. A | ADEMCO, INC. (Resideo) | L6008A1192/U | 224.68 | 223.59 | Y | 224.68 | 223.59 | 224.68
RES-L6008A1192U | 10510 | 15 | 133358 | AQUASTAT. SPDT SWITCH. RANGE 100-240F. A | ADEMCO, INC. (Resideo) | L6008A1192/U | 224.68 | 201.4156 | Y | 224.68 | 223.59 | 224.68
RES-L6008A1192U | 173042 | 11 | 133358 | AQUASTAT. SPDT SWITCH. RANGE 100-240F. A | ADEMCO, INC. (Resideo) | L6008A1192/U | 224.68 | 218.14 | Y | 224.68 | 223.59 | 224.68
RES-L6008A1192U | 175888 | 1 | 133358 | AQUASTAT. SPDT SWITCH. RANGE 100-240F. A | ADEMCO, INC. (Resideo) | L6008A1192/U | 224.68 | 150.288 | N | 224.68 | 223.59 | 224.68
RES-L6008A1192U | 175890 | 1 | 133358 | AQUASTAT. SPDT SWITCH. RANGE 100-240F. A | ADEMCO, INC. (Resideo) | L6008A1192/U | 224.68 | 150.288 | N | 224.68 | 223.59 | 224.68
RES-L6008A1192U | 175891 | 7 | 133358 | AQUASTAT. SPDT SWITCH. RANGE 100-240F. A | ADEMCO, INC. (Resideo) | L6008A1192/U | 224.68 | 218.13 | Y | 224.68 | 223.59 | 224.68
RES-L6081A1036U | 10510 | 4 | 133358 | TRADELINE. HIGH LIMIT RANGE: 130-240F. L | ADEMCO, INC. (Resideo) | L6081A1036/U | 247.52 | 179.1126 | Y | 247.52 | 179.1126 | 247.52
RES-L6081A1036U | 175891 | 1 | 133358 | TRADELINE. HIGH LIMIT RANGE: 130-240F. L | ADEMCO, INC. (Resideo) | L6081A1036/U | 247.52 | 121.07 | Y | 247.52 | 179.1126 | 247.52
RES-L7224U1002U | 173042 | 2 | 133358 | 120 V, 60 HZ, ELECTRONIC AQUASTAT. ENVIR | ADEMCO, INC. (Resideo) | L7224U1002/U | 180.58 | 163.85 | N | 180.58 | 163.85 | 180.58
RES-L8100B1128U | 10510 | 1 | 133358 | COMB WATER HEATER AND ECO LIMIT 100-180F | ADEMCO, INC. (Resideo) | L8100B1128/U | 272.97 | 265.02 | Y | 272.97 | 265.02 | 272.97
RES-L8124E1016U | 173042 | 4 | 133358 | TRIPLE AQUASTAT. LIMIT RANGE: HI 130-240 | ADEMCO, INC. (Resideo) | L8124E1016/U | 307.87 | 188.02 | N | 307.87 | 188.02 | 307.87
RES-L8148A1017U | 10008 | 2 | 133358 | DUAL AQUASTAT LESS WELL, RANGE 140-240F. | ADEMCO, INC. (Resideo) | L8148A1017/U | 209.72 | 203.61 | Y | 209.72 | 203.61 | 209.72
RES-L8148A1017U | 10510 | 3 | 133358 | DUAL AQUASTAT LESS WELL, RANGE 140-240F. | ADEMCO, INC. (Resideo) | L8148A1017/U | 209.72 | 189.905 | Y | 209.72 | 203.61 | 209.72
RES-L8148A1017U | 175891 | 1 | 133358 | DUAL AQUASTAT LESS WELL, RANGE 140-240F. | ADEMCO, INC. (Resideo) | L8148A1017/U | 209.72 | 159.821 | Y | 209.72 | 203.61 | 209.72
RES-L8148E1265U | 10008 | 2 | 133358 | DUAL AQUASTAT RELAY WITH MOLEX PLUG 120V | ADEMCO, INC. (Resideo) | L8148E1265/U | 280.78 | 265.8558 | Y | 280.78 | 265.8558 | 280.78
RES-L8148E1265U | 10510 | 10 | 133358 | DUAL AQUASTAT RELAY WITH MOLEX PLUG 120V | ADEMCO, INC. (Resideo) | L8148E1265/U | 280.78 | 245.8301 | Y | 280.78 | 265.8558 | 280.78
RES-L8148E1265U | 175891 | 3 | 133358 | DUAL AQUASTAT RELAY WITH MOLEX PLUG 120V | ADEMCO, INC. (Resideo) | L8148E1265/U | 280.78 | 184.3307 | Y | 280.78 | 265.8558 | 280.78
RES-L8148E1299U | 173042 | 5 | 133358 | DUAL AQAUSTAT RELAY WITH MOLEX PLUG. 120 | ADEMCO, INC. (Resideo) | L8148E1299/U | 273.64 | 239.79 | N | 273.64 | 239.79 | 273.64
RES-L8148J1009U | 10510 | 4 | 133358 | 120V 60HZ. RANGE 140- 240F. UNIVERSAL MO | ADEMCO, INC. (Resideo) | L8148J1009/U | 258.1 | 203.032 | Y | 258.1 | 258.1 | 258.1
RES-L8148J1009U | 173042 | 2 | 133358 | 120V 60HZ. RANGE 140- 240F. UNIVERSAL MO | ADEMCO, INC. (Resideo) | L8148J1009/U | 258.1 | 258.1 | Y | 258.1 | 258.1 | 258.1
RES-L8148J1009U | 175891 | 3 | 133358 | 120V 60HZ. RANGE 140- 240F. UNIVERSAL MO | ADEMCO, INC. (Resideo) | L8148J1009/U | 258.1 | 180.1156 | Y | 258.1 | 258.1 | 258.1
RES-M847DVENTU | 10510 | 5 | 133358 | 24V TWO POSITION SPRING CLOSED REPLACEME | ADEMCO, INC. (Resideo) | M847D-VENT/U | 96.59 | 87.0893 | Y | 96.59 | 92.586 | 96.59
RES-M847DVENTU | 166559 | 2 | 133358 | 24V TWO POSITION SPRING CLOSED REPLACEME | ADEMCO, INC. (Resideo) | M847D-VENT/U | 96.59 | 92.586 | N | 96.59 | 92.586 | 96.59
RES-M847DZONEU | 10008 | 2 | 133358 | 24V TWO POSITION SPRING OPEN REPLACEMENT | ADEMCO, INC. (Resideo) | M847D-ZONE/U | 96.59 | 96.59 | Y | 96.59 | 96.59 | 96.59
RES-M847DZONEU | 10510 | 9 | 133358 | 24V TWO POSITION SPRING OPEN REPLACEMENT | ADEMCO, INC. (Resideo) | M847D-ZONE/U | 96.59 | 95.2307 | Y | 96.59 | 96.59 | 96.59
RES-M847DZONEU | 166553 | 3 | 133358 | 24V TWO POSITION SPRING OPEN REPLACEMENT | ADEMCO, INC. (Resideo) | M847D-ZONE/U | 96.59 | 96.59 | Y | 96.59 | 96.59 | 96.59
RES-M847DZONEU | 166557 | 7 | 133358 | 24V TWO POSITION SPRING OPEN REPLACEMENT | ADEMCO, INC. (Resideo) | M847D-ZONE/U | 96.59 | 96.2058 | Y | 96.59 | 96.59 | 96.59
RES-M847DZONEU | 166559 | 2 | 133358 | 24V TWO POSITION SPRING OPEN REPLACEMENT | ADEMCO, INC. (Resideo) | M847D-ZONE/U | 96.59 | 88.8542 | N | 96.59 | 96.59 | 96.59
RES-M847DZONEU | 166560 | 1 | 133358 | 24V TWO POSITION SPRING OPEN REPLACEMENT | ADEMCO, INC. (Resideo) | M847D-ZONE/U | 96.59 | 92.43 | N | 96.59 | 96.59 | 96.59
RES-M847DZONEU | 173042 | 4 | 133358 | 24V TWO POSITION SPRING OPEN REPLACEMENT | ADEMCO, INC. (Resideo) | M847D-ZONE/U | 96.59 | 93.4214 | Y | 96.59 | 96.59 | 96.59
RES-M847DZONEU | 175883 | 1 | 133358 | 24V TWO POSITION SPRING OPEN REPLACEMENT | ADEMCO, INC. (Resideo) | M847D-ZONE/U | 96.59 | 95.2307 | N | 96.59 | 96.59 | 96.59
RES-MSTNU | 173042 | 9 | 133358 | REPLACEMENT MOTOR FOR AOBD DAMPERS | ADEMCO, INC. (Resideo) | MSTN/U | 239.81 | 149.1278 | N | 239.81 | 149.1278 | 239.81
RES-PA404A1025U | 10510 | 2 | 133358 | PRESSURETROL SPST SWITCHING. | ADEMCO, INC. (Resideo) | PA404A1025/U | 189.42 | 154.6 | Y | 189.42 | 157.25 | 189.42
RES-PA404A1025U | 173042 | 1 | 133358 | PRESSURETROL SPST SWITCHING. | ADEMCO, INC. (Resideo) | PA404A1025/U | 189.42 | 157.25 | N | 189.42 | 157.25 | 189.42
RES-PA404A1025U | 175891 | 2 | 133358 | PRESSURETROL SPST SWITCHING. | ADEMCO, INC. (Resideo) | PA404A1025/U | 189.42 | 119.0571 | Y | 189.42 | 157.25 | 189.42
RES-PA404A1033U | 10510 | 3 | 133358 | PRESSURETROL. RANGE .5 TO 9PSI (.1 TO .6 | ADEMCO, INC. (Resideo) | PA404A1033/U | 171.68 | 161.9754 | Y | 171.68 | 171.68 | 171.68
RES-PA404A1033U | 173042 | 4 | 133358 | PRESSURETROL. RANGE .5 TO 9PSI (.1 TO .6 | ADEMCO, INC. (Resideo) | PA404A1033/U | 171.68 | 171.68 | Y | 171.68 | 171.68 | 171.68
RES-PA404A1033U | 175891 | 3 | 133358 | PRESSURETROL. RANGE .5 TO 9PSI (.1 TO .6 | ADEMCO, INC. (Resideo) | PA404A1033/U | 171.68 | 118.6207 | Y | 171.68 | 171.68 | 171.68
RES-PA404B1023U | 173042 | 4 | 133358 | PRESSURETROL. RANGE .5 TO 9PSI (.1 TO .6 | ADEMCO, INC. (Resideo) | PA404B1023/U | 195.88 | 126.36 | N | 195.88 | 126.36 | 195.88
RES-Q313A1055U | 10510 | 13 | 133358 | 47in LEAD THERMOPILE, WITH SPLIT NUT. | ADEMCO, INC. (Resideo) | Q313A1055/U | 63.21 | 61.3167 | Y | 63.21 | 61.3167 | 63.21
RES-Q313A1055U | 173042 | 25 | 133358 | 47in LEAD THERMOPILE, WITH SPLIT NUT. | ADEMCO, INC. (Resideo) | Q313A1055/U | 63.21 | 45.3394 | N | 63.21 | 61.3167 | 63.21
RES-Q313A1139U | 10510 | 17 | 133358 | THERMOPILE GENERATOR | ADEMCO, INC. (Resideo) | Q313A1139/U | 54.23 | 51.1603 | Y | 54.23 | 51.1603 | 54.23
RES-Q313A1139U | 175891 | 1 | 133358 | THERMOPILE GENERATOR | ADEMCO, INC. (Resideo) | Q313A1139/U | 54.23 | 27.51 | Y | 54.23 | 51.1603 | 54.23
RES-Q313A1170U | 10510 | 15 | 133358 | TRADELINE. 35 IN LEAD WITH PG9 ADAPTER. | ADEMCO, INC. (Resideo) | Q313A1170/U | 58.15 | 53.694 | Y | 58.15 | 53.694 | 58.15
RES-Q313A1170U | 173042 | 11 | 133358 | TRADELINE. 35 IN LEAD WITH PG9 ADAPTER. | ADEMCO, INC. (Resideo) | Q313A1170/U | 58.15 | 51.4871 | N | 58.15 | 53.694 | 58.15
RES-Q313A1170U | 175891 | 2 | 133358 | TRADELINE. 35 IN LEAD WITH PG9 ADAPTER. | ADEMCO, INC. (Resideo) | Q313A1170/U | 58.15 | 40.071 | Y | 58.15 | 53.694 | 58.15
RES-Q313A1188U | 10510 | 11 | 133358 | TRADELINE 35 INCH LEAD PUSH-IN CLIP, AND | ADEMCO, INC. (Resideo) | Q313A1188/U | 54.56 | 46.6516 | Y | 54.56 | 46.6516 | 54.56
RES-Q313B1005U | 173042 | 21 | 133358 | 35in THERMOPILE, WITH TERMINAL BLOCK. | ADEMCO, INC. (Resideo) | Q313B1005/U | 73.11 | 61.6646 | N | 73.11 | 61.6646 | 73.11
RES-Q314A3547U | 10510 | 7 | 133358 | STANDING PILOT BURNER. A BRACKET,.018 OR | ADEMCO, INC. (Resideo) | Q314A3547/U | 39.11 | 22.968 | Y | 39.11 | 22.968 | 39.11
RES-Q314A3547U | 175891 | 2 | 133358 | STANDING PILOT BURNER. A BRACKET,.018 OR | ADEMCO, INC. (Resideo) | Q314A3547/U | 39.11 | 16.48 | Y | 39.11 | 22.968 | 39.11
RES-Q314A4586U | 10008 | 5 | 133358 | STANDING PILOT BURNER. B BRACKET,.018 OR | ADEMCO, INC. (Resideo) | Q314A4586/U | 37.09 | 15.0517 | N | 37.09 | 36.5376 | 37.09
RES-Q314A4586U | 10510 | 25 | 133358 | STANDING PILOT BURNER. B BRACKET,.018 OR | ADEMCO, INC. (Resideo) | Q314A4586/U | 37.09 | 36.5376 | Y | 37.09 | 36.5376 | 37.09
RES-Q314A4586U | 166557 | 6 | 133358 | STANDING PILOT BURNER. B BRACKET,.018 OR | ADEMCO, INC. (Resideo) | Q314A4586/U | 37.09 | 13.36 | N | 37.09 | 36.5376 | 37.09
RES-Q314A4586U | 173042 | 18 | 133358 | STANDING PILOT BURNER. B BRACKET,.018 OR | ADEMCO, INC. (Resideo) | Q314A4586/U | 37.09 | 23.63 | N | 37.09 | 36.5376 | 37.09
RES-Q314A4586U | 175891 | 2 | 133358 | STANDING PILOT BURNER. B BRACKET,.018 OR | ADEMCO, INC. (Resideo) | Q314A4586/U | 37.09 | 23.489 | Y | 37.09 | 36.5376 | 37.09
RES-Q314A6094U | 10510 | 6 | 133358 | STANDING PILOT BURNER. B BRACKET,.018 OR | ADEMCO, INC. (Resideo) | Q314A6094/U | 37.09 | 35.41 | Y | 37.09 | 35.41 | 37.09
RES-Q314A6094U | 173042 | 7 | 133358 | STANDING PILOT BURNER. B BRACKET,.018 OR | ADEMCO, INC. (Resideo) | Q314A6094/U | 37.09 | 20.98 | N | 37.09 | 35.41 | 37.09
RES-Q314A6094U | 175891 | 3 | 133358 | STANDING PILOT BURNER. B BRACKET,.018 OR | ADEMCO, INC. (Resideo) | Q314A6094/U | 37.09 | 15.39 | Y | 37.09 | 35.41 | 37.09
RES-Q314A6102U | 10510 | 10 | 133358 | STANDING PILOT BURNER. B BRACKET,.018 OR | ADEMCO, INC. (Resideo) | Q314A6102/U | 37.27 | 30.8008 | Y | 37.27 | 30.8008 | 37.27
RES-Q314A6102U | 173042 | 13 | 133358 | STANDING PILOT BURNER. B BRACKET,.018 OR | ADEMCO, INC. (Resideo) | Q314A6102/U | 37.27 | 23.11 | N | 37.27 | 30.8008 | 37.27
RES-Q314A6102U | 175891 | 35 | 133358 | STANDING PILOT BURNER. B BRACKET,.018 OR | ADEMCO, INC. (Resideo) | Q314A6102/U | 37.27 | 28.6427 | Y | 37.27 | 30.8008 | 37.27
RES-Q314U1001U | 10510 | 10 | 133358 | UNIVERSAL STANDING PILOT BURNER FOR NATU | ADEMCO, INC. (Resideo) | Q314U1001/U | 55.38 | 41.4435 | Y | 55.38 | 41.4435 | 55.38
RES-Q314U1001U | 175891 | 1 | 133358 | UNIVERSAL STANDING PILOT BURNER FOR NATU | ADEMCO, INC. (Resideo) | Q314U1001/U | 55.38 | 30.136 | Y | 55.38 | 41.4435 | 55.38
RES-Q3200U1004U | 10008 | 19 | 133358 | UNIVERSAL HOT SURFACE IGNITOR - MINIMUM | ADEMCO, INC. (Resideo) | Q3200U1004/U | 41.24 | 20.0141 | N | 41.24 | 31.8882 | 41.24
RES-Q3200U1004U | 10510 | 28 | 133358 | UNIVERSAL HOT SURFACE IGNITOR - MINIMUM | ADEMCO, INC. (Resideo) | Q3200U1004/U | 41.24 | 31.8882 | Y | 41.24 | 31.8882 | 41.24
RES-Q3200U1004U | 175891 | 16 | 133358 | UNIVERSAL HOT SURFACE IGNITOR - MINIMUM | ADEMCO, INC. (Resideo) | Q3200U1004/U | 41.24 | 20.9464 | Y | 41.24 | 31.8882 | 41.24
RES-Q3200U2002U | 10006 | 2 | 133358 | UNIVERSAL HOT SURFACE IGNITER OVERPACK - | ADEMCO, INC. (Resideo) | Q3200U2002/U | 237.46 | 120.58 | N | 237.46 | 120.58 | 237.46
RES-Q327A1626U | 10008 | 1 | 133358 | STANDING PILOT BATWING BURNER. B BRACKET | ADEMCO, INC. (Resideo) | Q327A1626/U | 43.18 | 43.18 | Y | 43.18 | 43.18 | 43.18
RES-Q327A1626U | 10510 | 11 | 133358 | STANDING PILOT BATWING BURNER. B BRACKET | ADEMCO, INC. (Resideo) | Q327A1626/U | 43.18 | 36.0296 | Y | 43.18 | 43.18 | 43.18
RES-Q327A1626U | 173042 | 5 | 133358 | STANDING PILOT BATWING BURNER. B BRACKET | ADEMCO, INC. (Resideo) | Q327A1626/U | 43.18 | 41.607 | Y | 43.18 | 43.18 | 43.18
RES-Q3400A1024U | 10006 | 1 | 133358 | HOT SURFACE PILOT IGNITER/SENSOR ASSY FO | ADEMCO, INC. (Resideo) | Q3400A1024/U | 69.32 | 42.65 | N | 69.32 | 65.6746 | 69.32
RES-Q3400A1024U | 10008 | 1 | 133358 | HOT SURFACE PILOT IGNITER/SENSOR ASSY FO | ADEMCO, INC. (Resideo) | Q3400A1024/U | 69.32 | 42.65 | N | 69.32 | 65.6746 | 69.32
RES-Q3400A1024U | 10510 | 11 | 133358 | HOT SURFACE PILOT IGNITER/SENSOR ASSY FO | ADEMCO, INC. (Resideo) | Q3400A1024/U | 69.32 | 65.6746 | N | 69.32 | 65.6746 | 69.32
RES-Q3400A1024U | 166557 | 3 | 133358 | HOT SURFACE PILOT IGNITER/SENSOR ASSY FO | ADEMCO, INC. (Resideo) | Q3400A1024/U | 69.32 | 40.2 | N | 69.32 | 65.6746 | 69.32
RES-Q3400A1024U | 173042 | 6 | 133358 | HOT SURFACE PILOT IGNITER/SENSOR ASSY FO | ADEMCO, INC. (Resideo) | Q3400A1024/U | 69.32 | 51.82 | N | 69.32 | 65.6746 | 69.32
RES-Q3400A1024U | 175891 | 1 | 133358 | HOT SURFACE PILOT IGNITER/SENSOR ASSY FO | ADEMCO, INC. (Resideo) | Q3400A1024/U | 69.32 | 40.8271 | N | 69.32 | 65.6746 | 69.32
RES-Q340A1066U | 10510 | 37 | 133358 | UNIVERSAL THERMOCOUPLE 18 IN. LEAD. INCL | ADEMCO, INC. (Resideo) | Q340A1066/U | 8.92 | 8.2156 | Y | 8.92 | 8.2156 | 8.92
RES-Q340A1074U | 10510 | 100 | 133358 | UNIVERSAL THERMOCOUPLE 24 IN. LEAD. INCL | ADEMCO, INC. (Resideo) | Q340A1074/U | 9.29 | 8.6149 | Y | 9.29 | 11.2851 | 11.2851
RES-Q340A1074U | 175888 | 7 | 133358 | UNIVERSAL THERMOCOUPLE 24 IN. LEAD. INCL | ADEMCO, INC. (Resideo) | Q340A1074/U | 9.29 | 11.2851 | N | 9.29 | 11.2851 | 11.2851
RES-Q340A1074U | 175891 | 10 | 133358 | UNIVERSAL THERMOCOUPLE 24 IN. LEAD. INCL | ADEMCO, INC. (Resideo) | Q340A1074/U | 9.29 | 6.074 | Y | 9.29 | 11.2851 | 11.2851
RES-Q340A1082U | 10510 | 132 | 133358 | UNIVERSAL THERMOCOUPLE 30 IN. LEAD. INCL | ADEMCO, INC. (Resideo) | Q340A1082/U | 9.83 | 8.629 | Y | 9.83 | 8.629 | 9.83
RES-Q340A1082U | 175891 | 2 | 133358 | UNIVERSAL THERMOCOUPLE 30 IN. LEAD. INCL | ADEMCO, INC. (Resideo) | Q340A1082/U | 9.83 | 5.0152 | N | 9.83 | 8.629 | 9.83
RES-Q340A1090U | 10510 | 187 | 133358 | UNIVERSAL THERMOCOUPLE 36 IN. LEAD. INCL | ADEMCO, INC. (Resideo) | Q340A1090/U | 10.19 | 9.3434 | Y | 10.19 | 9.3434 | 10.19
RES-Q340A1090U | 175888 | 5 | 133358 | UNIVERSAL THERMOCOUPLE 36 IN. LEAD. INCL | ADEMCO, INC. (Resideo) | Q340A1090/U | 10.19 | 9.1276 | N | 10.19 | 9.3434 | 10.19
RES-Q340A1090U | 175891 | 15 | 133358 | UNIVERSAL THERMOCOUPLE 36 IN. LEAD. INCL | ADEMCO, INC. (Resideo) | Q340A1090/U | 10.19 | 8.4627 | Y | 10.19 | 9.3434 | 10.19
RES-Q340A1108U | 10510 | 56 | 133358 | UNIVERSAL THERMOCOUPLE 48 IN. LEAD. INCL | ADEMCO, INC. (Resideo) | Q340A1108/U | 11.27 | 8.8987 | Y | 11.27 | 9.7454 | 11.27
RES-Q340A1108U | 175888 | 16 | 133358 | UNIVERSAL THERMOCOUPLE 48 IN. LEAD. INCL | ADEMCO, INC. (Resideo) | Q340A1108/U | 11.27 | 9.7454 | Y | 11.27 | 9.7454 | 11.27
RES-Q340A1108U | 175891 | 16 | 133358 | UNIVERSAL THERMOCOUPLE 48 IN. LEAD. INCL | ADEMCO, INC. (Resideo) | Q340A1108/U | 11.27 | 7.469 | Y | 11.27 | 9.7454 | 11.27
RES-Q3451U1000U | 166561 | 1 | 133358 | UNIVERSAL INTERMITTENT PILOT BURNER WITH | ADEMCO, INC. (Resideo) | Q3451U1000/U | 75.51 | 103.99 | N | 75.51 | 103.99 | 103.99
RES-Q345A1305U | 10510 | 19 | 133358 | INTERMITTENT PILOT BURNER. B BRACKET, F | ADEMCO, INC. (Resideo) | Q345A1305/U | 39.54 | 35.8566 | Y | 39.54 | 39.54 | 39.54
RES-Q345A1305U | 173042 | 7 | 133358 | INTERMITTENT PILOT BURNER. B BRACKET, F | ADEMCO, INC. (Resideo) | Q345A1305/U | 39.54 | 39.54 | Y | 39.54 | 39.54 | 39.54
RES-Q345A1305U | 175891 | 12 | 133358 | INTERMITTENT PILOT BURNER. B BRACKET, F | ADEMCO, INC. (Resideo) | Q345A1305/U | 39.54 | 23.6328 | N | 39.54 | 39.54 | 39.54
RES-Q345A1313U | 10008 | 4 | 133358 | INTERMITTENT PILOT BURNER. B BRACKET, L | ADEMCO, INC. (Resideo) | Q345A1313/U | 41.98 | 22.4309 | N | 41.98 | 36.336 | 41.98
RES-Q345A1313U | 10510 | 28 | 133358 | INTERMITTENT PILOT BURNER. B BRACKET, L | ADEMCO, INC. (Resideo) | Q345A1313/U | 41.98 | 36.336 | Y | 41.98 | 36.336 | 41.98
RES-Q345A1313U | 173042 | 23 | 133358 | INTERMITTENT PILOT BURNER. B BRACKET, L | ADEMCO, INC. (Resideo) | Q345A1313/U | 41.98 | 29.5425 | N | 41.98 | 36.336 | 41.98
RES-Q345A1313U | 175891 | 1 | 133358 | INTERMITTENT PILOT BURNER. B BRACKET, L | ADEMCO, INC. (Resideo) | Q345A1313/U | 41.98 | 15.5096 | N | 41.98 | 36.336 | 41.98
RES-Q345A1321U | 10008 | 6 | 133358 | INTERMITTENT PILOT BURNER. B BRACKET, K | ADEMCO, INC. (Resideo) | Q345A1321/U | 49.85 | 13.54 | N | 49.85 | 45.8426 | 49.85
RES-Q345A1321U | 10510 | 26 | 133358 | INTERMITTENT PILOT BURNER. B BRACKET, K | ADEMCO, INC. (Resideo) | Q345A1321/U | 49.85 | 45.8426 | Y | 49.85 | 45.8426 | 49.85
RES-Q345A1321U | 175891 | 1 | 133358 | INTERMITTENT PILOT BURNER. B BRACKET, K | ADEMCO, INC. (Resideo) | Q345A1321/U | 49.85 | 16.28 | N | 49.85 | 45.8426 | 49.85
RES-Q345U1005U | 10510 | 14 | 133358 | UNIVERSAL INTERMITTENT PILOT BURNER FOR | ADEMCO, INC. (Resideo) | Q345U1005/U | 59.08 | 51.931 | Y | 59.08 | 51.931 | 59.08
RES-Q345U1005U | 175891 | 2 | 133358 | UNIVERSAL INTERMITTENT PILOT BURNER FOR | ADEMCO, INC. (Resideo) | Q345U1005/U | 59.08 | 36.888 | Y | 59.08 | 51.931 | 59.08
RES-Q347A1004U | 10510 | 8 | 133358 | DIRECT IGNITION IGNITOR. 2.03in LONG. ST | ADEMCO, INC. (Resideo) | Q347A1004/U | 36.02 | 30.0705 | Y | 36.02 | 30.0705 | 36.02
RES-Q347A1004U | 175891 | 1 | 133358 | DIRECT IGNITION IGNITOR. 2.03in LONG. ST | ADEMCO, INC. (Resideo) | Q347A1004/U | 36.02 | 22.797 | Y | 36.02 | 30.0705 | 36.02
RES-Q348U1009U | 10510 | 5 | 133358 | UNIVERSAL INTERMITTENT BATWING PILOT BUR | ADEMCO, INC. (Resideo) | Q348U1009/U | 60.32 | 54.007 | Y | 60.32 | 59.4113 | 60.32
RES-Q348U1009U | 166553 | 4 | 133358 | UNIVERSAL INTERMITTENT BATWING PILOT BUR | ADEMCO, INC. (Resideo) | Q348U1009/U | 60.32 | 54.007 | N | 60.32 | 59.4113 | 60.32
RES-Q348U1009U | 173042 | 1 | 133358 | UNIVERSAL INTERMITTENT BATWING PILOT BUR | ADEMCO, INC. (Resideo) | Q348U1009/U | 60.32 | 38.84 | N | 60.32 | 59.4113 | 60.32
RES-Q348U1009U | 175891 | 7 | 133358 | UNIVERSAL INTERMITTENT BATWING PILOT BUR | ADEMCO, INC. (Resideo) | Q348U1009/U | 60.32 | 59.4113 | Y | 60.32 | 59.4113 | 60.32
RES-Q354A1018U | 10510 | 4 | 133358 | DIRECT IGNITION SENSOR. 6.37 IN LONG. ST | ADEMCO, INC. (Resideo) | Q354A1018/U | 47.01 | 27.9333 | Y | 47.01 | 27.9333 | 47.01
RES-Q390A1103U | 175888 | 2 | 133358 | THERMOCOUPLE 48 IN. LEAD. INCLUDES ADAPT | ADEMCO, INC. (Resideo) | Q390A1103/U | 9.08 | 5.1797 | N | 9.08 | 5.1797 | 9.08
RES-Q633A1007U | 10510 | 1 | 133358 | PLATE MOUNTED RELAY RECEPTACAL. 8 LEADWI | ADEMCO, INC. (Resideo) | Q633A1007/U | 37.46 | 22.5 | Y | 37.46 | 22.5 | 37.46
RES-Q633A1007U | 175891 | 1 | 133358 | PLATE MOUNTED RELAY RECEPTACAL. 8 LEADWI | ADEMCO, INC. (Resideo) | Q633A1007/U | 37.46 | 12.41 | N | 37.46 | 22.5 | 37.46
RES-R4222B1082U | 10510 | 15 | 133358 | RELAY. SPDT. COIL VOLTAGE: 120V. 50/60 H | ADEMCO, INC. (Resideo) | R4222B1082/U | 20.96 | 14.846 | Y | 20.96 | 14.846 | 20.96
RES-R4222B1082U | 175891 | 2 | 133358 | RELAY. SPDT. COIL VOLTAGE: 120V. 50/60 H | ADEMCO, INC. (Resideo) | R4222B1082/U | 20.96 | 14.482 | Y | 20.96 | 14.846 | 20.96
RES-R4222D1013U | 10510 | 31 | 133358 | RELAY. DPDT. COIL VOLTAGE. 120V. 50/60 H | ADEMCO, INC. (Resideo) | R4222D1013/U | 21.73 | 19.6754 | Y | 21.73 | 19.6754 | 21.73
RES-R4222D1013U | 175890 | 1 | 133358 | RELAY. DPDT. COIL VOLTAGE. 120V. 50/60 H | ADEMCO, INC. (Resideo) | R4222D1013/U | 21.73 | 13.6852 | N | 21.73 | 19.6754 | 21.73
RES-R4222D1013U | 175891 | 4 | 133358 | RELAY. DPDT. COIL VOLTAGE. 120V. 50/60 H | ADEMCO, INC. (Resideo) | R4222D1013/U | 21.73 | 13.4252 | N | 21.73 | 19.6754 | 21.73
RES-R4222D1021U | 10510 | 9 | 133358 | RELAY. DPDT. COIL VOLTAGE: 208/240V. 50/ | ADEMCO, INC. (Resideo) | R4222D1021/U | 22.71 | 19.2539 | Y | 22.71 | 19.2539 | 22.71
RES-R4222D1021U | 166559 | 5 | 133358 | RELAY. DPDT. COIL VOLTAGE: 208/240V. 50/ | ADEMCO, INC. (Resideo) | R4222D1021/U | 22.71 | 12.47 | N | 22.71 | 19.2539 | 22.71
RES-R4222D1021U | 175890 | 2 | 133358 | RELAY. DPDT. COIL VOLTAGE: 208/240V. 50/ | ADEMCO, INC. (Resideo) | R4222D1021/U | 22.71 | 14.3755 | N | 22.71 | 19.2539 | 22.71
RES-R4222D1021U | 175891 | 5 | 133358 | RELAY. DPDT. COIL VOLTAGE: 208/240V. 50/ | ADEMCO, INC. (Resideo) | R4222D1021/U | 22.71 | 13.4923 | Y | 22.71 | 19.2539 | 22.71
RES-R4222N1002U | 10510 | 13 | 133358 | RELAY. DPDT - PILOT DUTY. COIL VOLTAGE: | ADEMCO, INC. (Resideo) | R4222N1002/U | 32.89 | 29.2513 | Y | 32.89 | 33.1 | 33.1
RES-R4222N1002U | 173042 | 2 | 133358 | RELAY. DPDT - PILOT DUTY. COIL VOLTAGE: | ADEMCO, INC. (Resideo) | R4222N1002/U | 32.89 | 33.1 | N | 32.89 | 33.1 | 33.1
RES-R7284U1004U | 10510 | 2 | 133358 | INTERRUPTED ELECTRONIC OIL PRIMARY LINE | ADEMCO, INC. (Resideo) | R7284U1004/U | 77.53 | 57.353 | Y | 77.53 | 57.353 | 77.53
RES-R8184G4009U | 10510 | 1 | 133358 | TRADELINE 120V 60HZ S-SWITCH 45 SEC. .2A | ADEMCO, INC. (Resideo) | R8184G4009/U | 108.99 | 108.99 | Y | 108.99 | 108.99 | 108.99
RES-R8222B1067U | 10510 | 27 | 133358 | RELAY. SPDT. COIL VOLTAGE: 24V. TERMINAL | ADEMCO, INC. (Resideo) | R8222B1067/U | 18.85 | 15.7648 | Y | 18.85 | 15.7648 | 18.85
RES-R8222D1014U | 10510 | 8 | 133358 | RELAY. DPDT. COIL VOLTAGE: 24V. TERMINAL | ADEMCO, INC. (Resideo) | R8222D1014/U | 20.18 | 19.4164 | Y | 20.18 | 19.704 | 20.18
RES-R8222D1014U | 175888 | 20 | 133358 | RELAY. DPDT. COIL VOLTAGE: 24V. TERMINAL | ADEMCO, INC. (Resideo) | R8222D1014/U | 20.18 | 17.7243 | Y | 20.18 | 19.704 | 20.18
RES-R8222D1014U | 175890 | 3 | 133358 | RELAY. DPDT. COIL VOLTAGE: 24V. TERMINAL | ADEMCO, INC. (Resideo) | R8222D1014/U | 20.18 | 19.704 | Y | 20.18 | 19.704 | 20.18
RES-R8222D1014U | 175891 | 13 | 133358 | RELAY. DPDT. COIL VOLTAGE: 24V. TERMINAL | ADEMCO, INC. (Resideo) | R8222D1014/U | 20.18 | 13.8321 | Y | 20.18 | 19.704 | 20.18
RES-R8222N1011U | 10510 | 15 | 133358 | RELAY. DPDT - PILOT DUTY. | ADEMCO, INC. (Resideo) | R8222N1011/U | 21.34 | 20.7395 | Y | 21.34 | 21.3271 | 21.34
RES-R8222N1011U | 175891 | 18 | 133358 | RELAY. DPDT - PILOT DUTY. | ADEMCO, INC. (Resideo) | R8222N1011/U | 21.34 | 21.3271 | Y | 21.34 | 21.3271 | 21.34
RES-R8225A1017U | 10510 | 2 | 133358 | FULLY ENCLOSED RELAY. SPDT. COIL VOLTAGE | ADEMCO, INC. (Resideo) | R8225A1017/U | 70.83 | 44.7602 | Y | 70.83 | 44.7602 | 70.83
RES-R8239A1052U | 10510 | 5 | 133358 | TRADELINE FAN CENTER 120V PRIMARY, 24V S | ADEMCO, INC. (Resideo) | R8239A1052/U | 53.61 | 53.61 | Y | 53.61 | 53.61 | 53.61
RES-R8239A1052U | 175891 | 2 | 133358 | TRADELINE FAN CENTER 120V PRIMARY, 24V S | ADEMCO, INC. (Resideo) | R8239A1052/U | 53.61 | 35.846 | Y | 53.61 | 53.61 | 53.61
RES-R8239B1043U | 10510 | 3 | 133358 | SUPER TRADELINE. DPDT RELAY WITH 2 N.O. | ADEMCO, INC. (Resideo) | R8239B1043/U | 62.54 | 62.54 | Y | 62.54 | 62.54 | 62.54
RES-R8239B1043U | 175891 | 4 | 133358 | SUPER TRADELINE. DPDT RELAY WITH 2 N.O. | ADEMCO, INC. (Resideo) | R8239B1043/U | 62.54 | 46.922 | Y | 62.54 | 62.54 | 62.54
RES-R8285B1038U | 175891 | 1 | 133358 | 120 VOLT FAN CENTER INCLUDES 40VA TRANSF | ADEMCO, INC. (Resideo) | R8285B1038/U | 59.75 | 37.1383 | N | 59.75 | 37.1383 | 59.75
RES-R841C1227U | 10510 | 1 | 133358 | ELECTRIC HEAT RELAY WITH BUILT-IN TRANSF | ADEMCO, INC. (Resideo) | R841C1227/U | 86.5 | 66.46 | Y | 86.5 | 66.46 | 86.5
RES-R841D1036U | 10510 | 1 | 133358 | ELECTRIC HEAT RELAY WITHOUT BUILT-IN TRA | ADEMCO, INC. (Resideo) | R841D1036/U | 59.34 | 45.59 | Y | 59.34 | 45.59 | 59.34
RES-R841E1068U | 10510 | 1 | 133358 | ELECTRIC HEAT RELAY WITHOUT BUILT-IN TRA | ADEMCO, INC. (Resideo) | R841E1068/U | 176.58 | 122.57 | Y | 176.58 | 122.57 | 176.58
RES-R845A1030U | 10510 | 3 | 133358 | TRADELINE. 120/50-60. DPST SWITCHING OF | ADEMCO, INC. (Resideo) | R845A1030/U | 90.61 | 63.58 | Y | 90.61 | 80.87 | 90.61
RES-R845A1030U | 173042 | 2 | 133358 | TRADELINE. 120/50-60. DPST SWITCHING OF | ADEMCO, INC. (Resideo) | R845A1030/U | 90.61 | 80.87 | N | 90.61 | 80.87 | 90.61
RES-R8845U1003U | 10008 | 1 | 133358 | TRADELINE. 120V/60HZ. SWITCHING OF TWO | ADEMCO, INC. (Resideo) | R8845U1003/U | 71.98 | 50.25 | Y | 71.98 | 65.573 | 71.98
RES-R8845U1003U | 10510 | 4 | 133358 | TRADELINE. 120V/60HZ. SWITCHING OF TWO | ADEMCO, INC. (Resideo) | R8845U1003/U | 71.98 | 65.573 | Y | 71.98 | 65.573 | 71.98
RES-R8845U1003U | 175888 | 1 | 133358 | TRADELINE. 120V/60HZ. SWITCHING OF TWO | ADEMCO, INC. (Resideo) | R8845U1003/U | 71.98 | 50.9786 | N | 71.98 | 65.573 | 71.98
RES-RA832A1066U | 10510 | 9 | 133358 | TRADELINE. 120V 50/60HZ. DPST SWITCHING | ADEMCO, INC. (Resideo) | RA832A1066/U | 91.89 | 80.7922 | Y | 91.89 | 91.89 | 91.89
RES-RA832A1066U | 173042 | 4 | 133358 | TRADELINE. 120V 50/60HZ. DPST SWITCHING | ADEMCO, INC. (Resideo) | RA832A1066/U | 91.89 | 91.89 | Y | 91.89 | 91.89 | 91.89
RES-RA832A1066U | 175891 | 1 | 133358 | TRADELINE. 120V 50/60HZ. DPST SWITCHING | ADEMCO, INC. (Resideo) | RA832A1066/U | 91.89 | 82.7443 | Y | 91.89 | 91.89 | 91.89
RES-RA89A1074U | 10510 | 4 | 133358 | TRADELINE. 120/50-60. SPST SWITCHING OF | ADEMCO, INC. (Resideo) | RA89A1074/U | 75.85 | 74.1778 | Y | 75.85 | 75.85 | 75.85
RES-RA89A1074U | 175891 | 1 | 133358 | TRADELINE. 120/50-60. SPST SWITCHING OF | ADEMCO, INC. (Resideo) | RA89A1074/U | 75.85 | 75.85 | Y | 75.85 | 75.85 | 75.85
RES-REM1000R1003U | 175888 | 7 | 133358 | ENTRY/EXIT REMOTE. REMOTELY SETS THERMOS | ADEMCO, INC. (Resideo) | REM1000R1003/U | 40.46 | 4.006 | N | 40.46 | 4.006 | 40.46
RES-RRD8U | 175888 | 3 | 133358 | RETROFIT ROUND DAMPER 8in | ADEMCO, INC. (Resideo) | RRD8/U | 144.6 | 66.98 | N | 144.6 | 66.98 | 144.6
RES-S483B1002U | 10510 | 2 | 133358 | WINTER WATCHMAN | ADEMCO, INC. (Resideo) | S483B1002/U | 37.07 | 24.38 | Y | 37.07 | 24.38 | 37.07
RES-S688A1007U | 175891 | 1 | 133358 | S688 SAIL SWITCH. N.O OR N.C.. 75 FPM - | ADEMCO, INC. (Resideo) | S688A1007/U | 65.21 | 65.21 | Y | 65.21 | 65.21 | 65.21
RES-S8610U3009U | 10008 | 3 | 133358 | CONTINUOUS RETRY WITH 100% SHUTOFF, FIEL | ADEMCO, INC. (Resideo) | S8610U3009/U | 117.01 | 116.9221 | Y | 117.01 | 117.2711 | 117.2711
RES-S8610U3009U | 10510 | 37 | 133358 | CONTINUOUS RETRY WITH 100% SHUTOFF, FIEL | ADEMCO, INC. (Resideo) | S8610U3009/U | 117.01 | 116.7762 | Y | 117.01 | 117.2711 | 117.2711
RES-S8610U3009U | 166553 | 10 | 133358 | CONTINUOUS RETRY WITH 100% SHUTOFF, FIEL | ADEMCO, INC. (Resideo) | S8610U3009/U | 117.01 | 115.4281 | Y | 117.01 | 117.2711 | 117.2711
RES-S8610U3009U | 166557 | 2 | 133358 | CONTINUOUS RETRY WITH 100% SHUTOFF, FIEL | ADEMCO, INC. (Resideo) | S8610U3009/U | 117.01 | 92.0513 | N | 117.01 | 117.2711 | 117.2711
RES-S8610U3009U | 166561 | 1 | 133358 | CONTINUOUS RETRY WITH 100% SHUTOFF, FIEL | ADEMCO, INC. (Resideo) | S8610U3009/U | 117.01 | 117.01 | N | 117.01 | 117.2711 | 117.2711
RES-S8610U3009U | 173042 | 8 | 133358 | CONTINUOUS RETRY WITH 100% SHUTOFF, FIEL | ADEMCO, INC. (Resideo) | S8610U3009/U | 117.01 | 116.9513 | Y | 117.01 | 117.2711 | 117.2711
RES-S8610U3009U | 175888 | 2 | 133358 | CONTINUOUS RETRY WITH 100% SHUTOFF, FIEL | ADEMCO, INC. (Resideo) | S8610U3009/U | 117.01 | 117.2711 | N | 117.01 | 117.2711 | 117.2711
RES-S8610U3009U | 175891 | 1 | 133358 | CONTINUOUS RETRY WITH 100% SHUTOFF, FIEL | ADEMCO, INC. (Resideo) | S8610U3009/U | 117.01 | 115.3685 | Y | 117.01 | 117.2711 | 117.2711
RES-S87B1016U | 175888 | 1 | 133358 | DIRECT SPARK TIGNITION MODULE. 11 SEC. L | ADEMCO, INC. (Resideo) | S87B1016/U | 255.6 | 161.5506 | N | 255.6 | 161.5506 | 255.6
RES-S87B1024U | 175888 | 1 | 133358 | DIRECT SPARK TIGNITION MODULE. 21 SEC. L | ADEMCO, INC. (Resideo) | S87B1024/U | 265.43 | 155.5 | N | 265.43 | 155.5 | 265.43
RES-S87C1030U | 10510 | 8 | 133358 | DIRECT SPARK TIGNITION MODULE. 21 SEC. L | ADEMCO, INC. (Resideo) | S87C1030/U | 265.41 | 229.7 | Y | 265.41 | 229.7 | 265.41
RES-S87C1030U | 175891 | 1 | 133358 | DIRECT SPARK TIGNITION MODULE. 21 SEC. L | ADEMCO, INC. (Resideo) | S87C1030/U | 265.41 | 207.48 | N | 265.41 | 229.7 | 265.41
RES-S87D1004U | 10510 | 2 | 133358 | DIRECT SPARK TIGNITION MODULE. 6 SEC. LO | ADEMCO, INC. (Resideo) | S87D1004/U | 262.82 | 234.3748 | Y | 262.82 | 234.3748 | 262.82
RES-S87D1004U | 175891 | 1 | 133358 | DIRECT SPARK TIGNITION MODULE. 6 SEC. LO | ADEMCO, INC. (Resideo) | S87D1004/U | 262.82 | 167.2877 | N | 262.82 | 234.3748 | 262.82
RES-S87D1012U | 175891 | 1 | 133358 | DIRECT SPARK TIGNITION MODULE. 11 SEC. L | ADEMCO, INC. (Resideo) | S87D1012/U | 262.82 | 172.3331 | N | 262.82 | 172.3331 | 262.82
RES-S87D1038U | 175891 | 1 | 133358 | DIRECT SPARK TIGNITION MODULE. 21 SEC. L | ADEMCO, INC. (Resideo) | S87D1038/U | 265.41 | 168.965 | N | 265.41 | 168.965 | 265.41
RES-S87K1008U | 175891 | 3 | 133358 | DIRECT SPARK TIGNITION MODULE. 4 SEC. LO | ADEMCO, INC. (Resideo) | S87K1008/U | 300.67 | 191.4159 | N | 300.67 | 191.4159 | 300.67
RES-S8910U3000U | 10008 | 2 | 133358 | UNIVERSAL HOT SURFACE IGNITION MODULE. S | ADEMCO, INC. (Resideo) | S8910U3000/U | 154.49 | 97.1088 | Y | 154.49 | 154.49 | 154.49
RES-S8910U3000U | 10510 | 12 | 133358 | UNIVERSAL HOT SURFACE IGNITION MODULE. S | ADEMCO, INC. (Resideo) | S8910U3000/U | 154.49 | 154.49 | Y | 154.49 | 154.49 | 154.49
RES-S8910U3000U | 173042 | 2 | 133358 | UNIVERSAL HOT SURFACE IGNITION MODULE. S | ADEMCO, INC. (Resideo) | S8910U3000/U | 154.49 | 101.81 | N | 154.49 | 154.49 | 154.49
RES-S8910U3000U | 175891 | 50 | 133358 | UNIVERSAL HOT SURFACE IGNITION MODULE. S | ADEMCO, INC. (Resideo) | S8910U3000/U | 154.49 | 97.0644 | Y | 154.49 | 154.49 | 154.49
RES-S89E1058U | 175891 | 1 | 133358 | DIRECT SPARK IGNIITON MODULE. 4 SECOND L | ADEMCO, INC. (Resideo) | S89E1058/U | 258.86 | 234.87 | Y | 258.86 | 234.87 | 258.86
RES-S89F1098U | 10510 | 4 | 133358 | DIRECT SPARK IGNIITON MODULE. 4 SECOND L | ADEMCO, INC. (Resideo) | S89F1098/U | 270.76 | 270.76 | Y | 270.76 | 270.76 | 270.76
RES-S89F1098U | 175891 | 2 | 133358 | DIRECT SPARK IGNIITON MODULE. 4 SECOND L | ADEMCO, INC. (Resideo) | S89F1098/U | 270.76 | 270.76 | Y | 270.76 | 270.76 | 270.76
RES-S9200U1000U | 10510 | 7 | 133358 | UNIVERSAL INTEGRATED FURNACE CONTROL FOR | ADEMCO, INC. (Resideo) | S9200U1000/U | 133.39 | 77.7457 | Y | 133.39 | 77.7457 | 133.39
RES-S9200U1000U | 175891 | 1 | 133358 | UNIVERSAL INTEGRATED FURNACE CONTROL FOR | ADEMCO, INC. (Resideo) | S9200U1000/U | 133.39 | 67.262 | Y | 133.39 | 77.7457 | 133.39
RES-SB06T1 | 173043 | 10 | 133358 | BLACK FILTER BOWL, 1 AND 11/4 | ADEMCO, INC. (Resideo) | SB06T-1 | 80.73 | 76.16 | N | 80.73 | 76.16 | 80.73
RES-ST9120U1011U | 10008 | 1 | 133358 | ELECTRONIC FAN TIMER 24VAC, 50/60HZ. ADJ | ADEMCO, INC. (Resideo) | ST9120U1011/U | 149.89 | 72.54 | N | 149.89 | 143.4928 | 149.89
RES-ST9120U1011U | 10510 | 3 | 133358 | ELECTRONIC FAN TIMER 24VAC, 50/60HZ. ADJ | ADEMCO, INC. (Resideo) | ST9120U1011/U | 149.89 | 143.4928 | Y | 149.89 | 143.4928 | 149.89
RES-ST9120U1011U | 175891 | 1 | 133358 | ELECTRONIC FAN TIMER 24VAC, 50/60HZ. ADJ | ADEMCO, INC. (Resideo) | ST9120U1011/U | 149.89 | 122.753 | Y | 149.89 | 143.4928 | 149.89
RES-SV9501M2528U | 10006 | 1 | 133358 | INTERMITTENT PILOT, STANDARD OPENING, 1/ | ADEMCO, INC. (Resideo) | SV9501M2528/U | 302.23 | 179.01 | N | 302.23 | 284.7008 | 302.23
RES-SV9501M2528U | 10008 | 1 | 133358 | INTERMITTENT PILOT, STANDARD OPENING, 1/ | ADEMCO, INC. (Resideo) | SV9501M2528/U | 302.23 | 135.85 | N | 302.23 | 284.7008 | 302.23
RES-SV9501M2528U | 10510 | 9 | 133358 | INTERMITTENT PILOT, STANDARD OPENING, 1/ | ADEMCO, INC. (Resideo) | SV9501M2528/U | 302.23 | 284.7008 | Y | 302.23 | 284.7008 | 302.23
RES-SV9501M2528U | 175891 | 7 | 133358 | INTERMITTENT PILOT, STANDARD OPENING, 1/ | ADEMCO, INC. (Resideo) | SV9501M2528/U | 302.23 | 178.0192 | Y | 302.23 | 284.7008 | 302.23
RES-SV9502H2522U | 10510 | 5 | 133358 | INTERMITTENT PILOT, SLOW OPENING, 1/2in | ADEMCO, INC. (Resideo) | SV9502H2522/U | 319.99 | 256.636 | Y | 319.99 | 256.636 | 319.99
RES-SV9502H2522U | 173042 | 1 | 133358 | INTERMITTENT PILOT, SLOW OPENING, 1/2in | ADEMCO, INC. (Resideo) | SV9502H2522/U | 319.99 | 229.07 | N | 319.99 | 256.636 | 319.99
RES-SV9502H2522U | 175891 | 2 | 133358 | INTERMITTENT PILOT, SLOW OPENING, 1/2in | ADEMCO, INC. (Resideo) | SV9502H2522/U | 319.99 | 147.433 | Y | 319.99 | 256.636 | 319.99
RES-SV9510K2539U | 173042 | 1 | 133358 | DIRECT IGNITION SMARTVALVE. SLOW OPENING | ADEMCO, INC. (Resideo) | SV9510K2539/U | 310.4 | 90 | N | 310.4 | 90 | 310.4
RES-SV9520H8513U | 173042 | 1 | 133358 | DIRECT IGNITION SMARTVALVE. FAST-SLOW OP | ADEMCO, INC. (Resideo) | SV9520H8513/U | 319.99 | 160.68 | N | 319.99 | 160.68 | 319.99
RES-SV9602P4816U | 10510 | 3 | 133358 | INTERMITTENT PILOT, STEP OPENING, 3/4in | ADEMCO, INC. (Resideo) | SV9602P4816/U | 304.64 | 246.7727 | Y | 304.64 | 246.7727 | 304.64
RES-SV9602P4832U | 173042 | 1 | 133358 | INTERMITTENT PILOT, STEP OPENING, 3/4in | ADEMCO, INC. (Resideo) | SV9602P4832/U | 292.25 | 242.63 | N | 292.25 | 242.63 | 292.25
RES-SV9641M4510U | 10510 | 8 | 133358 | INTERMITTENT PILOT WITH COMB AIR CONTROL | ADEMCO, INC. (Resideo) | SV9641M4510/U | 362.26 | 305.743 | Y | 362.26 | 305.743 | 362.26
RES-SV9641M4510U | 175891 | 1 | 133358 | INTERMITTENT PILOT WITH COMB AIR CONTROL | ADEMCO, INC. (Resideo) | SV9641M4510/U | 362.26 | 261.6719 | Y | 362.26 | 305.743 | 362.26
RES-T100B1035 | 10510 | 5 | 133358 | THREMOSTATIC RADIATOR CONTROL WITH COMBI | ADEMCO, INC. (Resideo) | T100B1035 | 73.54 | 68.6483 | Y | 73.54 | 68.6483 | 73.54
RES-T100B1035 | 175891 | 2 | 133358 | THREMOSTATIC RADIATOR CONTROL WITH COMBI | ADEMCO, INC. (Resideo) | T100B1035 | 73.54 | 68.3793 | Y | 73.54 | 68.6483 | 73.54
RES-T104A1040 | 10510 | 27 | 133358 | THERMOSTATIC RADIATOR VALVE CONTROLLER | ADEMCO, INC. (Resideo) | T104A1040 | 42.38 | 39.7493 | Y | 42.38 | 41.1929 | 42.38
RES-T104A1040 | 173042 | 2 | 133358 | THERMOSTATIC RADIATOR VALVE CONTROLLER | ADEMCO, INC. (Resideo) | T104A1040 | 42.38 | 31.58 | N | 42.38 | 41.1929 | 42.38
RES-T104A1040 | 175888 | 2 | 133358 | THERMOSTATIC RADIATOR VALVE CONTROLLER | ADEMCO, INC. (Resideo) | T104A1040 | 42.38 | 26.8079 | N | 42.38 | 41.1929 | 42.38
RES-T104A1040 | 175890 | 3 | 133358 | THERMOSTATIC RADIATOR VALVE CONTROLLER | ADEMCO, INC. (Resideo) | T104A1040 | 42.38 | 28.2596 | N | 42.38 | 41.1929 | 42.38
RES-T104A1040 | 175891 | 60 | 133358 | THERMOSTATIC RADIATOR VALVE CONTROLLER | ADEMCO, INC. (Resideo) | T104A1040 | 42.38 | 41.1929 | Y | 42.38 | 41.1929 | 42.38
RES-T104B1038 | 10510 | 13 | 133358 | THERMOSTATIC RADIATOR CONTROLER WITH COM | ADEMCO, INC. (Resideo) | T104B1038 | 103.76 | 101.7494 | Y | 103.76 | 101.7494 | 103.76
RES-T104B1038 | 175891 | 18 | 133358 | THERMOSTATIC RADIATOR CONTROLER WITH COM | ADEMCO, INC. (Resideo) | T104B1038 | 103.76 | 96.1049 | Y | 103.76 | 101.7494 | 103.76
RES-T104B1046 | 10510 | 2 | 133358 | THERMOSTAIC RADIATOR CONTROLER WITH COMB | ADEMCO, INC. (Resideo) | T104B1046 | 118.16 | 75.868 | Y | 118.16 | 108.0823 | 118.16
RES-T104B1046 | 175888 | 1 | 133358 | THERMOSTAIC RADIATOR CONTROLER WITH COMB | ADEMCO, INC. (Resideo) | T104B1046 | 118.16 | 94.5108 | N | 118.16 | 108.0823 | 118.16
RES-T104B1046 | 175891 | 2 | 133358 | THERMOSTAIC RADIATOR CONTROLER WITH COMB | ADEMCO, INC. (Resideo) | T104B1046 | 118.16 | 108.0823 | Y | 118.16 | 108.0823 | 118.16
RES-T104F1512 | 10510 | 4 | 133358 | THERMOSTAIC RADIATOR CONTROLER WITH REMO | ADEMCO, INC. (Resideo) | T104F1512 | 78.55 | 68.794 | Y | 78.55 | 68.8034 | 78.55
RES-T104F1512 | 175888 | 3 | 133358 | THERMOSTAIC RADIATOR CONTROLER WITH REMO | ADEMCO, INC. (Resideo) | T104F1512 | 78.55 | 68.8034 | Y | 78.55 | 68.8034 | 78.55
RES-T104F1512 | 175891 | 1 | 133358 | THERMOSTAIC RADIATOR CONTROLER WITH REMO | ADEMCO, INC. (Resideo) | T104F1512 | 78.55 | 51.325 | Y | 78.55 | 68.8034 | 78.55
RES-T3019DAW0NA | 10510 | 1 | 133358 | THERA-6 HEAD FOR DANFOSS TRV, UPC | ADEMCO, INC. (Resideo) | T3019DAW0NA | 29.11 | 27.47 | Y | 29.11 | 27.47 | 29.11
RES-T3019W0NA | 10510 | 16 | 133358 | THERA-6 TRV HEAD, UPC | ADEMCO, INC. (Resideo) | T3019W0NA | 21.69 | 20.46 | Y | 21.69 | 20.46 | 21.69
RES-T410A1013U | 10008 | -7 | 133358 | ELECTRIC HEAT THERMOSTAT SPST, BIMETAL S | ADEMCO, INC. (Resideo) | T410A1013/U | 15.3 | 14.3965 | Y | 15.3 | 15.3 | 15.3
RES-T410A1013U | 175891 | 5 | 133358 | ELECTRIC HEAT THERMOSTAT SPST, BIMETAL S | ADEMCO, INC. (Resideo) | T410A1013/U | 15.3 | 15.3 | Y | 15.3 | 15.3 | 15.3
RES-T498A1778U | 10510 | 9 | 133358 | ELECTRIC HEAT THERMOSTAT SPST, BIMETAL S | ADEMCO, INC. (Resideo) | T498A1778/U | 36.32 | 35.9135 | Y | 36.32 | 35.9135 | 36.32
RES-T498A1778U | 175891 | 4 | 133358 | ELECTRIC HEAT THERMOSTAT SPST, BIMETAL S | ADEMCO, INC. (Resideo) | T498A1778/U | 36.32 | 31.9432 | Y | 36.32 | 35.9135 | 36.32
RES-T498B1512U | 10510 | 6 | 133358 | ELECTRIC HEAT THERMOSTAT SPST, BIMETAL S | ADEMCO, INC. (Resideo) | T498B1512/U | 42.53 | 36.9066 | Y | 42.53 | 42.53 | 42.53
RES-T498B1512U | 175890 | 1 | 133358 | ELECTRIC HEAT THERMOSTAT SPST, BIMETAL S | ADEMCO, INC. (Resideo) | T498B1512/U | 42.53 | 42.53 | Y | 42.53 | 42.53 | 42.53
RES-T498B1512U | 175891 | 3 | 133358 | ELECTRIC HEAT THERMOSTAT SPST, BIMETAL S | ADEMCO, INC. (Resideo) | T498B1512/U | 42.53 | 33.7766 | Y | 42.53 | 42.53 | 42.53
RES-T812A1010U | 10510 | 14 | 133358 | HEAT ONLY MECHANICAL THERMOSTAT. POSITIV | ADEMCO, INC. (Resideo) | T812A1010/U | 17.09 | 13.341 | Y | 17.09 | 13.341 | 17.09
RES-T812A1010U | 175891 | 2 | 133358 | HEAT ONLY MECHANICAL THERMOSTAT. POSITIV | ADEMCO, INC. (Resideo) | T812A1010/U | 17.09 | 10.562 | Y | 17.09 | 13.341 | 17.09
RES-T822K1000U | 10510 | 14 | 133358 | VERTICAL HEAT ONLY MECHANICAL THERMOSTAT | ADEMCO, INC. (Resideo) | T822K1000/U | 35.21 | 32.0965 | Y | 35.21 | 32.0965 | 35.21
RES-T822K1018U | 10006 | 1 | 133358 | VERTICAL HEAT ONLY MECHANICAL THERMOSTAT | ADEMCO, INC. (Resideo) | T822K1018/U | 36.01 | 24.0825 | N | 36.01 | 36.01 | 36.01
RES-T822K1018U | 10008 | 7 | 133358 | VERTICAL HEAT ONLY MECHANICAL THERMOSTAT | ADEMCO, INC. (Resideo) | T822K1018/U | 36.01 | 35.3136 | Y | 36.01 | 36.01 | 36.01
RES-T822K1018U | 175891 | 1 | 133358 | VERTICAL HEAT ONLY MECHANICAL THERMOSTAT | ADEMCO, INC. (Resideo) | T822K1018/U | 36.01 | 36.01 | Y | 36.01 | 36.01 | 36.01
RES-T822K1042U | 10510 | 24 | 133358 | VERTICAL HEAT ONLY MECHANICAL THERMSOTAT | ADEMCO, INC. (Resideo) | T822K1042/U | 35.21 | 34.0547 | Y | 35.21 | 34.0547 | 35.21
RES-T822K1042U | 175891 | 4 | 133358 | VERTICAL HEAT ONLY MECHANICAL THERMSOTAT | ADEMCO, INC. (Resideo) | T822K1042/U | 35.21 | 32.9999 | Y | 35.21 | 34.0547 | 35.21
RES-T834N1002U | 10510 | 13 | 133358 | VERTICAL 1 HEAT/1 COOL MECHANICAL THERMO | ADEMCO, INC. (Resideo) | T834N1002/U | 34.57 | 26.7902 | Y | 34.57 | 34.57 | 34.57
RES-T834N1002U | 173042 | 2 | 133358 | VERTICAL 1 HEAT/1 COOL MECHANICAL THERMO | ADEMCO, INC. (Resideo) | T834N1002/U | 34.57 | 23.17 | N | 34.57 | 34.57 | 34.57
RES-T834N1002U | 175891 | 1 | 133358 | VERTICAL 1 HEAT/1 COOL MECHANICAL THERMO | ADEMCO, INC. (Resideo) | T834N1002/U | 34.57 | 34.57 | Y | 34.57 | 34.57 | 34.57
RES-T87K1007U | 10510 | 5 | 133358 | HEAT ONLY. 40 - 90F SCALEPLATE. PREMIER | ADEMCO, INC. (Resideo) | T87K1007/U | 39.05 | 36.1515 | Y | 39.05 | 36.1515 | 39.05
RES-T87K1007U | 166560 | 2 | 133358 | HEAT ONLY. 40 - 90F SCALEPLATE. PREMIER | ADEMCO, INC. (Resideo) | T87K1007/U | 39.05 | 20.21 | N | 39.05 | 36.1515 | 39.05
RES-T87K1007U | 175888 | 4 | 133358 | HEAT ONLY. 40 - 90F SCALEPLATE. PREMIER | ADEMCO, INC. (Resideo) | T87K1007/U | 39.05 | 22.923 | Y | 39.05 | 36.1515 | 39.05
RES-T87K1007U | 175890 | 5 | 133358 | HEAT ONLY. 40 - 90F SCALEPLATE. PREMIER | ADEMCO, INC. (Resideo) | T87K1007/U | 39.05 | 22.594 | N | 39.05 | 36.1515 | 39.05
RES-T87K1007U | 175891 | 4 | 133358 | HEAT ONLY. 40 - 90F SCALEPLATE. PREMIER | ADEMCO, INC. (Resideo) | T87K1007/U | 39.05 | 27.4624 | Y | 39.05 | 36.1515 | 39.05
RES-T87N1000U | 10510 | 5 | 133358 | 1 HEAT/1 COOL. 40 - 90F SCALEPLATE. PREM | ADEMCO, INC. (Resideo) | T87N1000/U | 57.14 | 50.2802 | Y | 57.14 | 50.2802 | 57.14
RES-T87N1000U | 175890 | 1 | 133358 | 1 HEAT/1 COOL. 40 - 90F SCALEPLATE. PREM | ADEMCO, INC. (Resideo) | T87N1000/U | 57.14 | 47.4337 | N | 57.14 | 50.2802 | 57.14
RES-T87N1000U | 175891 | 5 | 133358 | 1 HEAT/1 COOL. 40 - 90F SCALEPLATE. PREM | ADEMCO, INC. (Resideo) | T87N1000/U | 57.14 | 42.1481 | Y | 57.14 | 50.2802 | 57.14
RES-T87N1026U | 10510 | 11 | 133358 | EASY-TO-SEE T87N. 1 HEAT/1 COOL. 40 - 90 | ADEMCO, INC. (Resideo) | T87N1026/U | 71.52 | 56.0355 | Y | 71.52 | 56.0355 | 71.52
RES-TAZ4HU | 10008 | 3 | 133358 | 4 ZONE ADD-A-ZONE PANEL ADDS 4 ZONES | ADEMCO, INC. (Resideo) | TAZ-4H/U | 220.52 | 220.52 | Y | 220.52 | 220.52 | 220.52
RES-TB6575A1000U | 10008 | 2 | 133358 | SUITEPRO DIGITAL FAN COIL THERMOSTAT, 2 | ADEMCO, INC. (Resideo) | TB6575A1000/U | 127.66 | 120.7242 | Y | 127.66 | 127.66 | 127.66
RES-TB6575A1000U | 10510 | 12 | 133358 | SUITEPRO DIGITAL FAN COIL THERMOSTAT, 2 | ADEMCO, INC. (Resideo) | TB6575A1000/U | 127.66 | 127.5259 | Y | 127.66 | 127.66 | 127.66
RES-TB6575A1000U | 166553 | 4 | 133358 | SUITEPRO DIGITAL FAN COIL THERMOSTAT, 2 | ADEMCO, INC. (Resideo) | TB6575A1000/U | 127.66 | 127.66 | Y | 127.66 | 127.66 | 127.66
RES-TB6575A1000U | 173042 | 3 | 133358 | SUITEPRO DIGITAL FAN COIL THERMOSTAT, 2 | ADEMCO, INC. (Resideo) | TB6575A1000/U | 127.66 | 119.31 | N | 127.66 | 127.66 | 127.66
RES-TB6575A1000U | 175891 | 2 | 133358 | SUITEPRO DIGITAL FAN COIL THERMOSTAT, 2 | ADEMCO, INC. (Resideo) | TB6575A1000/U | 127.66 | 98.04 | N | 127.66 | 127.66 | 127.66
RES-TB7100A1000U | 10008 | 7 | 133358 | MULTIPRO THEMROSTAT IS MULTISPEED AND MU | ADEMCO, INC. (Resideo) | TB7100A1000/U | 114.85 | 114.85 | N | 114.85 | 114.85 | 114.85
RES-TB7100A1000U | 166553 | 10 | 133358 | MULTIPRO THEMROSTAT IS MULTISPEED AND MU | ADEMCO, INC. (Resideo) | TB7100A1000/U | 114.85 | 111.5 | N | 114.85 | 114.85 | 114.85
RES-TB7100A1000U | 166561 | 1 | 133358 | MULTIPRO THEMROSTAT IS MULTISPEED AND MU | ADEMCO, INC. (Resideo) | TB7100A1000/U | 114.85 | 99.83 | N | 114.85 | 114.85 | 114.85
RES-TB7220U1012U | 10008 | 1 | 133358 | COMMERCIALPRO. 7 DAY PROGRAMMABLE TOUCHS | ADEMCO, INC. (Resideo) | TB7220U1012/U | 230.61 | 126.17 | N | 230.61 | 126.17 | 230.61
RES-TD165U | 175888 | 2 | 133358 | TRIDICATOR, LONG PROBE | ADEMCO, INC. (Resideo) | TD-165/U | 20.85 | 14.7711 | Y | 20.85 | 14.7711 | 20.85
RES-TG510A1001U | 10008 | 6 | 133358 | SMALL CLEAR UNIVERSAL THERMOSTAT GUARD | ADEMCO, INC. (Resideo) | TG510A1001/U | 30.03 | 25.02 | Y | 30.03 | 25.02 | 30.03
RES-TG510A1001U | 10510 | 14 | 133358 | SMALL CLEAR UNIVERSAL THERMOSTAT GUARD | ADEMCO, INC. (Resideo) | TG510A1001/U | 30.03 | 23.4427 | Y | 30.03 | 25.02 | 30.03
RES-TG510A1001U | 166553 | 9 | 133358 | SMALL CLEAR UNIVERSAL THERMOSTAT GUARD | ADEMCO, INC. (Resideo) | TG510A1001/U | 30.03 | 25.02 | Y | 30.03 | 25.02 | 30.03
RES-TG510A1001U | 166559 | 1 | 133358 | SMALL CLEAR UNIVERSAL THERMOSTAT GUARD | ADEMCO, INC. (Resideo) | TG510A1001/U | 30.03 | 24.44 | N | 30.03 | 25.02 | 30.03
RES-TG510A1001U | 173042 | 7 | 133358 | SMALL CLEAR UNIVERSAL THERMOSTAT GUARD | ADEMCO, INC. (Resideo) | TG510A1001/U | 30.03 | 17.55 | N | 30.03 | 25.02 | 30.03
RES-TG510A1001U | 175888 | 6 | 133358 | SMALL CLEAR UNIVERSAL THERMOSTAT GUARD | ADEMCO, INC. (Resideo) | TG510A1001/U | 30.03 | 18.2412 | N | 30.03 | 25.02 | 30.03
RES-TG510A1001U | 175890 | 3 | 133358 | SMALL CLEAR UNIVERSAL THERMOSTAT GUARD | ADEMCO, INC. (Resideo) | TG510A1001/U | 30.03 | 19.5219 | N | 30.03 | 25.02 | 30.03
RES-TG510A1001U | 175891 | 5 | 133358 | SMALL CLEAR UNIVERSAL THERMOSTAT GUARD | ADEMCO, INC. (Resideo) | TG510A1001/U | 30.03 | 22.601 | Y | 30.03 | 25.02 | 30.03
RES-TG511A1000U | 10008 | 4 | 133358 | MEDIUM CLEAR UNIVERSAL THERMOSTAT GUARD | ADEMCO, INC. (Resideo) | TG511A1000/U | 31.21 | 26.01 | Y | 31.21 | 26.01 | 31.21
RES-TG511A1000U | 10510 | 19 | 133358 | MEDIUM CLEAR UNIVERSAL THERMOSTAT GUARD | ADEMCO, INC. (Resideo) | TG511A1000/U | 31.21 | 25.9555 | Y | 31.21 | 26.01 | 31.21
RES-TG511A1000U | 166553 | 10 | 133358 | MEDIUM CLEAR UNIVERSAL THERMOSTAT GUARD | ADEMCO, INC. (Resideo) | TG511A1000/U | 31.21 | 25.9866 | Y | 31.21 | 26.01 | 31.21
RES-TG511A1000U | 166559 | 7 | 133358 | MEDIUM CLEAR UNIVERSAL THERMOSTAT GUARD | ADEMCO, INC. (Resideo) | TG511A1000/U | 31.21 | 25.25 | Y | 31.21 | 26.01 | 31.21
RES-TG511A1000U | 166561 | 3 | 133358 | MEDIUM CLEAR UNIVERSAL THERMOSTAT GUARD | ADEMCO, INC. (Resideo) | TG511A1000/U | 31.21 | 25.25 | N | 31.21 | 26.01 | 31.21
RES-TG511A1000U | 173042 | 8 | 133358 | MEDIUM CLEAR UNIVERSAL THERMOSTAT GUARD | ADEMCO, INC. (Resideo) | TG511A1000/U | 31.21 | 25.9256 | Y | 31.21 | 26.01 | 31.21
RES-TG511A1000U | 175890 | 4 | 133358 | MEDIUM CLEAR UNIVERSAL THERMOSTAT GUARD | ADEMCO, INC. (Resideo) | TG511A1000/U | 31.21 | 20.5762 | Y | 31.21 | 26.01 | 31.21
RES-TG511A1000U | 175891 | 17 | 133358 | MEDIUM CLEAR UNIVERSAL THERMOSTAT GUARD | ADEMCO, INC. (Resideo) | TG511A1000/U | 31.21 | 25.6749 | Y | 31.21 | 26.01 | 31.21
RES-TG511D1004U | 173042 | 1 | 133358 | MEDIUM METAL UNIVERSAL THERMOSTAT GUARD | ADEMCO, INC. (Resideo) | TG511D1004/U | 74.4744 | 24.18 | N | 74.4744 | 66.92 | 74.4744
RES-TG511D1004U | 175888 | 9 | 133358 | MEDIUM METAL UNIVERSAL THERMOSTAT GUARD | ADEMCO, INC. (Resideo) | TG511D1004/U | 74.4744 | 66.92 | N | 74.4744 | 66.92 | 74.4744
RES-TG512A1009U | 10008 | 2 | 133358 | LARGE CLEAR UNIVERSAL THERMOSTAT GUARD | ADEMCO, INC. (Resideo) | TG512A1009/U | 32.36 | 26.7067 | Y | 32.36 | 26.7391 | 32.36
RES-TG512A1009U | 10510 | 15 | 133358 | LARGE CLEAR UNIVERSAL THERMOSTAT GUARD | ADEMCO, INC. (Resideo) | TG512A1009/U | 32.36 | 23.1037 | Y | 32.36 | 26.7391 | 32.36
RES-TG512A1009U | 166553 | 6 | 133358 | LARGE CLEAR UNIVERSAL THERMOSTAT GUARD | ADEMCO, INC. (Resideo) | TG512A1009/U | 32.36 | 24.6395 | Y | 32.36 | 26.7391 | 32.36
RES-TG512A1009U | 166557 | 3 | 133358 | LARGE CLEAR UNIVERSAL THERMOSTAT GUARD | ADEMCO, INC. (Resideo) | TG512A1009/U | 32.36 | 18.81 | N | 32.36 | 26.7391 | 32.36
RES-TG512A1009U | 166559 | 3 | 133358 | LARGE CLEAR UNIVERSAL THERMOSTAT GUARD | ADEMCO, INC. (Resideo) | TG512A1009/U | 32.36 | 18.791 | N | 32.36 | 26.7391 | 32.36
RES-TG512A1009U | 166561 | 2 | 133358 | LARGE CLEAR UNIVERSAL THERMOSTAT GUARD | ADEMCO, INC. (Resideo) | TG512A1009/U | 32.36 | 17.5341 | N | 32.36 | 26.7391 | 32.36
RES-TG512A1009U | 175888 | 1 | 133358 | LARGE CLEAR UNIVERSAL THERMOSTAT GUARD | ADEMCO, INC. (Resideo) | TG512A1009/U | 32.36 | 23.8712 | N | 32.36 | 26.7391 | 32.36
RES-TG512A1009U | 175890 | 4 | 133358 | LARGE CLEAR UNIVERSAL THERMOSTAT GUARD | ADEMCO, INC. (Resideo) | TG512A1009/U | 32.36 | 26.7391 | Y | 32.36 | 26.7391 | 32.36
RES-TG512A1009U | 175891 | 3 | 133358 | LARGE CLEAR UNIVERSAL THERMOSTAT GUARD | ADEMCO, INC. (Resideo) | TG512A1009/U | 32.36 | 24.3244 | Y | 32.36 | 26.7391 | 32.36
RES-TG512D1003U | 173042 | 2 | 133358 | LARGE METAL UNIVERSAL THERMOSTAT GUARD | ADEMCO, INC. (Resideo) | TG512D1003/U | 79.5912 | 28.93 | N | 79.5912 | 28.93 | 79.5912
RES-TH1100DV1000U | 10006 | 1 | 133358 | PRO 1000 VERTICAL NON-PROGRAMMABLE DIGIT | ADEMCO, INC. (Resideo) | TH1100DV1000/U | 28.93 | 19.6567 | N | 28.93 | 28.93 | 28.93
RES-TH1100DV1000U | 10008 | 2 | 133358 | PRO 1000 VERTICAL NON-PROGRAMMABLE DIGIT | ADEMCO, INC. (Resideo) | TH1100DV1000/U | 28.93 | 28.93 | Y | 28.93 | 28.93 | 28.93
RES-TH1100DV1000U | 10510 | 23 | 133358 | PRO 1000 VERTICAL NON-PROGRAMMABLE DIGIT | ADEMCO, INC. (Resideo) | TH1100DV1000/U | 28.93 | 28.9097 | Y | 28.93 | 28.93 | 28.93
RES-TH1100DV1000U | 166557 | 14 | 133358 | PRO 1000 VERTICAL NON-PROGRAMMABLE DIGIT | ADEMCO, INC. (Resideo) | TH1100DV1000/U | 28.93 | 28.93 | Y | 28.93 | 28.93 | 28.93
RES-TH1100DV1000U | 175891 | 2 | 133358 | PRO 1000 VERTICAL NON-PROGRAMMABLE DIGIT | ADEMCO, INC. (Resideo) | TH1100DV1000/U | 28.93 | 28.8876 | Y | 28.93 | 28.93 | 28.93
RES-TH1110D2009U | 10008 | 13 | 133358 | T 1 PRO - 1 HEAT 1 COOL- NON-PROGRAMMABL | ADEMCO, INC. (Resideo) | TH1110D2009/U | 39.96 | 32.8 | Y | 39.96 | 36.33 | 39.96
RES-TH1110D2009U | 10510 | 41 | 133358 | T 1 PRO - 1 HEAT 1 COOL- NON-PROGRAMMABL | ADEMCO, INC. (Resideo) | TH1110D2009/U | 39.96 | 35.7135 | Y | 39.96 | 36.33 | 39.96
RES-TH1110D2009U | 166559 | 12 | 133358 | T 1 PRO - 1 HEAT 1 COOL- NON-PROGRAMMABL | ADEMCO, INC. (Resideo) | TH1110D2009/U | 39.96 | 36.33 | Y | 39.96 | 36.33 | 39.96
RES-TH1110D2009U | 173042 | 6 | 133358 | T 1 PRO - 1 HEAT 1 COOL- NON-PROGRAMMABL | ADEMCO, INC. (Resideo) | TH1110D2009/U | 39.96 | 32.7977 | Y | 39.96 | 36.33 | 39.96
RES-TH1110D2009U | 175891 | 12 | 133358 | T 1 PRO - 1 HEAT 1 COOL- NON-PROGRAMMABL | ADEMCO, INC. (Resideo) | TH1110D2009/U | 39.96 | 33.95 | Y | 39.96 | 36.33 | 39.96
RES-TH1110DV1009U | 10008 | 3 | 133358 | PRO 1000 VERTICAL NON-PROGRAMMABLE DIGIT | ADEMCO, INC. (Resideo) | TH1110DV1009/U | 29.54 | 28.2096 | Y | 29.54 | 29.54 | 29.54
RES-TH1110DV1009U | 10510 | 22 | 133358 | PRO 1000 VERTICAL NON-PROGRAMMABLE DIGIT | ADEMCO, INC. (Resideo) | TH1110DV1009/U | 29.54 | 29.54 | Y | 29.54 | 29.54 | 29.54
RES-TH1110DV1009U | 175891 | 12 | 133358 | PRO 1000 VERTICAL NON-PROGRAMMABLE DIGIT | ADEMCO, INC. (Resideo) | TH1110DV1009/U | 29.54 | 29.54 | Y | 29.54 | 29.54 | 29.54
RES-TH1110E1000U | 10006 | 5 | 133358 | E1 PRO 1H 1C NON PROG | ADEMCO, INC. (Resideo) | TH1110E1000/U | 22.1832 | 20.29 | N | 22.1832 | 21.33 | 22.1832
RES-TH1110E1000U | 175891 | 15 | 133358 | E1 PRO 1H 1C NON PROG | ADEMCO, INC. (Resideo) | TH1110E1000/U | 22.1832 | 21.33 | Y | 22.1832 | 21.33 | 22.1832
RES-TH114A120SU | 10510 | 6 | 133358 | ELECTRIC HEAT NON-PROGRAMMABLE THERMOSTA | ADEMCO, INC. (Resideo) | TH114-A-120S/U | 78.98 | 64.4255 | Y | 78.98 | 64.4255 | 78.98
RES-TH2110DH1002U | 173042 | 6 | 133358 | PRO 2000 HORIZONTAL PROGRAMMABLE DIGITAL | ADEMCO, INC. (Resideo) | TH2110DH1002/U | 47.71 | 24.22 | N | 47.71 | 24.22 | 47.71
RES-TH2110DV1008U | 173042 | 2 | 133358 | PRO 2000 VERTICAL PROGRAMMABLE DIGITIAL | ADEMCO, INC. (Resideo) | TH2110DV1008/U | 36.14 | 24.04 | N | 36.14 | 24.04 | 36.14
RES-TH3110U2008U | 10008 | 85 | 133358 | T3 PRO - 1H 1C NON PROGRAMMABLE | ADEMCO, INC. (Resideo) | TH3110U2008/U | 25.58 | 25.5805 | Y | 25.58 | 25.5805 | 25.5805
RES-TH3210D1004U | 10008 | 3 | 133358 | T3 PRO HEAT PUMP NON PROGRAMMABLE | ADEMCO, INC. (Resideo) | TH3210D1004/U | 73.424 | 51.21 | N | 73.424 | 51.21 | 73.424
RES-TH3210U2004U | 10006 | 3 | 133358 | T3 PRO HEAT PUMP NON PROGRAMMABLE | ADEMCO, INC. (Resideo) | TH3210U2004/U | 39.46 | 35 | N | 39.46 | 44.9058 | 44.9058
RES-TH3210U2004U | 10008 | 10 | 133358 | T3 PRO HEAT PUMP NON PROGRAMMABLE | ADEMCO, INC. (Resideo) | TH3210U2004/U | 39.46 | 44.9058 | Y | 39.46 | 44.9058 | 44.9058
RES-TH401U | 166553 | 23 | 133358 | ELECTRIC HEAT TRIAC NON-PROGRAMMABLE THE | ADEMCO, INC. (Resideo) | TH401/U | 35.42 | 20.5471 | N | 35.42 | 20.5471 | 35.42
RES-TH4110U2005U | 10006 | 7 | 133358 | T 4 PRO PRO - 5-2 DAY PROGRAMMING | ADEMCO, INC. (Resideo) | TH4110U2005/U | 53.56 | 32.979 | N | 53.56 | 47.8925 | 53.56
RES-TH4110U2005U | 10008 | 18 | 133358 | T 4 PRO PRO - 5-2 DAY PROGRAMMING | ADEMCO, INC. (Resideo) | TH4110U2005/U | 53.56 | 45.5 | Y | 53.56 | 47.8925 | 53.56
RES-TH4110U2005U | 10510 | 3 | 133358 | T 4 PRO PRO - 5-2 DAY PROGRAMMING | ADEMCO, INC. (Resideo) | TH4110U2005/U | 53.56 | 47.7583 | Y | 53.56 | 47.8925 | 53.56
RES-TH4110U2005U | 166557 | 11 | 133358 | T 4 PRO PRO - 5-2 DAY PROGRAMMING | ADEMCO, INC. (Resideo) | TH4110U2005/U | 53.56 | 44.0437 | N | 53.56 | 47.8925 | 53.56
RES-TH4110U2005U | 166559 | 10 | 133358 | T 4 PRO PRO - 5-2 DAY PROGRAMMING | ADEMCO, INC. (Resideo) | TH4110U2005/U | 53.56 | 45.5 | Y | 53.56 | 47.8925 | 53.56
RES-TH4110U2005U | 173042 | 9 | 133358 | T 4 PRO PRO - 5-2 DAY PROGRAMMING | ADEMCO, INC. (Resideo) | TH4110U2005/U | 53.56 | 45.5 | Y | 53.56 | 47.8925 | 53.56
RES-TH4110U2005U | 175891 | 16 | 133358 | T 4 PRO PRO - 5-2 DAY PROGRAMMING | ADEMCO, INC. (Resideo) | TH4110U2005/U | 53.56 | 47.8925 | Y | 53.56 | 47.8925 | 53.56
RES-TH4210U2002U | 10006 | 1 | 133358 | T 4 PRO - 2 HEAT 1 COOL HP / 1 HEAT 1 CO | ADEMCO, INC. (Resideo) | TH4210U2002/U | 64.75 | 40.9567 | N | 64.75 | 54.8669 | 64.75
RES-TH4210U2002U | 10008 | 7 | 133358 | T 4 PRO - 2 HEAT 1 COOL HP / 1 HEAT 1 CO | ADEMCO, INC. (Resideo) | TH4210U2002/U | 64.75 | 54.8669 | Y | 64.75 | 54.8669 | 64.75
RES-TH5110D1022U | 10510 | 14 | 133358 | FOCUSPRO 5000 NON-PROGRAMMABLE DIGITAL T | ADEMCO, INC. (Resideo) | TH5110D1022/U | 91.6 | 66.8761 | Y | 91.6 | 67.36 | 91.6
RES-TH5110D1022U | 166553 | 15 | 133358 | FOCUSPRO 5000 NON-PROGRAMMABLE DIGITAL T | ADEMCO, INC. (Resideo) | TH5110D1022/U | 91.6 | 67.36 | Y | 91.6 | 67.36 | 91.6
RES-TH5110D1022U | 175883 | 1 | 133358 | FOCUSPRO 5000 NON-PROGRAMMABLE DIGITAL T | ADEMCO, INC. (Resideo) | TH5110D1022/U | 91.6 | 32.43 | N | 91.6 | 67.36 | 91.6
RES-TH5110D1022U | 175888 | 1 | 133358 | FOCUSPRO 5000 NON-PROGRAMMABLE DIGITAL T | ADEMCO, INC. (Resideo) | TH5110D1022/U | 91.6 | 50.7757 | N | 91.6 | 67.36 | 91.6
RES-TH5110D1022U | 175890 | 1 | 133358 | FOCUSPRO 5000 NON-PROGRAMMABLE DIGITAL T | ADEMCO, INC. (Resideo) | TH5110D1022/U | 91.6 | 65.2742 | N | 91.6 | 67.36 | 91.6
RES-TH5110D1022U | 175891 | 11 | 133358 | FOCUSPRO 5000 NON-PROGRAMMABLE DIGITAL T | ADEMCO, INC. (Resideo) | TH5110D1022/U | 91.6 | 58.398 | Y | 91.6 | 67.36 | 91.6
RES-TH5220D1029U | 10008 | 8 | 133358 | FOCUSPRO 5000 NON-PROGRAMMABLE DIGITAL T | ADEMCO, INC. (Resideo) | TH5220D1029/U | 126.97 | 92.5186 | Y | 126.97 | 96.19 | 126.97
RES-TH5220D1029U | 10510 | 21 | 133358 | FOCUSPRO 5000 NON-PROGRAMMABLE DIGITAL T | ADEMCO, INC. (Resideo) | TH5220D1029/U | 126.97 | 95.8366 | Y | 126.97 | 96.19 | 126.97
RES-TH5220D1029U | 175890 | 13 | 133358 | FOCUSPRO 5000 NON-PROGRAMMABLE DIGITAL T | ADEMCO, INC. (Resideo) | TH5220D1029/U | 126.97 | 92.9488 | Y | 126.97 | 96.19 | 126.97
RES-TH5220D1029U | 175891 | 10 | 133358 | FOCUSPRO 5000 NON-PROGRAMMABLE DIGITAL T | ADEMCO, INC. (Resideo) | TH5220D1029/U | 126.97 | 96.19 | Y | 126.97 | 96.19 | 126.97
RES-TH6110D1021U | 10510 | 22 | 133358 | FOCUSPRO 6000 5-1-1 PROGRAMMABLE DIGITAL | ADEMCO, INC. (Resideo) | TH6110D1021/U | 127.95 | 85.2655 | Y | 127.95 | 95.9653 | 127.95
RES-TH6110D1021U | 173042 | 1 | 133358 | FOCUSPRO 6000 5-1-1 PROGRAMMABLE DIGITAL | ADEMCO, INC. (Resideo) | TH6110D1021/U | 127.95 | 75.0616 | N | 127.95 | 95.9653 | 127.95
RES-TH6110D1021U | 175891 | 15 | 133358 | FOCUSPRO 6000 5-1-1 PROGRAMMABLE DIGITAL | ADEMCO, INC. (Resideo) | TH6110D1021/U | 127.95 | 95.9653 | Y | 127.95 | 95.9653 | 127.95
RES-TH6210U2001U | 10008 | 6 | 133358 | T 6 PRO-1HEAT/1COOL/HEAT PMP | ADEMCO, INC. (Resideo) | TH6210U2001/U | 64.92 | 64.92 | Y | 64.92 | 64.92 | 64.92
RES-TH6210U2001U | 166553 | 16 | 133358 | T 6 PRO-1HEAT/1COOL/HEAT PMP | ADEMCO, INC. (Resideo) | TH6210U2001/U | 64.92 | 64.92 | Y | 64.92 | 64.92 | 64.92
RES-TH6210U2001U | 166559 | 12 | 133358 | T 6 PRO-1HEAT/1COOL/HEAT PMP | ADEMCO, INC. (Resideo) | TH6210U2001/U | 64.92 | 64.9046 | Y | 64.92 | 64.92 | 64.92
RES-TH6210U2001U | 166561 | 5 | 133358 | T 6 PRO-1HEAT/1COOL/HEAT PMP | ADEMCO, INC. (Resideo) | TH6210U2001/U | 64.92 | 64.7277 | Y | 64.92 | 64.92 | 64.92
RES-TH6210U2001U | 173042 | 4 | 133358 | T 6 PRO-1HEAT/1COOL/HEAT PMP | ADEMCO, INC. (Resideo) | TH6210U2001/U | 64.92 | 56.6543 | N | 64.92 | 64.92 | 64.92
RES-TH6210U2001U | 175891 | 12 | 133358 | T 6 PRO-1HEAT/1COOL/HEAT PMP | ADEMCO, INC. (Resideo) | TH6210U2001/U | 64.92 | 64.92 | Y | 64.92 | 64.92 | 64.92
RES-TH6220D1028U | 10510 | 27 | 133358 | FOCUSPRO 6000 5-1-1 PROGRAMMABLE DIGITAL | ADEMCO, INC. (Resideo) | TH6220D1028/U | 157.5 | 117.1827 | Y | 157.5 | 117.1827 | 157.5
RES-TH6220D1028U | 175888 | 6 | 133358 | FOCUSPRO 6000 5-1-1 PROGRAMMABLE DIGITAL | ADEMCO, INC. (Resideo) | TH6220D1028/U | 157.5 | 107.679 | N | 157.5 | 117.1827 | 157.5
RES-TH6220D1028U | 175890 | 2 | 133358 | FOCUSPRO 6000 5-1-1 PROGRAMMABLE DIGITAL | ADEMCO, INC. (Resideo) | TH6220D1028/U | 157.5 | 97.7988 | N | 157.5 | 117.1827 | 157.5
RES-TH6220U2000U | 10006 | 9 | 133358 | T6 PRO THERMOSTAT-2 HEAT/2 COOL/HEAT PMP | ADEMCO, INC. (Resideo) | TH6220U2000/U | 87.64 | 88.4085 | N | 87.64 | 88.4085 | 88.4085
RES-TH6220U2000U | 10008 | 15 | 133358 | T6 PRO THERMOSTAT-2 HEAT/2 COOL/HEAT PMP | ADEMCO, INC. (Resideo) | TH6220U2000/U | 87.64 | 87.5626 | Y | 87.64 | 88.4085 | 88.4085
RES-TH6220U2000U | 10510 | 25 | 133358 | T6 PRO THERMOSTAT-2 HEAT/2 COOL/HEAT PMP | ADEMCO, INC. (Resideo) | TH6220U2000/U | 87.64 | 87.6298 | Y | 87.64 | 88.4085 | 88.4085
RES-TH6220U2000U | 166557 | 13 | 133358 | T6 PRO THERMOSTAT-2 HEAT/2 COOL/HEAT PMP | ADEMCO, INC. (Resideo) | TH6220U2000/U | 87.64 | 87.64 | Y | 87.64 | 88.4085 | 88.4085
RES-TH6220U2000U | 166559 | 14 | 133358 | T6 PRO THERMOSTAT-2 HEAT/2 COOL/HEAT PMP | ADEMCO, INC. (Resideo) | TH6220U2000/U | 87.64 | 87.6373 | Y | 87.64 | 88.4085 | 88.4085
RES-TH6220U2000U | 166561 | 3 | 133358 | T6 PRO THERMOSTAT-2 HEAT/2 COOL/HEAT PMP | ADEMCO, INC. (Resideo) | TH6220U2000/U | 87.64 | 87.64 | Y | 87.64 | 88.4085 | 88.4085
RES-TH6220U2000U | 175890 | 1 | 133358 | T6 PRO THERMOSTAT-2 HEAT/2 COOL/HEAT PMP | ADEMCO, INC. (Resideo) | TH6220U2000/U | 87.64 | 64.9776 | N | 87.64 | 88.4085 | 88.4085
RES-TH6220U2000U | 175891 | 13 | 133358 | T6 PRO THERMOSTAT-2 HEAT/2 COOL/HEAT PMP | ADEMCO, INC. (Resideo) | TH6220U2000/U | 87.64 | 87.3592 | Y | 87.64 | 88.4085 | 88.4085
RES-TH6220WF2006U | 10006 | 1 | 133358 | UP TO 2H/1C HEAT PUMP - 2H/2C CONVENTION | ADEMCO, INC. (Resideo) | TH6220WF2006/U | 121.14 | 79.18 | N | 121.14 | 125.52 | 125.52
RES-TH6220WF2006U | 10008 | 3 | 133358 | UP TO 2H/1C HEAT PUMP - 2H/2C CONVENTION | ADEMCO, INC. (Resideo) | TH6220WF2006/U | 121.14 | 117.62 | Y | 121.14 | 125.52 | 125.52
RES-TH6220WF2006U | 166553 | 15 | 133358 | UP TO 2H/1C HEAT PUMP - 2H/2C CONVENTION | ADEMCO, INC. (Resideo) | TH6220WF2006/U | 121.14 | 121.14 | Y | 121.14 | 125.52 | 125.52
RES-TH6220WF2006U | 166557 | 7 | 133358 | UP TO 2H/1C HEAT PUMP - 2H/2C CONVENTION | ADEMCO, INC. (Resideo) | TH6220WF2006/U | 121.14 | 116.626 | N | 121.14 | 125.52 | 125.52
RES-TH6220WF2006U | 166559 | 2 | 133358 | UP TO 2H/1C HEAT PUMP - 2H/2C CONVENTION | ADEMCO, INC. (Resideo) | TH6220WF2006/U | 121.14 | 109.5798 | Y | 121.14 | 125.52 | 125.52
RES-TH6220WF2006U | 175891 | 11 | 133358 | UP TO 2H/1C HEAT PUMP - 2H/2C CONVENTION | ADEMCO, INC. (Resideo) | TH6220WF2006/U | 121.14 | 125.52 | N | 121.14 | 125.52 | 125.52
RES-TH6320R1004U | 166559 | 1 | 133358 | WIRELESS FOCUSPRO 6000 5-1-1 PROGRAMMABL | ADEMCO, INC. (Resideo) | TH6320R1004/U | 160.66 | 155.23 | N | 160.66 | 155.23 | 160.66
RES-TH6320R1004U | 166561 | 4 | 133358 | WIRELESS FOCUSPRO 6000 5-1-1 PROGRAMMABL | ADEMCO, INC. (Resideo) | TH6320R1004/U | 160.66 | 132.2367 | N | 160.66 | 155.23 | 160.66
RES-TH6320R1004U | 173042 | 1 | 133358 | WIRELESS FOCUSPRO 6000 5-1-1 PROGRAMMABL | ADEMCO, INC. (Resideo) | TH6320R1004/U | 160.66 | 99.33 | N | 160.66 | 155.23 | 160.66
RES-TH6320U2008U | 10006 | 4 | 133358 | T6 PRO THERMOSTAT-3HEAT/2COOL/HEAT PMP | ADEMCO, INC. (Resideo) | TH6320U2008/U | 99.01 | 69.27 | N | 99.01 | 99.01 | 99.01
RES-TH6320U2008U | 10008 | 6 | 133358 | T6 PRO THERMOSTAT-3HEAT/2COOL/HEAT PMP | ADEMCO, INC. (Resideo) | TH6320U2008/U | 99.01 | 95.2 | Y | 99.01 | 99.01 | 99.01
RES-TH6320U2008U | 166553 | 10 | 133358 | T6 PRO THERMOSTAT-3HEAT/2COOL/HEAT PMP | ADEMCO, INC. (Resideo) | TH6320U2008/U | 99.01 | 98.7169 | Y | 99.01 | 99.01 | 99.01
RES-TH6320U2008U | 166559 | 14 | 133358 | T6 PRO THERMOSTAT-3HEAT/2COOL/HEAT PMP | ADEMCO, INC. (Resideo) | TH6320U2008/U | 99.01 | 98.8732 | Y | 99.01 | 99.01 | 99.01
RES-TH6320U2008U | 175891 | 24 | 133358 | T6 PRO THERMOSTAT-3HEAT/2COOL/HEAT PMP | ADEMCO, INC. (Resideo) | TH6320U2008/U | 99.01 | 99.01 | Y | 99.01 | 99.01 | 99.01
RES-TH6320WF2003U | 10006 | 1 | 133358 | Up to 3H/2C Heat Pump – 2H/2C Convention | ADEMCO, INC. (Resideo) | TH6320WF2003/U | 163.09 | 103 | N | 163.09 | 161.5141 | 163.09
RES-TH6320WF2003U | 10510 | 7 | 133358 | Up to 3H/2C Heat Pump – 2H/2C Convention | ADEMCO, INC. (Resideo) | TH6320WF2003/U | 163.09 | 156.3884 | Y | 163.09 | 161.5141 | 163.09
RES-TH6320WF2003U | 166559 | 11 | 133358 | Up to 3H/2C Heat Pump – 2H/2C Convention | ADEMCO, INC. (Resideo) | TH6320WF2003/U | 163.09 | 161.5141 | Y | 163.09 | 161.5141 | 163.09
RES-TH6320WF2003U | 175891 | 1 | 133358 | Up to 3H/2C Heat Pump – 2H/2C Convention | ADEMCO, INC. (Resideo) | TH6320WF2003/U | 163.09 | 156.3884 | Y | 163.09 | 161.5141 | 163.09
RES-TH8110R1008U | 10006 | 1 | 133358 | VISIONPRO 8000 WITH REDLINK TECHNOLOGY. | ADEMCO, INC. (Resideo) | TH8110R1008/U | 175.17 | 119.9352 | N | 175.17 | 174.7777 | 175.17
RES-TH8110R1008U | 10008 | 12 | 133358 | VISIONPRO 8000 WITH REDLINK TECHNOLOGY. | ADEMCO, INC. (Resideo) | TH8110R1008/U | 175.17 | 173.4141 | Y | 175.17 | 174.7777 | 175.17
RES-TH8110R1008U | 10510 | 34 | 133358 | VISIONPRO 8000 WITH REDLINK TECHNOLOGY. | ADEMCO, INC. (Resideo) | TH8110R1008/U | 175.17 | 170.8802 | Y | 175.17 | 174.7777 | 175.17
RES-TH8110R1008U | 166559 | 13 | 133358 | VISIONPRO 8000 WITH REDLINK TECHNOLOGY. | ADEMCO, INC. (Resideo) | TH8110R1008/U | 175.17 | 174.7777 | Y | 175.17 | 174.7777 | 175.17
RES-TH8110R1008U | 173042 | 3 | 133358 | VISIONPRO 8000 WITH REDLINK TECHNOLOGY. | ADEMCO, INC. (Resideo) | TH8110R1008/U | 175.17 | 170.07 | Y | 175.17 | 174.7777 | 175.17
RES-TH8110R1008U | 175888 | 13 | 133358 | VISIONPRO 8000 WITH REDLINK TECHNOLOGY. | ADEMCO, INC. (Resideo) | TH8110R1008/U | 175.17 | 153.6434 | Y | 175.17 | 174.7777 | 175.17
RES-TH8110R1008U | 175890 | 2 | 133358 | VISIONPRO 8000 WITH REDLINK TECHNOLOGY. | ADEMCO, INC. (Resideo) | TH8110R1008/U | 175.17 | 170.07 | Y | 175.17 | 174.7777 | 175.17
RES-TH8110R1008U | 175891 | 21 | 133358 | VISIONPRO 8000 WITH REDLINK TECHNOLOGY. | ADEMCO, INC. (Resideo) | TH8110R1008/U | 175.17 | 167.4416 | Y | 175.17 | 174.7777 | 175.17
RES-TH8320R1003U | 10008 | 8 | 133358 | VISIONPRO 8000 WITH REDLINK TECHNOLOGY. | ADEMCO, INC. (Resideo) | TH8320R1003/U | 194.64 | 192.8044 | Y | 194.64 | 194.58 | 194.64
RES-TH8320R1003U | 10510 | 23 | 133358 | VISIONPRO 8000 WITH REDLINK TECHNOLOGY. | ADEMCO, INC. (Resideo) | TH8320R1003/U | 194.64 | 194.1777 | Y | 194.64 | 194.58 | 194.64
RES-TH8320R1003U | 166553 | 1 | 133358 | VISIONPRO 8000 WITH REDLINK TECHNOLOGY. | ADEMCO, INC. (Resideo) | TH8320R1003/U | 194.64 | 188.96 | N | 194.64 | 194.58 | 194.64
RES-TH8320R1003U | 166557 | 1 | 133358 | VISIONPRO 8000 WITH REDLINK TECHNOLOGY. | ADEMCO, INC. (Resideo) | TH8320R1003/U | 194.64 | 188.96 | Y | 194.64 | 194.58 | 194.64
RES-TH8320R1003U | 166559 | 12 | 133358 | VISIONPRO 8000 WITH REDLINK TECHNOLOGY. | ADEMCO, INC. (Resideo) | TH8320R1003/U | 194.64 | 194.4035 | Y | 194.64 | 194.58 | 194.64
RES-TH8320R1003U | 166561 | 8 | 133358 | VISIONPRO 8000 WITH REDLINK TECHNOLOGY. | ADEMCO, INC. (Resideo) | TH8320R1003/U | 194.64 | 192.9848 | Y | 194.64 | 194.58 | 194.64
RES-TH8320R1003U | 173042 | 12 | 133358 | VISIONPRO 8000 WITH REDLINK TECHNOLOGY. | ADEMCO, INC. (Resideo) | TH8320R1003/U | 194.64 | 194.58 | Y | 194.64 | 194.58 | 194.64
RES-TH8320R1003U | 175888 | 11 | 133358 | VISIONPRO 8000 WITH REDLINK TECHNOLOGY. | ADEMCO, INC. (Resideo) | TH8320R1003/U | 194.64 | 192.5325 | Y | 194.64 | 194.58 | 194.64
RES-TH8320R1003U | 175890 | 5 | 133358 | VISIONPRO 8000 WITH REDLINK TECHNOLOGY. | ADEMCO, INC. (Resideo) | TH8320R1003/U | 194.64 | 193.7292 | Y | 194.64 | 194.58 | 194.64
RES-TH8320R1003U | 175891 | 10 | 133358 | VISIONPRO 8000 WITH REDLINK TECHNOLOGY. | ADEMCO, INC. (Resideo) | TH8320R1003/U | 194.64 | 189.6931 | Y | 194.64 | 194.58 | 194.64
RES-TH8321R1001U | 10510 | 11 | 133358 | VISIONPRO 8000 WITH REDLINK TECHNOLOGY. | ADEMCO, INC. (Resideo) | TH8321R1001/U | 214.28 | 210.9278 | Y | 214.28 | 214.28 | 214.28
RES-TH8321R1001U | 166557 | 8 | 133358 | VISIONPRO 8000 WITH REDLINK TECHNOLOGY. | ADEMCO, INC. (Resideo) | TH8321R1001/U | 214.28 | 208.04 | Y | 214.28 | 214.28 | 214.28
RES-TH8321R1001U | 166561 | 11 | 133358 | VISIONPRO 8000 WITH REDLINK TECHNOLOGY. | ADEMCO, INC. (Resideo) | TH8321R1001/U | 214.28 | 214.28 | Y | 214.28 | 214.28 | 214.28
RES-TH8321R1001U | 175888 | 22 | 133358 | VISIONPRO 8000 WITH REDLINK TECHNOLOGY. | ADEMCO, INC. (Resideo) | TH8321R1001/U | 214.28 | 204.3921 | Y | 214.28 | 214.28 | 214.28
RES-TH8321R1001U | 175890 | 4 | 133358 | VISIONPRO 8000 WITH REDLINK TECHNOLOGY. | ADEMCO, INC. (Resideo) | TH8321R1001/U | 214.28 | 208.04 | Y | 214.28 | 214.28 | 214.28
RES-TH8321R1001U | 175891 | 16 | 133358 | VISIONPRO 8000 WITH REDLINK TECHNOLOGY. | ADEMCO, INC. (Resideo) | TH8321R1001/U | 214.28 | 214.28 | Y | 214.28 | 214.28 | 214.28
RES-TH8321WF1001U | 10510 | 27 | 133358 | ALL NEW VISIONPRO WI-FI THERMOSTAT | ADEMCO, INC. (Resideo) | TH8321WF1001/U | 198.26 | 197.0482 | Y | 198.26 | 198.26 | 198.26
RES-TH8321WF1001U | 166553 | 12 | 133358 | ALL NEW VISIONPRO WI-FI THERMOSTAT | ADEMCO, INC. (Resideo) | TH8321WF1001/U | 198.26 | 198.26 | Y | 198.26 | 198.26 | 198.26
RES-TH8321WF1001U | 166557 | 6 | 133358 | ALL NEW VISIONPRO WI-FI THERMOSTAT | ADEMCO, INC. (Resideo) | TH8321WF1001/U | 198.26 | 191.346 | Y | 198.26 | 198.26 | 198.26
RES-TH8321WF1001U | 166559 | 13 | 133358 | ALL NEW VISIONPRO WI-FI THERMOSTAT | ADEMCO, INC. (Resideo) | TH8321WF1001/U | 198.26 | 198.22 | Y | 198.26 | 198.26 | 198.26
RES-TH8321WF1001U | 166561 | 5 | 133358 | ALL NEW VISIONPRO WI-FI THERMOSTAT | ADEMCO, INC. (Resideo) | TH8321WF1001/U | 198.26 | 197.7404 | Y | 198.26 | 198.26 | 198.26
RES-TH8321WF1001U | 175890 | 6 | 133358 | ALL NEW VISIONPRO WI-FI THERMOSTAT | ADEMCO, INC. (Resideo) | TH8321WF1001/U | 198.26 | 198.26 | Y | 198.26 | 198.26 | 198.26
RES-TH8321WF1001U | 175891 | 4 | 133358 | ALL NEW VISIONPRO WI-FI THERMOSTAT | ADEMCO, INC. (Resideo) | TH8321WF1001/U | 198.26 | 197.3339 | Y | 198.26 | 198.26 | 198.26
RES-TH9320WF5003U | 10008 | 11 | 133358 | WI-FI 9000. 7 DAY PROGRAMMABLE COLOR TOU | ADEMCO, INC. (Resideo) | TH9320WF5003/U | 191.52 | 193.8379 | Y | 191.52 | 201.6 | 201.6
RES-TH9320WF5003U | 175888 | 2 | 133358 | WI-FI 9000. 7 DAY PROGRAMMABLE COLOR TOU | ADEMCO, INC. (Resideo) | TH9320WF5003/U | 191.52 | 201.6 | N | 191.52 | 201.6 | 201.6
RES-TH9320WF5003U | 175890 | 2 | 133358 | WI-FI 9000. 7 DAY PROGRAMMABLE COLOR TOU | ADEMCO, INC. (Resideo) | TH9320WF5003/U | 191.52 | 201.6 | N | 191.52 | 201.6 | 201.6
RES-TH9320WF5003U | 175891 | 11 | 133358 | WI-FI 9000. 7 DAY PROGRAMMABLE COLOR TOU | ADEMCO, INC. (Resideo) | TH9320WF5003/U | 191.52 | 192.7681 | Y | 191.52 | 201.6 | 201.6
RES-THM04R3000U | 10008 | 3 | 133358 | EQUIPMENT INTERFACE MODULE 3.0 | ADEMCO, INC. (Resideo) | THM04R3000/U | 128 | 128 | N | 128 | 128 | 128
RES-THM4000R1000U | 10008 | 3 | 133358 | WIRELESS ADAPTER | ADEMCO, INC. (Resideo) | THM4000R1000/U | 63.91 | 55.142 | Y | 63.91 | 63.91 | 63.91
RES-THM4000R1000U | 10510 | 7 | 133358 | WIRELESS ADAPTER | ADEMCO, INC. (Resideo) | THM4000R1000/U | 63.91 | 46.2903 | Y | 63.91 | 63.91 | 63.91
RES-THM4000R1000U | 173042 | 8 | 133358 | WIRELESS ADAPTER | ADEMCO, INC. (Resideo) | THM4000R1000/U | 63.91 | 40.11 | N | 63.91 | 63.91 | 63.91
RES-THM4000R1000U | 175888 | 15 | 133358 | WIRELESS ADAPTER | ADEMCO, INC. (Resideo) | THM4000R1000/U | 63.91 | 38.4496 | N | 63.91 | 63.91 | 63.91
RES-THM4000R1000U | 175891 | 1 | 133358 | WIRELESS ADAPTER | ADEMCO, INC. (Resideo) | THM4000R1000/U | 63.91 | 63.91 | Y | 63.91 | 63.91 | 63.91
RES-THM5421R1021U | 10008 | 3 | 133358 | EQUIPMENT INTERFACE MODULE CONTROLS UP T | ADEMCO, INC. (Resideo) | THM5421R1021/U | 77.37 | 77.0935 | Y | 77.37 | 77.37 | 77.37
RES-THM5421R1021U | 10510 | 18 | 133358 | EQUIPMENT INTERFACE MODULE CONTROLS UP T | ADEMCO, INC. (Resideo) | THM5421R1021/U | 77.37 | 68.771 | Y | 77.37 | 77.37 | 77.37
RES-THM5421R1021U | 173042 | 9 | 133358 | EQUIPMENT INTERFACE MODULE CONTROLS UP T | ADEMCO, INC. (Resideo) | THM5421R1021/U | 77.37 | 63.8 | N | 77.37 | 77.37 | 77.37
RES-THM5421R1021U | 175888 | 1 | 133358 | EQUIPMENT INTERFACE MODULE CONTROLS UP T | ADEMCO, INC. (Resideo) | THM5421R1021/U | 77.37 | 71.4825 | N | 77.37 | 77.37 | 77.37
RES-THM5421R1021U | 175891 | 1 | 133358 | EQUIPMENT INTERFACE MODULE CONTROLS UP T | ADEMCO, INC. (Resideo) | THM5421R1021/U | 77.37 | 77.37 | Y | 77.37 | 77.37 | 77.37
RES-THM6000R7001U | 10006 | 1 | 133358 | REDLINK TO INTERNET GATEWAY AND ETHERNET | ADEMCO, INC. (Resideo) | THM6000R7001/U | 74.75 | 50.39 | N | 74.75 | 74.75 | 74.75
RES-THM6000R7001U | 10008 | 2 | 133358 | REDLINK TO INTERNET GATEWAY AND ETHERNET | ADEMCO, INC. (Resideo) | THM6000R7001/U | 74.75 | 74.75 | Y | 74.75 | 74.75 | 74.75
RES-THM6000R7001U | 10510 | 7 | 133358 | REDLINK TO INTERNET GATEWAY AND ETHERNET | ADEMCO, INC. (Resideo) | THM6000R7001/U | 74.75 | 74.75 | Y | 74.75 | 74.75 | 74.75
RES-THM6000R7001U | 166559 | 0 | 133358 | REDLINK TO INTERNET GATEWAY AND ETHERNET | ADEMCO, INC. (Resideo) | THM6000R7001/U | 74.75 | 74.75 | N | 74.75 | 74.75 | 74.75
RES-THM6000R7001U | 166561 | 3 | 133358 | REDLINK TO INTERNET GATEWAY AND ETHERNET | ADEMCO, INC. (Resideo) | THM6000R7001/U | 74.75 | 72.58 | N | 74.75 | 74.75 | 74.75
RES-THM6000R7001U | 173042 | 9 | 133358 | REDLINK TO INTERNET GATEWAY AND ETHERNET | ADEMCO, INC. (Resideo) | THM6000R7001/U | 74.75 | 56.3767 | N | 74.75 | 74.75 | 74.75
RES-THM6000R7001U | 175888 | 1 | 133358 | REDLINK TO INTERNET GATEWAY AND ETHERNET | ADEMCO, INC. (Resideo) | THM6000R7001/U | 74.75 | 67.6399 | N | 74.75 | 74.75 | 74.75
RES-THM6000R7001U | 175890 | 1 | 133358 | REDLINK TO INTERNET GATEWAY AND ETHERNET | ADEMCO, INC. (Resideo) | THM6000R7001/U | 74.75 | 60.2351 | Y | 74.75 | 74.75 | 74.75
RES-THM6000R7001U | 175891 | 1 | 133358 | REDLINK TO INTERNET GATEWAY AND ETHERNET | ADEMCO, INC. (Resideo) | THM6000R7001/U | 74.75 | 30.414 | N | 74.75 | 74.75 | 74.75
RES-THP2400A1027WU | 10006 | 2 | 133358 | THE REDESIGNED PRESTIGE IAQ WALL COVER P | ADEMCO, INC. (Resideo) | THP2400A1027W/U | 13.6 | 9.1469 | N | 13.6 | 12.8442 | 13.6
RES-THP2400A1027WU | 10008 | 11 | 133358 | THE REDESIGNED PRESTIGE IAQ WALL COVER P | ADEMCO, INC. (Resideo) | THP2400A1027W/U | 13.6 | 12.8442 | Y | 13.6 | 12.8442 | 13.6
RES-THP2400A1027WU | 10510 | 6 | 133358 | THE REDESIGNED PRESTIGE IAQ WALL COVER P | ADEMCO, INC. (Resideo) | THP2400A1027W/U | 13.6 | 12.743 | Y | 13.6 | 12.8442 | 13.6
RES-THP9045A1023U | 10510 | 12 | 133358 | SAVE-A-WIRE MODULE - ADDS A COMMON WIRE | ADEMCO, INC. (Resideo) | THP9045A1023/U | 15.48 | 14.2243 | Y | 15.48 | 14.2243 | 15.48
RES-THP9045A1023U | 166553 | 20 | 133358 | SAVE-A-WIRE MODULE - ADDS A COMMON WIRE | ADEMCO, INC. (Resideo) | THP9045A1023/U | 15.48 | 9.83 | N | 15.48 | 14.2243 | 15.48
RES-THP9045A1098U | 10510 | 1 | 133358 | WIRE SAVER MODULE | ADEMCO, INC. (Resideo) | THP9045A1098/U | 29.6504 | 26.775 | Y | 29.6504 | 26.775 | 29.6504
RES-THP9045A1098U | 175891 | 1 | 133358 | WIRE SAVER MODULE | ADEMCO, INC. (Resideo) | THP9045A1098/U | 29.6504 | 19.02 | N | 29.6504 | 26.775 | 29.6504
RES-THX321WF3003WU | 175891 | 3 | 133358 | T10+ WT WIFI THERMOSTAT W/O REMOTE | ADEMCO, INC. (Resideo) | THX321WF3003W/U | 192.34 | 192.34 | N | 192.34 | 192.34 | 192.34
RES-THX321WFS2001WU | 10006 | 2 | 133358 | T10 TRADE THERMOSTAT AND SENSOR- WHITE, | ADEMCO, INC. (Resideo) | THX321WFS2001W/U | 217.5158 | 163.635 | N | 217.5158 | 217.5158 | 217.5158
RES-THX321WFS2001WU | 10008 | 1 | 133358 | T10 TRADE THERMOSTAT AND SENSOR- WHITE, | ADEMCO, INC. (Resideo) | THX321WFS2001W/U | 217.5158 | 217.5158 | N | 217.5158 | 217.5158 | 217.5158
RES-THX321WFS2001WU | 10510 | 2 | 133358 | T10 TRADE THERMOSTAT AND SENSOR- WHITE, | ADEMCO, INC. (Resideo) | THX321WFS2001W/U | 217.5158 | 213.0513 | N | 217.5158 | 217.5158 | 217.5158
RES-THX321WFS2001WU | 175888 | 2 | 133358 | T10 TRADE THERMOSTAT AND SENSOR- WHITE, | ADEMCO, INC. (Resideo) | THX321WFS2001W/U | 217.5158 | 169.6954 | N | 217.5158 | 217.5158 | 217.5158
RES-THX9421R5021WWU | 10510 | 8 | 133358 | WHITE FRONT/WHITE SIDES PRESTIGE COLOR T | ADEMCO, INC. (Resideo) | THX9421R5021WW/U | 306.65 | 233.18 | Y | 306.65 | 233.18 | 306.65
RES-THX9421R5021WWU | 175888 | 1 | 133358 | WHITE FRONT/WHITE SIDES PRESTIGE COLOR T | ADEMCO, INC. (Resideo) | THX9421R5021WW/U | 306.65 | 201.9308 | N | 306.65 | 233.18 | 306.65
RES-TL7235A1003U | 10510 | 1 | 133358 | STANDARD WITH DIGITAL DISPLAY. TEMP SETT | ADEMCO, INC. (Resideo) | TL7235A1003/U | 67.61 | 53.51 | N | 67.61 | 53.51 | 67.61
RES-TL8100A1008U | 10510 | 9 | 133358 | PROGRAMMABLE LINE VOLT THERMOSTAT WITH B | ADEMCO, INC. (Resideo) | TL8100A1008/U | 79.04 | 65.87 | Y | 79.04 | 65.87 | 79.04
RES-TL8230A1003U | 173042 | 3 | 133358 | STANDARD. TEMP SETTING RANGE 40 DEGREES | ADEMCO, INC. (Resideo) | TL8230A1003/U | 79.33 | 55.2833 | N | 79.33 | 55.2833 | 79.33
RES-TS812A1007U | 10510 | 5 | 133358 | HEAT ONLY MECHANICAL THERMSOTAT. POSITIV | ADEMCO, INC. (Resideo) | TS812A1007/U | 18.31 | 14.354 | Y | 18.31 | 14.354 | 18.31
RES-TWLD3005001U | 10008 | 2 | 133358 | NA - L2 WIFI WATER SENSOR AND SWITCH | ADEMCO, INC. (Resideo) | TWLD3005-001/U | 66.64 | 62.87 | Y | 66.64 | 62.87 | 66.64
RES-V110D1000U | 10008 | 1 | 133358 | V110 VALVE BODY- STRAIGHT PATTERN WITH M | ADEMCO, INC. (Resideo) | V110D1000/U | 51.07 | 33.78 | N | 51.07 | 50.434 | 51.07
RES-V110D1000U | 10510 | 8 | 133358 | V110 VALVE BODY- STRAIGHT PATTERN WITH M | ADEMCO, INC. (Resideo) | V110D1000/U | 51.07 | 50.434 | Y | 51.07 | 50.434 | 51.07
RES-V110D1008U | 10510 | 13 | 133358 | V110 VALVE BODY-STRAIGHT PATTERN WITH MN | ADEMCO, INC. (Resideo) | V110D1008/U | 53.93 | 53.7773 | Y | 53.93 | 53.93 | 53.93
RES-V110D1008U | 175891 | 6 | 133358 | V110 VALVE BODY-STRAIGHT PATTERN WITH MN | ADEMCO, INC. (Resideo) | V110D1008/U | 53.93 | 53.93 | Y | 53.93 | 53.93 | 53.93
RES-V110D1016U | 10510 | 7 | 133358 | V110 VALVE BODY-STRAIGHT PATTERN WITH MN | ADEMCO, INC. (Resideo) | V110D1016/U | 81.19 | 79.21 | Y | 81.19 | 79.21 | 81.19
RES-V110D1016U | 175891 | 3 | 133358 | V110 VALVE BODY-STRAIGHT PATTERN WITH MN | ADEMCO, INC. (Resideo) | V110D1016/U | 81.19 | 74.5192 | Y | 81.19 | 79.21 | 81.19
RES-V110D1024U | 10510 | 4 | 133358 | V110 VALVE BODY-STRAIGHT PATTERN WITH MN | ADEMCO, INC. (Resideo) | V110D1024/U | 128.88 | 113.854 | Y | 128.88 | 113.854 | 128.88
RES-V110D1024U | 175891 | 8 | 133358 | V110 VALVE BODY-STRAIGHT PATTERN WITH MN | ADEMCO, INC. (Resideo) | V110D1024/U | 128.88 | 79.93 | N | 128.88 | 113.854 | 128.88
RES-V110E1004U | 10510 | 3 | 133358 | V110 VALVE BODY- VERTICAL ANGLE PATTERN | ADEMCO, INC. (Resideo) | V110E1004/U | 72.96 | 69.1402 | Y | 72.96 | 69.1402 | 72.96
RES-V110E1012U | 175891 | 3 | 133358 | V110 VALVE BODY- VERTICAL ANGLE PATTERN | ADEMCO, INC. (Resideo) | V110E1012/U | 61.66 | 53.5044 | Y | 61.66 | 53.5044 | 61.66
RES-V110F1002U | 10510 | 15 | 133358 | V110 VALVE BODY- HORIZONTAL ANGLE PATTER | ADEMCO, INC. (Resideo) | V110F1002/U | 65.81 | 61.4861 | Y | 65.81 | 65.81 | 65.81
RES-V110F1002U | 175891 | 5 | 133358 | V110 VALVE BODY- HORIZONTAL ANGLE PATTER | ADEMCO, INC. (Resideo) | V110F1002/U | 65.81 | 65.81 | Y | 65.81 | 65.81 | 65.81
RES-V110F1010U | 10510 | 5 | 133358 | V110 VALVE BODY- HORIZONTAL ANGLE PATTER | ADEMCO, INC. (Resideo) | V110F1010/U | 94.54 | 94.54 | Y | 94.54 | 94.54 | 94.54
RES-V110F1010U | 175891 | 5 | 133358 | V110 VALVE BODY- HORIZONTAL ANGLE PATTER | ADEMCO, INC. (Resideo) | V110F1010/U | 94.54 | 94.54 | Y | 94.54 | 94.54 | 94.54
RES-V110F1018U | 10008 | 4 | 133358 | V110 VALVE BODY- HORIZONTAL ANGLE PATTER | ADEMCO, INC. (Resideo) | V110F1018/U | 96.65 | 53.01 | N | 96.65 | 71.5694 | 96.65
RES-V110F1018U | 10510 | 8 | 133358 | V110 VALVE BODY- HORIZONTAL ANGLE PATTER | ADEMCO, INC. (Resideo) | V110F1018/U | 96.65 | 71.5694 | Y | 96.65 | 71.5694 | 96.65
RES-V135A1006 | 175888 | 1 | 133358 | V135A VALVE- 3/4in FEMALE SWEAT UNIONS. | ADEMCO, INC. (Resideo) | V135A1006 | 188.12 | 86.979 | N | 188.12 | 86.979 | 188.12
RES-V2040ASL20 | 175891 | 10 | 133358 | V2000 VALVE BODY WITH ADJUSTABLE CARTRID | ADEMCO, INC. (Resideo) | V2040ASL20 | 38.9 | 38.237 | Y | 38.9 | 38.237 | 38.9
RES-V2040DSL20 | 10510 | 4 | 133358 | V2000 VLAVE BODY WITH ADJUSTABLE CARTRID | ADEMCO, INC. (Resideo) | V2040DSL20 | 30.49 | 23.9011 | Y | 30.49 | 26.8224 | 30.49
RES-V2040DSL20 | 175888 | 4 | 133358 | V2000 VLAVE BODY WITH ADJUSTABLE CARTRID | ADEMCO, INC. (Resideo) | V2040DSL20 | 30.49 | 19.2551 | N | 30.49 | 26.8224 | 30.49
RES-V2040DSL20 | 175891 | 5 | 133358 | V2000 VLAVE BODY WITH ADJUSTABLE CARTRID | ADEMCO, INC. (Resideo) | V2040DSL20 | 30.49 | 26.8224 | Y | 30.49 | 26.8224 | 30.49
RES-V4043A1010U | 10510 | 24 | 133358 | ZONE VALVE 120/60. 1/2 IN SWEAT 3.5 CV | ADEMCO, INC. (Resideo) | V4043A1010/U | 97.24 | 91.4828 | Y | 97.24 | 91.4828 | 97.24
RES-V4043A1010U | 166561 | 2 | 133358 | ZONE VALVE 120/60. 1/2 IN SWEAT 3.5 CV | ADEMCO, INC. (Resideo) | V4043A1010/U | 97.24 | 58.0776 | N | 97.24 | 91.4828 | 97.24
RES-V4043A1259U | 10510 | 12 | 133358 | ZONE VALVE 120/60. 3/4 IN SWEAT. 8CV. 8 | ADEMCO, INC. (Resideo) | V4043A1259/U | 107.61 | 94.9095 | Y | 107.61 | 94.9095 | 107.61
RES-V4043E1003U | 10510 | 2 | 133358 | ZONE VALVE 120/60. 1/2 IN SWEAT. | ADEMCO, INC. (Resideo) | V4043E1003/U | 109.23 | 71.95 | Y | 109.23 | 71.95 | 109.23
RES-V4044A1019U | 10510 | 14 | 133358 | DIVERTING VALVE 120/60. 1/2 IN SWEAT. | ADEMCO, INC. (Resideo) | V4044A1019/U | 104.8 | 97.4559 | Y | 104.8 | 97.4559 | 104.8
RES-V4044A1191U | 166561 | 2 | 133358 | DIVERTING VALVE 120/60. 3/4 IN SWEAT. 7C | ADEMCO, INC. (Resideo) | V4044A1191/U | 115.59 | 123.64 | N | 115.59 | 123.64 | 123.64
RES-V8043A1011U | 10008 | 6 | 133358 | ZONE VALVE 24/60 1/2in SWEAT 3.5 CV 18in | ADEMCO, INC. (Resideo) | V8043A1011/U | 89.32 | 84.27 | Y | 89.32 | 84.27 | 89.32
RES-V8043A1011U | 10510 | 27 | 133358 | ZONE VALVE 24/60 1/2in SWEAT 3.5 CV 18in | ADEMCO, INC. (Resideo) | V8043A1011/U | 89.32 | 82.6905 | Y | 89.32 | 84.27 | 89.32
RES-V8043A1011U | 166559 | 1 | 133358 | ZONE VALVE 24/60 1/2in SWEAT 3.5 CV 18in | ADEMCO, INC. (Resideo) | V8043A1011/U | 89.32 | 81.9112 | N | 89.32 | 84.27 | 89.32
RES-V8043A1011U | 175891 | 2 | 133358 | ZONE VALVE 24/60 1/2in SWEAT 3.5 CV 18in | ADEMCO, INC. (Resideo) | V8043A1011/U | 89.32 | 75.4178 | N | 89.32 | 84.27 | 89.32
RES-V8043A1029U | 10510 | 53 | 133358 | ZONE VALVE 24/60 3/4in SWEAT 3.5 CV 18in | ADEMCO, INC. (Resideo) | V8043A1029/U | 89.66 | 84.5533 | Y | 89.66 | 84.59 | 89.66
RES-V8043A1029U | 175891 | 1 | 133358 | ZONE VALVE 24/60 3/4in SWEAT 3.5 CV 18in | ADEMCO, INC. (Resideo) | V8043A1029/U | 89.66 | 84.59 | Y | 89.66 | 84.59 | 89.66
RES-V8043A1312U | 10510 | 10 | 133358 | 3/4in PRESS VALVE W/ 18in LEAD WIRE | ADEMCO, INC. (Resideo) | V8043A1312/U | 119.22 | 106.888 | Y | 119.22 | 106.888 | 119.22
RES-V8043A5029U | 10510 | 2 | 133358 | ZONE VALVE 24/60 5000 SERIES 3/4in SWEAT | ADEMCO, INC. (Resideo) | V8043A5029/U | 97.82 | 92.28 | Y | 97.82 | 92.28 | 97.82
RES-V8043B1027U | 10510 | 11 | 133358 | ZONE VALVE N.O. 24/60 3/4in SWEAT 3.5 CV | ADEMCO, INC. (Resideo) | V8043B1027/U | 108.01 | 95.049 | Y | 108.01 | 95.049 | 108.01
RES-V8043B1027U | 175888 | 2 | 133358 | ZONE VALVE N.O. 24/60 3/4in SWEAT 3.5 CV | ADEMCO, INC. (Resideo) | V8043B1027/U | 108.01 | 86.3948 | N | 108.01 | 95.049 | 108.01
RES-V8043E1012U | 10510 | 56 | 133358 | ZONE VALVE 24/60 3/4in SWEAT 3.5 CV 18in | ADEMCO, INC. (Resideo) | V8043E1012/U | 93.53 | 87.0349 | Y | 93.53 | 87.0349 | 93.53
RES-V8043E1012U | 175890 | 2 | 133358 | ZONE VALVE 24/60 3/4in SWEAT 3.5 CV 18in | ADEMCO, INC. (Resideo) | V8043E1012/U | 93.53 | 85.0786 | Y | 93.53 | 87.0349 | 93.53
RES-V8043E1012U | 175891 | 3 | 133358 | ZONE VALVE 24/60 3/4in SWEAT 3.5 CV 18in | ADEMCO, INC. (Resideo) | V8043E1012/U | 93.53 | 52.725 | Y | 93.53 | 87.0349 | 93.53
RES-V8043E1137U | 10510 | 8 | 133358 | ZONE VALVE 24/60 1 INCH NPT. 10 CV, 6.5 | ADEMCO, INC. (Resideo) | V8043E1137/U | 116.32 | 103.0182 | Y | 116.32 | 103.0182 | 116.32
RES-V8043E1137U | 175891 | 1 | 133358 | ZONE VALVE 24/60 1 INCH NPT. 10 CV, 6.5 | ADEMCO, INC. (Resideo) | V8043E1137/U | 116.32 | 76.62 | Y | 116.32 | 103.0182 | 116.32
RES-V8043E1412U | 10510 | 9 | 133358 | 3/4in PRESS VALVE W/ 18in LEAD WIRES W/ | ADEMCO, INC. (Resideo) | V8043E1412/U | 121.17 | 104.946 | Y | 121.17 | 104.946 | 121.17
RES-V8043E1412U | 173042 | 1 | 133358 | 3/4in PRESS VALVE W/ 18in LEAD WIRES W/ | ADEMCO, INC. (Resideo) | V8043E1412/U | 121.17 | 79.81 | N | 121.17 | 104.946 | 121.17
RES-V8043E1412U | 175891 | 1 | 133358 | 3/4in PRESS VALVE W/ 18in LEAD WIRES W/ | ADEMCO, INC. (Resideo) | V8043E1412/U | 121.17 | 79.81 | Y | 121.17 | 104.946 | 121.17
RES-V8043E5012U | 10510 | 8 | 133358 | ZONE VALVE 24/60 5000 SERIES 3/4in SWEAT | ADEMCO, INC. (Resideo) | V8043E5012/U | 101.14 | 91.4833 | Y | 101.14 | 91.4833 | 101.14
RES-V8043E5012U | 175891 | 2 | 133358 | ZONE VALVE 24/60 5000 SERIES 3/4in SWEAT | ADEMCO, INC. (Resideo) | V8043E5012/U | 101.14 | 60.77 | N | 101.14 | 91.4833 | 101.14
RES-V8043F1036U | 10008 | 3 | 133358 | ZONE VALVE 24/60 3/4in SWEAT 3.5 CV SCRE | ADEMCO, INC. (Resideo) | V8043F1036/U | 102.36 | 86.273 | N | 102.36 | 86.273 | 102.36
RES-V8043F1036U | 10510 | 7 | 133358 | ZONE VALVE 24/60 3/4in SWEAT 3.5 CV SCRE | ADEMCO, INC. (Resideo) | V8043F1036/U | 102.36 | 86.273 | Y | 102.36 | 86.273 | 102.36
RES-V8043F1036U | 175891 | 4 | 133358 | ZONE VALVE 24/60 3/4in SWEAT 3.5 CV SCRE | ADEMCO, INC. (Resideo) | V8043F1036/U | 102.36 | 62.7477 | Y | 102.36 | 86.273 | 102.36
RES-V8043F1051U | 10510 | 12 | 133358 | ZONE VALVE 24/60 1in SWEAT 3.5 CV SCREW | ADEMCO, INC. (Resideo) | V8043F1051/U | 117.12 | 82.884 | Y | 117.12 | 82.884 | 117.12
RES-V8043F1051U | 175891 | 2 | 133358 | ZONE VALVE 24/60 1in SWEAT 3.5 CV SCREW | ADEMCO, INC. (Resideo) | V8043F1051/U | 117.12 | 59.296 | Y | 117.12 | 82.884 | 117.12
RES-V8044A1010U | 10008 | 6 | 133358 | DIVERTING VALVE 24/60 1/2in SWEAT 4 CV | ADEMCO, INC. (Resideo) | V8044A1010/U | 101.65 | 95.8415 | Y | 101.65 | 97.8731 | 101.65
RES-V8044A1010U | 10510 | 14 | 133358 | DIVERTING VALVE 24/60 1/2in SWEAT 4 CV | ADEMCO, INC. (Resideo) | V8044A1010/U | 101.65 | 97.8731 | Y | 101.65 | 97.8731 | 101.65
RES-V8044A1010U | 175891 | 3 | 133358 | DIVERTING VALVE 24/60 1/2in SWEAT 4 CV | ADEMCO, INC. (Resideo) | V8044A1010/U | 101.65 | 56.069 | Y | 101.65 | 97.8731 | 101.65
RES-V8044A1044U | 10510 | 11 | 133358 | DIVERTING VALVE 24/60 3/4in SWEAT. 7 CV, | ADEMCO, INC. (Resideo) | V8044A1044/U | 112.14 | 105.79 | Y | 112.14 | 105.79 | 112.14
RES-V8044A1044U | 175888 | 1 | 133358 | DIVERTING VALVE 24/60 3/4in SWEAT. 7 CV, | ADEMCO, INC. (Resideo) | V8044A1044/U | 112.14 | 89.7021 | N | 112.14 | 105.79 | 112.14
RES-V8044A1143U | 175891 | 0 | 133358 | DIVERTING VALVE 24/60 3/4in NPT 4.0 CV i | ADEMCO, INC. (Resideo) | V8044A1143/U | 114.77 | 114.77 | N | 114.77 | 114.77 | 114.77
RES-V8044E1011U | 10510 | 2 | 133358 | DIVERTING VALVE 24/60 3/4in SWEAT. 7 CV, | ADEMCO, INC. (Resideo) | V8044E1011/U | 116.48 | 106.7833 | Y | 116.48 | 106.7833 | 116.48
RES-V8044E1011U | 175888 | 1 | 133358 | DIVERTING VALVE 24/60 3/4in SWEAT. 7 CV, | ADEMCO, INC. (Resideo) | V8044E1011/U | 116.48 | 76.9532 | Y | 116.48 | 106.7833 | 116.48
RES-VC2714ZZ11U | 175891 | 1 | 133358 | VC VALVE ACTUATOR 24/60 3W/SW PLENUM COA | ADEMCO, INC. (Resideo) | VC2714ZZ11/U | 59.45 | 0 | N | 59.45 | 0 | 59.45
RES-VC4011ZZ11U | 166557 | 1 | 133358 | VC ACTUATOR 120/50-60 2WC COATED | ADEMCO, INC. (Resideo) | VC4011ZZ11/U | 61.61 | 33.58 | N | 61.61 | 33.58 | 61.61
RES-VC6930ZZ32U | 166561 | 0 | 133358 | VALV ACT 24V/5060 120 SEC 3W M 8 IN LW F | ADEMCO, INC. (Resideo) | VC6930ZZ32/U | 53.29 | 0 | N | 53.29 | 0 | 53.29
RES-VC6934ZZ11U | 10008 | 4 | 133358 | SERIES 60 FLOATING, 24V (50-60HZ) | ADEMCO, INC. (Resideo) | VC6934ZZ11/U | 104.02 | 98.13 | Y | 104.02 | 98.13 | 104.02
RES-VC6934ZZ11U | 10510 | 13 | 133358 | SERIES 60 FLOATING, 24V (50-60HZ) | ADEMCO, INC. (Resideo) | VC6934ZZ11/U | 104.02 | 98.13 | Y | 104.02 | 98.13 | 104.02
RES-VC7934ZZ11U | 10008 | 4 | 133358 | SERIES 60 MODULATING, 24V (50-60HZ) | ADEMCO, INC. (Resideo) | VC7934ZZ11/U | 164.04 | 154.75 | Y | 164.04 | 164.66 | 164.66
RES-VC7934ZZ11U | 10510 | 3 | 133358 | SERIES 60 MODULATING, 24V (50-60HZ) | ADEMCO, INC. (Resideo) | VC7934ZZ11/U | 164.04 | 149.5141 | Y | 164.04 | 164.66 | 164.66
RES-VC7934ZZ11U | 166561 | 1 | 133358 | SERIES 60 MODULATING, 24V (50-60HZ) | ADEMCO, INC. (Resideo) | VC7934ZZ11/U | 164.04 | 164.66 | N | 164.04 | 164.66 | 164.66
RES-VC7934ZZ11U | 175888 | 2 | 133358 | SERIES 60 MODULATING, 24V (50-60HZ) | ADEMCO, INC. (Resideo) | VC7934ZZ11/U | 164.04 | 150.98 | Y | 164.04 | 164.66 | 164.66
RES-VC7934ZZ11U | 175890 | 2 | 133358 | SERIES 60 MODULATING, 24V (50-60HZ) | ADEMCO, INC. (Resideo) | VC7934ZZ11/U | 164.04 | 152.865 | Y | 164.04 | 164.66 | 164.66
RES-VC8110ZZ03U | 166561 | 3 | 133358 | 2 POSITION (ON/OFF), 24V (60HZ) 2 WIRE + | ADEMCO, INC. (Resideo) | VC8110ZZ03/U | 58.19 | 54.89 | N | 58.19 | 54.89 | 58.19
RES-VC8114ZZ11U | 10008 | 9 | 133358 | ON-OFF, 2 WIRE+COMMON ACTUATOR. PLENUM | ADEMCO, INC. (Resideo) | VC8114ZZ11/U | 47.4 | 44.71 | Y | 47.4 | 47.4 | 47.4
RES-VC8114ZZ11U | 10510 | 2 | 133358 | ON-OFF, 2 WIRE+COMMON ACTUATOR. PLENUM | ADEMCO, INC. (Resideo) | VC8114ZZ11/U | 47.4 | 44.71 | Y | 47.4 | 47.4 | 47.4
RES-VC8114ZZ11U | 166557 | 2 | 133358 | ON-OFF, 2 WIRE+COMMON ACTUATOR. PLENUM | ADEMCO, INC. (Resideo) | VC8114ZZ11/U | 47.4 | 47.4 | Y | 47.4 | 47.4 | 47.4
RES-VC8114ZZ11U | 166561 | 1 | 133358 | ON-OFF, 2 WIRE+COMMON ACTUATOR. PLENUM | ADEMCO, INC. (Resideo) | VC8114ZZ11/U | 47.4 | 44.68 | Y | 47.4 | 47.4 | 47.4
RES-VC8114ZZ11U | 175888 | 2 | 133358 | ON-OFF, 2 WIRE+COMMON ACTUATOR. PLENUM | ADEMCO, INC. (Resideo) | VC8114ZZ11/U | 47.4 | 44.71 | Y | 47.4 | 47.4 | 47.4
RES-VC8114ZZ11U | 175891 | 4 | 133358 | ON-OFF, 2 WIRE+COMMON ACTUATOR. PLENUM | ADEMCO, INC. (Resideo) | VC8114ZZ11/U | 47.4 | 42.9204 | Y | 47.4 | 47.4 | 47.4
RES-VC8714ZZ11U | 166561 | 2 | 133358 | ON-OFF, 2 WIRE+COMMON ACTUATOR. PLENUM C | ADEMCO, INC. (Resideo) | VC8714ZZ11/U | 59.71 | 61.83 | N | 59.71 | 61.83 | 61.83
RES-VC8714ZZ11U | 175883 | 2 | 133358 | ON-OFF, 2 WIRE+COMMON ACTUATOR. PLENUM C | ADEMCO, INC. (Resideo) | VC8714ZZ11/U | 59.71 | 33.38 | N | 59.71 | 61.83 | 61.83
RES-VCZAL1100U | 10008 | 1 | 133358 | 2 WAY 3/4in NPT VALVE BODY, 4.7 CV LINEA | ADEMCO, INC. (Resideo) | VCZAL1100/U | 60.17 | 28.87 | N | 60.17 | 50.5854 | 60.17
RES-VCZAL1100U | 175888 | 8 | 133358 | 2 WAY 3/4in NPT VALVE BODY, 4.7 CV LINEA | ADEMCO, INC. (Resideo) | VCZAL1100/U | 60.17 | 50.5854 | N | 60.17 | 50.5854 | 60.17
RES-VCZAM1100U | 175883 | 2 | 133358 | 2-WAY 3/4 IN. SWEAT CONNECTION VC VALVE | ADEMCO, INC. (Resideo) | VCZAM1100/U | 54.39 | 29.96 | N | 54.39 | 29.96 | 54.39
RES-VCZAS1100U | 166561 | 1 | 133358 | 2-WAY 1 IN. SWEAT CONNECTION VC | ADEMCO, INC. (Resideo) | VCZAS1100/U | 81.22 | 24.28 | N | 81.22 | 24.28 | 81.22
RES-VCZBB1100U | 175888 | 1 | 133358 | 2 WAY - 1/2in FEMALE NPT 3.2 CV. LINEARI | ADEMCO, INC. (Resideo) | VCZBB1100/U | 41.8 | 21 | N | 41.8 | 21 | 41.8
RES-VCZMK6100U | 10510 | 5 | 133358 | 3 WAY 3/4in NPT VALVE BODY 6.6 CV LINEAR | ADEMCO, INC. (Resideo) | VCZMK6100/U | 73.99 | 21.67 | Y | 73.99 | 21.67 | 73.99
RES-VCZML6100U | 175883 | 2 | 133358 | 3 WAY 3/4in SWEAT VALVE BODY, 6.6 CV LIN | ADEMCO, INC. (Resideo) | VCZML6100/U | 64.52 | 32.2867 | N | 64.52 | 32.2867 | 64.52
RES-VCZMR6100U | 10510 | 8 | 133358 | 3 WAY 1in NPT VALVE BODY 7.4 CV, LINEARI | ADEMCO, INC. (Resideo) | VCZMR6100/U | 99.63 | 68.2588 | Y | 99.63 | 68.2588 | 99.63
RES-VCZNB6100U | 166560 | 1 | 133358 | 3 WAY-1/2in FEMALE NPT, 3.7 CV. LINEARIZ | ADEMCO, INC. (Resideo) | VCZNB6100/U | 50.68 | 47.81 | N | 50.68 | 47.81 | 50.68
RES-VCZZ1000U | 175883 | 1 | 133358 | 2-WAY CARTRIDGE FOR VC SERIES VALVE ONLY | ADEMCO, INC. (Resideo) | VCZZ1000/U | 22.54 | 12.88 | N | 22.54 | 12.88 | 22.54
RES-VCZZ1100U | 10008 | 5 | 133358 | REPLACEMENT CARTRIDGE FOR 2 WAY ON/OFF V | ADEMCO, INC. (Resideo) | VCZZ1100/U | 29.17 | 28.84 | Y | 29.17 | 28.84 | 29.17
RES-VCZZ1100U | 166561 | 0 | 133358 | REPLACEMENT CARTRIDGE FOR 2 WAY ON/OFF V | ADEMCO, INC. (Resideo) | VCZZ1100/U | 29.17 | 27.52 | Y | 29.17 | 28.84 | 29.17
RES-VCZZ1100U | 175883 | 1 | 133358 | REPLACEMENT CARTRIDGE FOR 2 WAY ON/OFF V | ADEMCO, INC. (Resideo) | VCZZ1100/U | 29.17 | 16.58 | N | 29.17 | 28.84 | 29.17
RES-VCZZ1100U | 175888 | 2 | 133358 | REPLACEMENT CARTRIDGE FOR 2 WAY ON/OFF V | ADEMCO, INC. (Resideo) | VCZZ1100/U | 29.17 | 23.3335 | N | 29.17 | 28.84 | 29.17
RES-VCZZ1100U | 175890 | 7 | 133358 | REPLACEMENT CARTRIDGE FOR 2 WAY ON/OFF V | ADEMCO, INC. (Resideo) | VCZZ1100/U | 29.17 | 26.19 | N | 29.17 | 28.84 | 29.17
RES-VCZZ1100U | 175891 | 3 | 133358 | REPLACEMENT CARTRIDGE FOR 2 WAY ON/OFF V | ADEMCO, INC. (Resideo) | VCZZ1100/U | 29.17 | 25.1277 | Y | 29.17 | 28.84 | 29.17
RES-VCZZ1600U | 166561 | 7 | 133358 | WITH EQUAL % FLOW CHARACTERISTIC & NOMIN | ADEMCO, INC. (Resideo) | VCZZ1600/U | 29.31 | 22.15 | N | 29.31 | 22.15 | 29.31
RES-VCZZ3100U | 10510 | 10 | 133358 | REPLACEMENT FOR VC 2-WAY TYPE 11 VALVE C | ADEMCO, INC. (Resideo) | VCZZ3100/U | 24.25 | 22.88 | Y | 24.25 | 22.88 | 24.25
RES-VCZZ6100U | 10008 | 4 | 133358 | REPLACEMENT CARTRIDGE FOR 3 WAY ON/OFF | ADEMCO, INC. (Resideo) | VCZZ6100/U | 27.51 | 25.9338 | Y | 27.51 | 25.9338 | 27.51
RES-VCZZ6100U | 166561 | 2 | 133358 | REPLACEMENT CARTRIDGE FOR 3 WAY ON/OFF | ADEMCO, INC. (Resideo) | VCZZ6100/U | 27.51 | 25.8046 | N | 27.51 | 25.9338 | 27.51
RES-VCZZ6100U | 175888 | 3 | 133358 | REPLACEMENT CARTRIDGE FOR 3 WAY ON/OFF | ADEMCO, INC. (Resideo) | VCZZ6100/U | 27.51 | 22.5828 | Y | 27.51 | 25.9338 | 27.51
RES-VCZZ6100U | 175891 | 3 | 133358 | REPLACEMENT CARTRIDGE FOR 3 WAY ON/OFF | ADEMCO, INC. (Resideo) | VCZZ6100/U | 27.51 | 20.5034 | Y | 27.51 | 25.9338 | 27.51
RES-VCZZ7100U | 166560 | 1 | 133358 | REPLACEMENT FOR VC 3-WAY TYPE 61 VALVE C | ADEMCO, INC. (Resideo) | VCZZ7100/U | 27.91 | 28.71 | N | 27.91 | 28.71 | 28.71
RES-VR4300A4502U | 10008 | 1 | 133358 | LINE VOLTAGE STANDING PILOT GAS VALVE. S | ADEMCO, INC. (Resideo) | VR4300A4502/U | 261.75 | 259.03 | N | 261.75 | 259.03 | 261.75
RES-VR4300A4502U | 10510 | 1 | 133358 | LINE VOLTAGE STANDING PILOT GAS VALVE. S | ADEMCO, INC. (Resideo) | VR4300A4502/U | 261.75 | 209.3067 | N | 261.75 | 259.03 | 261.75
RES-VR8200A2132U | 10510 | 22 | 133358 | STANDING PILOT GAS VALVE. STANDARD OPENI | ADEMCO, INC. (Resideo) | VR8200A2132/U | 108.37 | 92.5133 | Y | 108.37 | 92.5133 | 108.37
RES-VR8200A2132U | 175891 | 5 | 133358 | STANDING PILOT GAS VALVE. STANDARD OPENI | ADEMCO, INC. (Resideo) | VR8200A2132/U | 108.37 | 68.3736 | Y | 108.37 | 92.5133 | 108.37
RES-VR8204A2076U | 10510 | 12 | 133358 | INTERMITTENT PILOT GAS VALVE. STANDARD O | ADEMCO, INC. (Resideo) | VR8204A2076/U | 142.7 | 114.6064 | Y | 142.7 | 114.6064 | 142.7
RES-VR8204A2076U | 175888 | 1 | 133358 | INTERMITTENT PILOT GAS VALVE. STANDARD O | ADEMCO, INC. (Resideo) | VR8204A2076/U | 142.7 | 63.22 | N | 142.7 | 114.6064 | 142.7
RES-VR8204C1019U | 175888 | 1 | 133358 | INTERMITTENT PILOT GAS VALVE. STEP OPENI | ADEMCO, INC. (Resideo) | VR8204C1019/U | 172.4 | 89.97 | N | 172.4 | 89.97 | 172.4
RES-VR8204M1091U | 10008 | 1 | 133358 | INTERMITTENT PILOT GAS VALVE. STANDARD O | ADEMCO, INC. (Resideo) | VR8204M1091/U | 158.51 | 193.18 | N | 158.51 | 193.18 | 193.18
RES-VR8215S1503U | 10510 | 10 | 133358 | DIRECT IGNITION GAS VALVE. STANDARD OPEN | ADEMCO, INC. (Resideo) | VR8215S1503/U | 78.89 | 66.6276 | Y | 78.89 | 66.6276 | 78.89
RES-VR8215S1503U | 175891 | 2 | 133358 | DIRECT IGNITION GAS VALVE. STANDARD OPEN | ADEMCO, INC. (Resideo) | VR8215S1503/U | 78.89 | 57.818 | N | 78.89 | 66.6276 | 78.89
RES-VR8300A3500U | 10510 | 20 | 133358 | STANDING PILOT GAS VALVE. STANDARD OPENI | ADEMCO, INC. (Resideo) | VR8300A3500/U | 127.03 | 110.0218 | Y | 127.03 | 110.0218 | 127.03
RES-VR8300A3500U | 175891 | 2 | 133358 | STANDING PILOT GAS VALVE. STANDARD OPENI | ADEMCO, INC. (Resideo) | VR8300A3500/U | 127.03 | 80.777 | Y | 127.03 | 110.0218 | 127.03
RES-VR8300A4508U | 173042 | 18 | 133358 | STANDING PILOT GAS VALVE. STANDARD OPENI | ADEMCO, INC. (Resideo) | VR8300A4508/U | 136.2 | 109.4219 | Y | 136.2 | 109.4219 | 136.2
RES-VR8300A4516U | 10510 | 3 | 133358 | STANDING PILOT GAS VALVE. STANDARD OPENI | ADEMCO, INC. (Resideo) | VR8300A4516/U | 152.19 | 125.724 | Y | 152.19 | 125.724 | 152.19
RES-VR8300A4516U | 175888 | 3 | 133358 | STANDING PILOT GAS VALVE. STANDARD OPENI | ADEMCO, INC. (Resideo) | VR8300A4516/U | 152.19 | 84.62 | N | 152.19 | 125.724 | 152.19
RES-VR8300A4516U | 175891 | 2 | 133358 | STANDING PILOT GAS VALVE. STANDARD OPENI | ADEMCO, INC. (Resideo) | VR8300A4516/U | 152.19 | 96.736 | Y | 152.19 | 125.724 | 152.19
RES-VR8300C4506U | 10510 | 1 | 133358 | STANDING PILOT GAS VALVE. STEP OPENING. | ADEMCO, INC. (Resideo) | VR8300C4506/U | 226.04 | 214.344 | Y | 226.04 | 214.344 | 226.04
RES-VR8300C4506U | 173042 | 19 | 133358 | STANDING PILOT GAS VALVE. STEP OPENING. | ADEMCO, INC. (Resideo) | VR8300C4506/U | 226.04 | 168.97 | Y | 226.04 | 214.344 | 226.04
RES-VR8300C4506U | 175888 | 2 | 133358 | STANDING PILOT GAS VALVE. STEP OPENING. | ADEMCO, INC. (Resideo) | VR8300C4506/U | 226.04 | 124.45 | N | 226.04 | 214.344 | 226.04
RES-VR8300C4506U | 175891 | 2 | 133358 | STANDING PILOT GAS VALVE. STEP OPENING. | ADEMCO, INC. (Resideo) | VR8300C4506/U | 226.04 | 176.7 | Y | 226.04 | 214.344 | 226.04
RES-VR8300M4406U | 10510 | 21 | 133358 | UNIVERSAL STANDING PILOT GAS VALVE. STAN | ADEMCO, INC. (Resideo) | VR8300M4406/U | 142.81 | 118.619 | Y | 142.81 | 118.619 | 142.81
RES-VR8300M4406U | 175891 | 1 | 133358 | UNIVERSAL STANDING PILOT GAS VALVE. STAN | ADEMCO, INC. (Resideo) | VR8300M4406/U | 142.81 | 111.64 | N | 142.81 | 118.619 | 142.81
RES-VR8304M4507U | 10510 | 9 | 133358 | INTERMITTENT PILOT GAS VALVE. STANDARD O | ADEMCO, INC. (Resideo) | VR8304M4507/U | 159.06 | 154.7206 | Y | 159.06 | 154.7206 | 159.06
RES-VR8304M4507U | 175888 | 2 | 133358 | INTERMITTENT PILOT GAS VALVE. STANDARD O | ADEMCO, INC. (Resideo) | VR8304M4507/U | 159.06 | 134.1018 | N | 159.06 | 154.7206 | 159.06
RES-VR8304M4507U | 175891 | 2 | 133358 | INTERMITTENT PILOT GAS VALVE. STANDARD O | ADEMCO, INC. (Resideo) | VR8304M4507/U | 159.06 | 140.3624 | Y | 159.06 | 154.7206 | 159.06
RES-VR8304P4504U | 10510 | 7 | 133358 | INTERMITTENT PILOT GAS VALVE. STEP OPENI | ADEMCO, INC. (Resideo) | VR8304P4504/U | 220.88 | 201.705 | Y | 220.88 | 201.705 | 220.88
RES-VR8304P4504U | 173042 | 4 | 133358 | INTERMITTENT PILOT GAS VALVE. STEP OPENI | ADEMCO, INC. (Resideo) | VR8304P4504/U | 220.88 | 201.705 | N | 220.88 | 201.705 | 220.88
RES-VR8304P4504U | 175891 | 5 | 133358 | INTERMITTENT PILOT GAS VALVE. STEP OPENI | ADEMCO, INC. (Resideo) | VR8304P4504/U | 220.88 | 138.2917 | Y | 220.88 | 201.705 | 220.88
RES-VR8304Q4511U | 175891 | 24 | 133358 | INTERMITTENT PILOT GAS VALVE. TWO STAGE. | ADEMCO, INC. (Resideo) | VR8304Q4511/U | 257.47 | 204.1884 | N | 257.47 | 204.1884 | 257.47
RES-VR8305M3506U | 10510 | 14 | 133358 | DIRECT IGNITION GAS VALVE. STANDARD OPEN | ADEMCO, INC. (Resideo) | VR8305M3506/U | 155.21 | 132.6564 | Y | 155.21 | 132.6564 | 155.21
RES-VR8305P4279U | 173042 | 2 | 133358 | DIRECT IGNITION GAS VALVE. STEP OPENING. | ADEMCO, INC. (Resideo) | VR8305P4279/U | 222.44 | 108.51 | N | 222.44 | 108.51 | 222.44
RES-VR8345K4809U | 10510 | 7 | 133358 | UNIVERSAL ELECTRONIC IGNITION GAS VALVE, | ADEMCO, INC. (Resideo) | VR8345K4809/U | 151.14 | 133.9298 | Y | 151.14 | 133.9298 | 151.14
RES-VR8345M4302U | 10006 | 2 | 133358 | UNIVERSAL ELECTRONIC IGNITION GAS VALVE, | ADEMCO, INC. (Resideo) | VR8345M4302/U | 131.14 | 87.5311 | N | 131.14 | 131.14 | 131.14
RES-VR8345M4302U | 10008 | 1 | 133358 | UNIVERSAL ELECTRONIC IGNITION GAS VALVE, | ADEMCO, INC. (Resideo) | VR8345M4302/U | 131.14 | 131.14 | Y | 131.14 | 131.14 | 131.14
RES-VR8345M4302U | 10510 | 28 | 133358 | UNIVERSAL ELECTRONIC IGNITION GAS VALVE, | ADEMCO, INC. (Resideo) | VR8345M4302/U | 131.14 | 127.6592 | Y | 131.14 | 131.14 | 131.14
RES-VR8345M4302U | 173042 | 5 | 133358 | UNIVERSAL ELECTRONIC IGNITION GAS VALVE, | ADEMCO, INC. (Resideo) | VR8345M4302/U | 131.14 | 129.0735 | Y | 131.14 | 131.14 | 131.14
RES-VR8345M4302U | 175888 | 1 | 133358 | UNIVERSAL ELECTRONIC IGNITION GAS VALVE, | ADEMCO, INC. (Resideo) | VR8345M4302/U | 131.14 | 85.9626 | N | 131.14 | 131.14 | 131.14
RES-VR8345M4302U | 175891 | 4 | 133358 | UNIVERSAL ELECTRONIC IGNITION GAS VALVE, | ADEMCO, INC. (Resideo) | VR8345M4302/U | 131.14 | 90.6725 | Y | 131.14 | 131.14 | 131.14
RES-VR8345Q4563U | 10510 | 11 | 133358 | UNIVERSAL ELECTRONIC IGNITION GAS VALVE, | ADEMCO, INC. (Resideo) | VR8345Q4563/U | 156.32 | 141.2605 | Y | 156.32 | 141.2605 | 156.32
RES-VR8345Q4563U | 175891 | 2 | 133358 | UNIVERSAL ELECTRONIC IGNITION GAS VALVE, | ADEMCO, INC. (Resideo) | VR8345Q4563/U | 156.32 | 125.097 | Y | 156.32 | 141.2605 | 156.32
RES-VU52N1019U | 10008 | 1 | 133358 | TWO-WAY FAN COIL VALVE, 1/2 IN. NPT, 3.5 | ADEMCO, INC. (Resideo) | VU52N1019/U | 34.66 | 14.28 | N | 34.66 | 14.28 | 34.66
RES-VU53N1041U | 10008 | 4 | 133358 | TWO-WAY FAN COIL VALVE, 1/2 IN. NPT, 1.0 | ADEMCO, INC. (Resideo) | VU53N1041/U | 33.48 | 17.705 | N | 33.48 | 17.705 | 33.48
RES-VU53S2059U | 166559 | 1 | 133921 | 2-WAY 3/4 FAN COIL VALVE | HONEYWELL INTERNATIONAL ECC US (HOFS) | V/U53S2059/U | 14.01 | 14.01 | N | 14.01 | 14.01 | 14.01
RES-VU843A1004U | 10510 | 10 | 133358 | 24V, 60 HZ, 6in LEADWIRE- S. 7/8in SLOTT | ADEMCO, INC. (Resideo) | VU843A1004/U | 60.44 | 49.0784 | Y | 60.44 | 49.0784 | 60.44
RES-VU843A1020U | 166553 | 1 | 133358 | TWO-POSITION ACTUATOR FOR VU53 N.C. VALV | ADEMCO, INC. (Resideo) | VU843A1020/U | 33.63 | 31.66 | N | 33.63 | 31.66 | 33.63
RES-VU844A1003U | 10510 | 3 | 133358 | 24 V, 60 HZ, 6in LEADWIR- ES. 7/8in SLOT | ADEMCO, INC. (Resideo) | VU844A1003/U | 60.44 | 55.3057 | Y | 60.44 | 55.3057 | 60.44
RES-WLD3CABLE | 10008 | 2 | 133358 | WATER LEAK SENSING CABLE | ADEMCO, INC. (Resideo) | WLD3CABLE | 10.13 | 9.56 | Y | 10.13 | 9.56 | 10.13
RES-Y8610U6006U | 10008 | 2 | 133358 | VR8304M 3558 COMBINATION GAS CONTROL 1/2 | ADEMCO, INC. (Resideo) | Y8610U6006/U | 326.51 | 266.9924 | N | 326.51 | 266.9924 | 326.51
RES-Y8610U6006U | 10510 | 6 | 133358 | VR8304M 3558 COMBINATION GAS CONTROL 1/2 | ADEMCO, INC. (Resideo) | Y8610U6006/U | 326.51 | 266.9924 | Y | 326.51 | 266.9924 | 326.51
RES-Y8610U6006U | 173042 | 4 | 133358 | VR8304M 3558 COMBINATION GAS CONTROL 1/2 | ADEMCO, INC. (Resideo) | Y8610U6006/U | 326.51 | 255.1167 | N | 326.51 | 266.9924 | 326.51
RES-Y8610U6006U | 175888 | 1 | 133358 | VR8304M 3558 COMBINATION GAS CONTROL 1/2 | ADEMCO, INC. (Resideo) | Y8610U6006/U | 326.51 | 232.777 | N | 326.51 | 266.9924 | 326.51
RES-Y8610U6006U | 175891 | 49 | 133358 | VR8304M 3558 COMBINATION GAS CONTROL 1/2 | ADEMCO, INC. (Resideo) | Y8610U6006/U | 326.51 | 261.4169 | Y | 326.51 | 266.9924 | 326.51
RES-YTH6320R1001U | 10008 | 2 | 133358 | WIRELESS FOCUSPRO KIT. A Y-PACK CONTAIN | ADEMCO, INC. (Resideo) | YTH6320R1001/U | 265.5 | 265.5 | Y | 265.5 | 265.5 | 265.5
RES-YTH6320R1001U | 10510 | 1 | 133358 | WIRELESS FOCUSPRO KIT. A Y-PACK CONTAIN | ADEMCO, INC. (Resideo) | YTH6320R1001/U | 265.5 | 265.5 | Y | 265.5 | 265.5 | 265.5
RES-YTH6320R1001U | 166561 | 1 | 133358 | WIRELESS FOCUSPRO KIT. A Y-PACK CONTAIN | ADEMCO, INC. (Resideo) | YTH6320R1001/U | 265.5 | 259.8 | N | 265.5 | 265.5 | 265.5
RES-YTH6320R1001U | 175890 | 1 | 133358 | WIRELESS FOCUSPRO KIT. A Y-PACK CONTAIN | ADEMCO, INC. (Resideo) | YTH6320R1001/U | 265.5 | 257.77 | Y | 265.5 | 265.5 | 265.5
RES-YTHM5421R1010U | 175888 | 5 | 133358 | EQUIPMENT INTERFACE MODULE KIT WITH 2 DU | ADEMCO, INC. (Resideo) | YTHM5421R1010/U | 86.69 | 23.6824 | N | 86.69 | 23.6824 | 86.69
RES-YTHM5421R1010U | 175890 | 1 | 133358 | EQUIPMENT INTERFACE MODULE KIT WITH 2 DU | ADEMCO, INC. (Resideo) | YTHM5421R1010/U | 86.69 | 23.6824 | N | 86.69 | 23.6824 | 86.69
RES-YTHX9421R5085WWU | 10510 | 2 | 133358 | WHITE FRONT/WHITE SIDES PRESTIGE 2-WIRE | ADEMCO, INC. (Resideo) | YTHX9421R5085WW/U | 343.3 | 343.3 | Y | 343.3 | 343.3 | 343.3
RES-YTHX9421R5101WWU | 10510 | 2 | 133358 | WHITE FRONT/WHITE SIDES PRESTIGE 2-WIRE | ADEMCO, INC. (Resideo) | YTHX9421R5101WW/U | 404.33 | 307.45 | Y | 404.33 | 307.45 | 404.33
RES-YTHX9421R5101WWU | 166561 | 5 | 133358 | WHITE FRONT/WHITE SIDES PRESTIGE 2-WIRE | ADEMCO, INC. (Resideo) | YTHX9421R5101WW/U | 404.33 | 289.29 | N | 404.33 | 307.45 | 404.33
RES-YTHX9421R5127WWU | 10008 | 9 | 133358 | IAQ KIT WITH REDLINK TECHNOLOGY, | ADEMCO, INC. (Resideo) | YTHX9421R5127WW/U | 359.06 | 344.5081 | Y | 359.06 | 344.5081 | 359.06
RES-YTHX9421R5127WWU | 10510 | 3 | 133358 | IAQ KIT WITH REDLINK TECHNOLOGY, | ADEMCO, INC. (Resideo) | YTHX9421R5127WW/U | 359.06 | 258.181 | Y | 359.06 | 344.5081 | 359.06
RES-YTHX9421R5127WWU | 166553 | 1 | 133358 | IAQ KIT WITH REDLINK TECHNOLOGY, | ADEMCO, INC. (Resideo) | YTHX9421R5127WW/U | 359.06 | 258.181 | N | 359.06 | 344.5081 | 359.06
RES-YTL9160AR1000U | 10008 | 1 | 133358 | HONEYWELL ECONNECT(TM) WIRELESS LINE VOL | ADEMCO, INC. (Resideo) | YTL9160AR1000/U | 140.07 | 140.07 | Y | 140.07 | 140.07 | 140.07
RES-ZD12X10TZU | 10008 | 1 | 133358 | PARALLEL BLADE ZONE DAMPER12X10-TRUEZONE | ADEMCO, INC. (Resideo) | ZD12X10TZ/U | 174.56 | 130.2 | N | 174.56 | 130.2 | 174.56
RES-ZD12X12TZU | 166553 | 1 | 133358 | PARALLEL BLADE ZONE DAMPER12X12-TRUEZONE | ADEMCO, INC. (Resideo) | ZD12X12TZ/U | 176.27 | 132.68 | N | 176.27 | 132.68 | 176.27
RES-ZD14X12TZU | 10008 | -1 | 133358 | PARALLEL BLADE ZONE DAMPER14X12-TRUEZONE | ADEMCO, INC. (Resideo) | ZD14X12TZ/U | 194.14 | 194.14 | N | 194.14 | 194.14 | 194.14
RES-ZD16X14TZU | 10008 | 0 | 133358 | PARALLEL BLADE ZONE DAMPER16X14-TRUEZONE | ADEMCO, INC. (Resideo) | ZD16X14TZ/U | 226.48 | 226.873 | N | 226.48 | 226.873 | 226.873
RES-ZD18X10TZU | 10008 | 0 | 133358 | PARALLEL BLADE ZONE DAMPER18X10-TRUEZONE | ADEMCO, INC. (Resideo) | ZD18X10TZ/U | 198.1 | 198.1 | N | 198.1 | 198.1 | 198.1
RES-ZD18X14TZU | 10008 | 0 | 133358 | PARALLEL BLADE ZONE DAMPER18X14-TRUEZONE | ADEMCO, INC. (Resideo) | ZD18X14TZ/U | 236.62 | 236.62 | N | 236.62 | 236.62 | 236.62
RES-ZD24X24TZU | 10008 | 1 | 133358 | PARALLEL BLADE ZONE DAMPER24X24-TRUEZONE | ADEMCO, INC. (Resideo) | ZD24X24TZ/U | 339.54 | 218.75 | N | 339.54 | 218.75 | 339.54
RES32313163002 | 173042 | 96 | 133358 | Cover Plate Wall Mount | ADEMCO, INC. (Resideo) | RES-32313163002 | 0 | 0 | N | 0 | 0 | 0
REXCH | 10510 | 14 | 187610 | HAZMAT oxygen contents 20 cuft MOX | MINNEAPOLIS OXYGEN CO. | R-EXCH | 10.36 | 10.6585 | Y | 10.36 | 10.6585 | 10.6585
REXCHM | 175891 | 5 | 187617 | R-EXCH-M | NOT ON FILE | R-EXCH-M | 28.13 | 28.13 | N | 28.13 | 28.13 | 28.13
RFL-RFLSITE | 166559 | 0 | 190446 | NiagaraMods Reflow, Site License | NIAGARA MODS | RFL-RFLSITE | 415.584 | 399.6 | N | 415.584 | 399.6 | 415.584
RH1BU120VAC | 10510 | 25 | 187590 | Idec SPDT relay 120V(cube relay) | HALLOCK COMPANY INC. | RH1BU120VAC | 5.391 | 5.3555 | Y | 5.391 | 5.3555 | 5.391
RH1BU24VAC | 10510 | 48 | 187590 | Idec SPDT relay 24V(cube relay) | HALLOCK COMPANY INC. | RH1BU24VAC | 5.76 | 5.7443 | Y | 5.76 | 5.7443 | 5.76
RH1BU24VAC | 166561 | 167 | 187590 | Idec SPDT relay 24V(cube relay) | HALLOCK COMPANY INC. | RH1BU24VAC | 5.76 | 5.52 | N | 5.76 | 5.7443 | 5.76
RH2BU120VAC | 10510 | 16 | 187590 | Idec 2-PDT relay 120V(cube relay) | HALLOCK COMPANY INC. | RH2BU120VAC | 5.392 | 5.392 | Y | 5.392 | 5.392 | 5.392
RH2BU240VAC | 10510 | 17 | 187590 | Idec 2-PDT relay 240V(cube relay) | HALLOCK COMPANY INC. | RH2BU240VAC | 8.7836 | 8.5012 | Y | 8.7836 | 8.5012 | 8.7836
RH2BU240VAC | 175891 | 4 | 187590 | Idec 2-PDT relay 240V(cube relay) | HALLOCK COMPANY INC. | RH2BU240VAC | 8.7836 | 6.389 | Y | 8.7836 | 8.5012 | 8.7836
RH2BU24VAC | 10510 | 49 | 187590 | Idec 2-PDT relay 24V(cube relay) | HALLOCK COMPANY INC. | RH2BU24VAC | 5.983 | 5.668 | Y | 5.983 | 5.668 | 5.983
RH2BUAC120V | 175883 | 8 | 183588 | DPDT relay 120Vac coil | Hoffman Building Technologies | RH2BUAC120V | 3.36 | 3.36 | N | 3.36 | 3.36 | 3.36
RH2BUL120VAC | 10510 | 36 | 187590 | Idec 2-PDT relay 120V UL(cube relay) wit | HALLOCK COMPANY INC. | RH2BUL120VAC | 6.7761 | 6.7636 | Y | 6.7761 | 6.7636 | 6.7761
RH2BUL120VAC | 175891 | 5 | 187590 | Idec 2-PDT relay 120V UL(cube relay) wit | HALLOCK COMPANY INC. | RH2BUL120VAC | 6.7761 | 6.697 | Y | 6.7761 | 6.7636 | 6.7761
RH2BUL24VAC | 10510 | 146 | 187590 | Idec 2-PDT relay 24V UL(cube relay) with | HALLOCK COMPANY INC. | RH2BUL24VAC | 8.3613 | 8.1294 | Y | 8.3613 | 8.1294 | 8.3613
RH2BUL24VAC | 175891 | 10 | 187590 | Idec 2-PDT relay 24V UL(cube relay) with | HALLOCK COMPANY INC. | RH2BUL24VAC | 8.3613 | 7.6788 | Y | 8.3613 | 8.1294 | 8.3613
RH2BUL24VDC | 10510 | 1 | 187590 | IDEC 24VDC 2 -PDT RELAY/LIGHT24VDC 2 P | HALLOCK COMPANY INC. | RH2BUL24VDC | 8.66 | 7.8467 | Y | 8.66 | 7.8467 | 8.66
RH2BUL24VDC | 175891 | 8 | 187590 | IDEC 24VDC 2 -PDT RELAY/LIGHT24VDC 2 P | HALLOCK COMPANY INC. | RH2BUL24VDC | 8.66 | 6.85 | N | 8.66 | 7.8467 | 8.66
RH2BULAC240 | 175891 | 3 | 176391 | IDEC RELAY DPDT 240VAC COIL WITH LIGHT | EQUIPTEX INDUSTRIAL PRODUCTS CORP-PF | RH2BULAC240 | 8.874 | 8.874 | N | 8.874 | 8.874 | 8.874
RH35 | 175883 | 5 | 183586 | Electronic AFS Auto Reset | Hoffman & Hoffman Inc. | RH35 | 20 | 20 | N | 20 | 20 | 20
RH3BU120VAC | 10510 | 7 | 187590 | Idec 3-PDT relay 120V(cube relay) | HALLOCK COMPANY INC. | RH3BU120VAC | 7.598 | 7.598 | Y | 7.598 | 7.598 | 7.598
RH3BU24VAC | 10510 | 14 | 187590 | Idec 3-PDT relay 24V(cube relay) | HALLOCK COMPANY INC. | RH3BU24VAC | 8.107 | 8.107 | Y | 8.107 | 8.107 | 8.107
RH3BUD12V | 166553 | 12 | 133383 | 12 VDC 3 POLE DT RELAY | RS AMERICAS INC. | RH3BUD12V | 7.5183 | 7.5183 | N | 7.5183 | 7.5183 | 7.5183
RH3BUL120VAC | 10510 | 28 | 187590 | Idec 3-PDT relay 120V UL(cube relay) wit | HALLOCK COMPANY INC. | RH3BUL120VAC | 8.9 | 8.7676 | Y | 8.9 | 8.7676 | 8.9
RH3BUL120VAC | 175891 | 7 | 187590 | Idec 3-PDT relay 120V UL(cube relay) wit | HALLOCK COMPANY INC. | RH3BUL120VAC | 8.9 | 8.279 | Y | 8.9 | 8.7676 | 8.9
RH3BUL24VAC | 10510 | 45 | 187590 | Idec 3-PDT relay 24V UL(cube relay) with | HALLOCK COMPANY INC. | RH3BUL24VAC | 9.47 | 9.47 | Y | 9.47 | 9.47 | 9.47
RH3BULAC240 | 175891 | 9 | 176391 | IDEC RELAY 3PDT 240VAC COIL W/LIGHT | EQUIPTEX INDUSTRIAL PRODUCTS CORP-PF | RH3BULAC240 | 10.77 | 10.77 | N | 10.77 | 10.77 | 10.77
RH4BUL120VAC | 10510 | 7 | 187590 | Idec 4-PDT relay 120V UL(cube relay) wit | HALLOCK COMPANY INC. | RH4BUL120VAC | 10.394 | 10.2506 | Y | 10.394 | 10.2506 | 10.394
RH4BUL120VAC | 175891 | 4 | 187590 | Idec 4-PDT relay 120V UL(cube relay) wit | HALLOCK COMPANY INC. | RH4BUL120VAC | 10.394 | 10.243 | Y | 10.394 | 10.2506 | 10.394
RH4BUL24VAC | 10510 | 9 | 187590 | Idec 4-PDT relay 24V UL(cube relay) with | HALLOCK COMPANY INC. | RH4BUL24VAC | 13.9417 | 13.94 | Y | 13.9417 | 13.94 | 13.9417
RH4BUL24VAC | 175891 | 9 | 187590 | Idec 4-PDT relay 24V UL(cube relay) with | HALLOCK COMPANY INC. | RH4BUL24VAC | 13.9417 | 12.557 | Y | 13.9417 | 13.94 | 13.9417
RH4BULAC240 | 175891 | 15 | 176391 | 4 POLE 240V IDEC RELAY | EQUIPTEX INDUSTRIAL PRODUCTS CORP-PF | RH4BULAC240 | 12.73 | 12.7337 | N | 12.73 | 12.7337 | 12.7337
RHGPH803113401 | 175891 | 1 | 134179 | 1-7# SETPOINT, ANTUNES | NEUCO INC. | 803113401 | 81.74 | 81.7386 | N | 81.74 | 81.7386 | 81.74
RHM207H80B | 175891 | 1 | 133472 | RB VALVE/ SOLENOID | ASCO L.P. | RHM207H80B | 23.0089 | 23.0089 | N | 23.0089 | 23.0089 | 23.0089
RHP400 | 10510 | 3 | 187643 | Uniweld Nitrogen Regulator0-400 psig | UNIWELD PRODUCTS INC. | RHP400 | 75.68 | 75.68 | Y | 75.68 | 75.68 | 75.68
RHP400 | 175891 | 1 | 187643 | Uniweld Nitrogen Regulator0-400 psig | UNIWELD PRODUCTS INC. | RHP400 | 75.68 | 66.032 | N | 75.68 | 75.68 | 75.68
RHP800 | 10510 | 4 | 187643 | Uniweld Nitrogen regulator0-800 psig | UNIWELD PRODUCTS INC. | RHP800 | 90.37 | 90.37 | Y | 90.37 | 90.37 | 90.37
RHPX2SDAB00 | 173042 | 1 | 133777 | Humidity Sensor (Replaces RHP-2D1B) | DWYER INSTRUMENTS, INC. | Humidity Sensor (Replaces RHP-2D1B) | 100 | 123 | N | 100 | 123 | 123
RI06B | 166560 | 1 | 169035 | 6" Round Damper w/ Seal & Bracket | United Enertech | RI-06B | 64.77 | 64.77 | N | 64.77 | 64.77 | 64.77
RI08B | 166560 | 4 | 169035 | 8" Round Damper w/ Seal & Bracket | United Enertech | RI-08B | 67.82 | 67.82 | N | 67.82 | 67.82 | 67.82
RI10 | 166553 | 12 | 169035 | 10" Round Damper 20ga Frame, 24ga Blades | United Enertech | RI-10 | 80.808 | 76.62 | N | 80.808 | 88.452 | 88.452
RI10 | 166561 | 4 | 169035 | 10" Round Damper 20ga Frame, 24ga Blades | United Enertech | RI-10 | 80.808 | 88.452 | Y | 80.808 | 88.452 | 88.452
RI10B | 166560 | 6 | 169035 | 10" Round Damper w/ Seal & Bracket | United Enertech | RI-10B | 69.34 | 69.34 | N | 69.34 | 69.34 | 69.34
RI12 | 166561 | 2 | 169035 | 12" Round Damper, 20ga Frame, 24ga Blade | United Enertech | RI-12 | 88.8 | 88.8 | Y | 88.8 | 88.8 | 88.8
RI14 | 166553 | 2 | 169035 | 14" Round Damper 20ga Frame, 24ga Blade | United Enertech | RI-14 | 111 | 105.25 | N | 111 | 111 | 111
RI14 | 166561 | 1 | 169035 | 14" Round Damper 20ga Frame, 24ga Blade | United Enertech | RI-14 | 111 | 111 | N | 111 | 111 | 111
RI16 | 166553 | 0 | 169035 | 16" Round Damper, 20g frame, 24g blade | United Enertech | RI16 | 127.4 | 127.4 | N | 127.4 | 127.4 | 127.4
RI20 | 166561 | 1 | 169035 | 20" round damper | United Enertech | RI-20 | 109.025 | 109.025 | N | 109.025 | 109.025 | 109.025
RI6 | 166553 | 6 | 169035 | 6" Round Damper 20ga Frame, 24ga Blades | United Enertech | RI6 | 71.57 | 71.57 | N | 71.57 | 75.48 | 75.48
RI6 | 166561 | 2 | 169035 | 6" Round Damper 20ga Frame, 24ga Blades | United Enertech | RI6 | 71.57 | 75.48 | Y | 71.57 | 75.48 | 75.48
RI8 | 166553 | 7 | 169035 | 8" Round Damper 20ga Frame, 24ga Blade | United Enertech | RI8 | 78.7314 | 75.0776 | N | 78.7314 | 89 | 89
RI8 | 166559 | 0 | 169035 | 8" Round Damper 20ga Frame, 24ga Blade | United Enertech | RI8 | 78.7314 | 75.0776 | N | 78.7314 | 89 | 89
RI8 | 166561 | 2 | 169035 | 8" Round Damper 20ga Frame, 24ga Blade | United Enertech | RI8 | 78.7314 | 89 | Y | 78.7314 | 89 | 89
RIB24S2 | 175883 | 1 | 133826 | Enclosed Power Series Relay | FUNCTIONAL DEVICES, INC. | RIB24S2 | 22.53 | 22.53 | N | 22.53 | 22.53 | 22.53
RIBW01CEN | 175891 | 1 | 133826 | ENOCEAN ENCLOSED WIRELESS RELAY | FUNCTIONAL DEVICES, INC. | RIBW01CEN | 65.31 | 65.31 | N | 65.31 | 65.31 | 65.31
RIBWBS | 175888 | 1 | 133826 | BACNET | FUNCTIONAL DEVICES, INC. | RIBWBS | 406.86 | 406.86 | N | 406.86 | 406.86 | 406.86
RICBV075 | 173042 | 3 | 175057 | Blo-Vent, 3/4" NPT, (RIC-BV-075) | ACCUMET CORP | RICBV075 | 13.52 | 13 | Y | 13.52 | 13 | 13.52
RIE20120249 | 173042 | 1 | 175109 | SEAL CZ.10 | RIELLO CORP. | RIE-20120249 | 24.38 | 24.38 | N | 24.38 | 24.38 | 24.38
RIE20159951 | 173042 | 2 | 175109 | Staffa | RIELLO CORP. | RIE-20159951 | 25.61 | 25.61 | N | 25.61 | 25.61 | 25.61
RIE20160001 | 173042 | 2 | 175109 | Collettore fumi | RIELLO CORP. | RIE-20160001 | 560.46 | 560.46 | N | 560.46 | 560.46 | 560.46
RIEC5830008 | 173042 | 1 | 175109 | LFL1.335-110V FSG 30SEC PURGE | RIELLO CORP. | RIE-C5830008 | 488.71 | 488.71 | Y | 488.71 | 488.71 | 488.71
RIFL10 | 166561 | 1 | 169035 | 10" Round Damper w/ cross flow sensor | United Enertech | RI-FL-10 | 111 | 111 | N | 111 | 111 | 111
RK1B2 | 175891 | 1 | 187620 | Parker solenoid coil 24V10 watt class F, | PARKER HANNIFIN | RK1B2 | 29.3 | 29.3 | N | 29.3 | 29.3 | 29.3
RK1P3 | 10510 | 1 | 187620 | Parker solenoid coil 120V10 watt class F | PARKER HANNIFIN | RK1P3 | 28.44 | 28.44 | Y | 28.44 | 28.44 | 28.44
RK1P3 | 175891 | 1 | 187620 | Parker solenoid coil 120V10 watt class F | PARKER HANNIFIN | RK1P3 | 28.44 | 28.44 | Y | 28.44 | 28.44 | 28.44
RK1U3 | 175891 | 1 | 187620 | Parker solenoid coil 208/240V10 watt cla | PARKER HANNIFIN | RK1U3 | 28.44 | 28.44 | N | 28.44 | 28.44 | 28.44
RKPW081915 | 175883 | 1 | 134179 | 8 OUTLET PDU | NEUCO INC. | RKPW081915 | 0 | 62.81 | N | 0 | 62.81 | 62.81
RM7865C1007 | 175891 | 1 | 134179 | HONEYWELL RM7800 SERIES BURNER CONTROL | NEUCO INC. | RM7865C1007 | 981.54 | 965.58 | Y | 981.54 | 965.58 | 981.54
RMC2 | 10510 | 1 | 187643 | Uniweld Acetylene Reg MCGauge, A-Connect | UNIWELD PRODUCTS INC. | RMC2 | 73 | 73 | Y | 73 | 73 | 73
RNCRC35D013 | 173042 | 8 | 175107 | RELAY ENCLOSURE | RELAY & CONTROL CORP. | RNC-RC35D013 | 9.45 | 12.25 | Y | 9.45 | 12.25 | 12.25
RO | 10510 | 2 | 187643 | UNIWELD Oxygen RegulatorR-22-60-540A, 40 | UNIWELD PRODUCTS INC. | RO | 73.42 | 71.025 | Y | 73.42 | 71.025 | 73.42
RO41 | 10510 | 4 | 134395 | Supco relay overloadcombination 1/4-1/3 | SUPCO SEALED UNIT PARTS CO., INC. / NSI | RO41 | 5.75 | 4.784 | Y | 5.75 | 4.784 | 5.75
RO41 | 175891 | 1 | 134395 | Supco relay overloadcombination 1/4-1/3 | SUPCO SEALED UNIT PARTS CO., INC. / NSI | RO41 | 5.75 | 3.85 | Y | 5.75 | 4.784 | 5.75
RO81 | 10510 | 4 | 134395 | Supco relay overloadcombination 1/12-1/5 | SUPCO SEALED UNIT PARTS CO., INC. / NSI | RO81 | 4.47 | 4.4025 | Y | 4.47 | 4.4025 | 4.47
RO81 | 175891 | 1 | 134395 | Supco relay overloadcombination 1/12-1/5 | SUPCO SEALED UNIT PARTS CO., INC. / NSI | RO81 | 4.47 | 3.9 | Y | 4.47 | 4.4025 | 4.47
RP-6 | 10008 | 0 | 133342 | Panel, Assembled | Building Controls & Solutions | RP-6 | 183.37 | 265.3361 | Y | 183.37 | 265.3361 | 265.3361
RP819B1002 | 166553 | 1 | 133921 | E/P RELAY 24V WALL MOUNT | HONEYWELL INTERNATIONAL ECC US (HOFS) | RP819B1002 | 329.0011 | 164.88 | N | 329.0011 | 164.88 | 329.0011
RPS | 10008 | 0 | 134039 | ROOM STATIC PRESSURE SENSOR | KELE & ASSOCIATES | RPS | 33.51 | 15.1775 | N | 33.51 | 15.1775 | 33.51
RPT-E3-UTP | 173042 | 0 | 190527 | NETWORK REPEATER, UNSHIELDED TWISTED PAI | FIRE SERVICES GROUP LLC | RPT-E3-UTP | 749.6 | 0 | N | 749.6 | 0 | 749.6
RPURCH | 10510 | 15 | 187610 | HAZMAT oxygen cylinder 20 cuft MOX | MINNEAPOLIS OXYGEN CO. | R-PURCH | 149 | 114.2744 | N | 149 | 114.2744 | 149
RPURCHM | 175891 | 10 | 187617 | R-PURCH-M | NOT ON FILE | R-PURCH-M | 47.333 | 47.333 | N | 47.333 | 47.333 | 47.333
RR2PUAC24V | 166561 | 1 | 134179 | Relay DPDT 24Vac 10Amp Octagonal Pins | NEUCO INC. | RR2P-UAC24V | 11.02 | 11.02 | N | 11.02 | 11.02 | 11.02
RS | 10510 | 11 | 187617 | RESTOCKING CHARGENOF | NOT ON FILE | RS | 0 | 0 | N | 0 | 396 | 396
RS | 166559 | 1 | 187617 | RESTOCKING CHARGENOF | NOT ON FILE | RS | 0 | 396 | N | 0 | 396 | 396
RSS495011 | 166553 | 2 | 133693 | AIR PRESS SENSING KIT W/ADJUSTABLE SET P | CLEVELAND CONTROLS INC | RSS-495-011 | 28.17 | 21 | Y | 28.17 | 28.17 | 28.17
RSS495011 | 173042 | 13 | 133693 | AIR PRESS SENSING KIT W/ADJUSTABLE SET P | CLEVELAND CONTROLS INC | RSS-495-011 | 28.17 | 28.17 | N | 28.17 | 28.17 | 28.17
RSS498013 | 166553 | 2 | 134557 | 1"-4" Round Diff Pressure Switch | WISCO SUPPLY, INC. | RSS498013 | 28.2 | 19.1947 | Y | 28.2 | 28.2 | 28.2
RSS498013 | 166560 | 1 | 134557 | 1"-4" Round Diff Pressure Switch | WISCO SUPPLY, INC. | RSS498013 | 28.2 | 17.3894 | N | 28.2 | 28.2 | 28.2
RSS498013 | 173042 | 9 | 134557 | 1"-4" Round Diff Pressure Switch | WISCO SUPPLY, INC. | RSS498013 | 28.2 | 28.2 | N | 28.2 | 28.2 | 28.2
RT01131 | 10008 | 1 | 172409 | STRIKE BAC DISINFECTANT LEMON | Refrigeration Technologies | RT01131 | 29.96 | 29.96 | N | 29.96 | 29.96 | 29.96
RT100S | 10008 | 4 | 172409 | BIG BLU LEAK DETECTOR | Refrigeration Technologies | RT100S | 5.15 | 5.15 | N | 5.15 | 5.15 | 5.15
RT1015 | 10008 | 1 | 172409 | GALLON PUMP | Refrigeration Technologies | RT1015 | 4.95 | 4.95 | N | 4.95 | 4.95 | 4.95
RT201BP | 10008 | 2 | 172409 | NYLOG BLUE 2 PACK | Refrigeration Technologies | RT201BP | 8.74 | 8.74 | N | 8.74 | 8.74 | 8.74
RT202W | 10008 | 6 | 172409 | NYLOG WHITE SEALANT | Refrigeration Technologies | RT202W | 8.65 | 8.65 | Y | 8.65 | 8.65 | 8.65
RT301S | 10008 | 2 | 172409 | Viper Pump Sprayer | Refrigeration Technologies | RT301S | 22.09 | 22.09 | Y | 22.09 | 22.09 | 22.09
RT310V | 10008 | 1 | 172409 | VENOM PACK COIL BRIGHTENER | Refrigeration Technologies | RT310V | 13.99 | 13.99 | N | 13.99 | 13.99 | 13.99
RT330V | 10008 | 5 | 172409 | VENOM PACK CONDENSER CLEANER | Refrigeration Technologies | RT330V | 20.26 | 20.26 | N | 20.26 | 20.26 | 20.26
RT340V | 10008 | 4 | 172409 | VENOM PACK ALL-PURPOSE CLEANER | Refrigeration Technologies | RT340V | 13.65 | 13.65 | N | 13.65 | 13.65 | 13.65
RT375A | 10008 | 10 | 172409 | VIPER COIL CLEANER AEROSOL | Refrigeration Technologies | RT375A | 7.19 | 7.19 | Y | 7.19 | 7.19 | 7.19
RT400P | 10008 | 2 | 172409 | VIPER WETRAG REUSABLE HEAT BLOCKING PUTT | Refrigeration Technologies | RT400P | 15.43 | 15.43 | N | 15.43 | 15.43 | 15.43
RT410S | 10008 | 9 | 172409 | VIPER HEAT BLOCKING GEL | Refrigeration Technologies | RT410S | 11.63 | 11.63 | N | 11.63 | 11.63 | 11.63
RT600D | 10008 | 3 | 172409 | VIPER WIPES WATERLESS HAND WIPES | Refrigeration Technologies | RT600D | 15.32 | 15.32 | Y | 15.32 | 15.32 | 15.32
RT800S | 10008 | 11 | 172409 | VIPER PAN & DRAIN TREATMENT | Refrigeration Technologies | RT800S | 6.84 | 6.84 | N | 6.84 | 6.84 | 6.84
RT8916 | 10008 | 3 | 172409 | VIPER HAND SANITIZER GEL | Refrigeration Technologies | RT8916 | 5.08 | 5.0846 | N | 5.08 | 5.0846 | 5.0846
RT910T | 10008 | 12 | 172409 | SILICONE GREASE | Refrigeration Technologies | RT910T | 8.0208 | 8.53 | Y | 8.0208 | 8.53 | 8.53
RTAB10CG | 166553 | 2 | 148259 | PLIER,10",AUTO-BITE,T&G,CUSHION GRIP | Apex Tool Group, LLC | RTAB10CG | 16.47 | 16.47 | N | 16.47 | 16.47 | 16.47
RTAB10CG | 166561 | 4 | 148259 | PLIER,10",AUTO-BITE,T&G,CUSHION GRIP | Apex Tool Group, LLC | RTAB10CG | 16.47 | 14.62 | N | 16.47 | 16.47 | 16.47
RTAB12CG | 166553 | 1 | 148259 | PLIER,12",AUTO-BITE,T&G,CUSHION GRIP | Apex Tool Group, LLC | RTAB12CG | 18.95 | 18.95 | N | 18.95 | 18.95 | 18.95
RTAB12CG | 166561 | 5 | 148259 | PLIER,12",AUTO-BITE,T&G,CUSHION GRIP | Apex Tool Group, LLC | RTAB12CG | 18.95 | 17.28 | N | 18.95 | 18.95 | 18.95
RTAB8CG | 166553 | 1 | 148259 | PLIER,8",AUTO-BITE,T&G,CUSHION GRIP | Apex Tool Group, LLC | RTAB8CG | 12.5 | 12.5 | N | 12.5 | 12.5 | 12.5
RTCDFC2 | 173042 | 1 | 175131 | DFC-2RTC | RTC SOLUTIONS, INC | RTC-DFC2 | 51.33 | 51.33 | N | 51.33 | 51.33 | 51.33
RTCRTC1 | 173042 | 1 | 175131 | DIGITAL SET POINT SPACE TEMP. CONTRO | RTC SOLUTIONS, INC | RTC-RTC1 | 62.9 | 62.9 | N | 62.9 | 62.9 | 62.9
RTCSTS1 | 173042 | 1 | 175131 | WALL MOUNT SPACE TEMP.SENSOR FOR RTC | RTC SOLUTIONS, INC | RTC-STS1 | 18.9 | 18.9 | N | 18.9 | 18.9 | 18.9
RTCTS1 | 175891 | 4 | 175131 | SPST TOGGLE SWITCH | RTC SOLUTIONS, INC | RTC-TS1 | 4.781 | 4.516 | Y | 4.781 | 4.516 | 4.781
RTCWDOS300X300HD | 173042 | 23 | 175131 | WD-OS-300X300-HD RTC | RTC SOLUTIONS, INC | RTC-WDOS300X300HD | 12.49 | 12.4909 | N | 12.49 | 12.4909 | 12.4909
RTZ28CGV | 166553 | 6 | 148259 | 8" Channel Lock,Cush Grip,K9,V-Jaw | Apex Tool Group, LLC | RTZ28CGV | 11.27 | 11 | N | 11.27 | 11.27 | 11.27
RTZ28CGV | 166557 | 1 | 148259 | 8" Channel Lock,Cush Grip,K9,V-Jaw | Apex Tool Group, LLC | RTZ28CGV | 11.27 | 11.27 | N | 11.27 | 11.27 | 11.27
RUBBER GROMMETS | 175883 | 76 | 134179 | RUBBER GROMMETS | NEUCO INC. | RUBBER GROMMETS | 0 | 0.1345 | N | 0 | 0.1345 | 0.1345
RV8H2LAD24 | 10008 | 6 | 134594 | IDEC RELAY DPDT 24VAC/DC, LED, SCREW TER | IDEC CORPORATION | RV8H2LAD24 | 0 | 11.2667 | N | 0 | 11.27 | 11.27
RV8H2LAD24 | 175891 | 21 | 176391 | IDEC RELAY DPDT 24VAC/DC, LED, SCREW TER | EQUIPTEX INDUSTRIAL PRODUCTS CORP-PF | RV8H2LAD24 | 0 | 11.27 | Y | 0 | 11.27 | 11.27
RW271D3U017 | 166557 | 1 | 130026 | Overload Relay, 11.0-17.0A, Class 10 | GALCO INDUSTRIAL ELECTRONICS | RW27-1D3-U017 | 30.23 | 30.23 | N | 30.23 | 30.23 | 30.23
RXG13B7 | 10008 | 1 | 134342 | RELAY 1CO 10A 250VAC 24VAC | SCHNEIDER ELECTRIC BUILDINGS AMERICAS, INC | RXG13B7 | 4.63 | 4.63 | N | 4.63 | 4.63 | 4.63
S&S CAT7-9-120- E1CB-G7 | 175890 | 2 | 176391 | RELAY | EQUIPTEX INDUSTRIAL PRODUCTS CORP-PF | S&S CAT7-9-120- E1CB-G7 | 228.33 | 228.33 | N | 228.33 | 228.33 | 228.33
S0204E | 175891 | 5 | 176663 | NORGAS HP WHT SPRNG 2-5 PSI NGR02 1-3PSI | NORGAS | S0204E | 3.6643 | 3.6643 | Y | 3.6643 | 3.6643 | 3.6643
S02A | 175891 | 4 | 176663 | NORGAS NGR02 GREEN SPRING 6.5-16IN | NORGAS | S02A | 5.92 | 5.92 | N | 5.92 | 5.92 | 5.92
S02B | 175891 | 8 | 176663 | NORGAS NGR02 SILVER SPRING 14-28IN | NORGAS | S02B | 0.01 | 0.0101 | N | 0.01 | 0.0101 | 0.0101
S02C | 175891 | 3 | 176663 | NORGAS NGR02 YLLW/BLCK SPRNG 26IN-1.5PSI | NORGAS | S02C | 0.01 | 0.0101 | N | 0.01 | 0.0101 | 0.0101
S02D | 175891 | 5 | 176663 | NORGAS NGR02HP YELLOW SPRING 1-3 PSI | NORGAS | S02D | 4.2649 | 5.92 | Y | 4.2649 | 5.92 | 5.92
S02F | 175891 | 4 | 176663 | NORGAS NGR02 ORANGE SPRING 2-7 IN | NORGAS | S02F | 0 | 5.92 | N | 0 | 5.92 | 5.92
S04A | 175891 | 5 | 176663 | NORGAS NGR04 BROWN SPRING 3-7IN | NORGAS | S04A | 2.67 | 2.1365 | N | 2.67 | 2.1365 | 2.67
S04B | 175891 | 3 | 176663 | NORGAS NGR04 GRAY SPRING 4-10IN | NORGAS | S04B | 5 | 6.3067 | N | 5 | 6.3067 | 6.3067
S04C | 175891 | 4 | 176663 | NORGAS NGR04 BLACK SPRING 9-14IN | NORGAS | S04C | 5.92 | 5.92 | Y | 5.92 | 5.92 | 5.92
S04D | 175891 | 4 | 176663 | NORGAS NGR04 BLUE SPRING 9-15IN | NORGAS | S04D | 5.59 | 5.59 | Y | 5.59 | 5.59 | 5.59
S04E | 175891 | 4 | 176663 | NORGAS NGR04 SILVER SPRING 12-20IN | NORGAS | S04E | 5.58 | 5.5761 | N | 5.58 | 5.5761 | 5.58
S04F | 175891 | 3 | 176663 | NORGAS NGR04 HP RED/GRAY SPRING 13-28IN | NORGAS | S04F | 1.97 | 1.9733 | N | 1.97 | 1.9733 | 1.9733
S04G | 175891 | 3 | 176663 | NORGAS NGR04 YELLOW SPRING 1-2PSIG | NORGAS | S04G | 5.552 | 5.552 | N | 5.552 | 5.552 | 5.552
S04H | 175891 | 4 | 176663 | NORGAS NGR04 RED SPRING 1-2.5 LBS | NORGAS | S04H | 5.92 | 5.92 | Y | 5.92 | 5.92 | 5.92
S0608 A | 175891 | 0 | 176663 | NGR06/ NGR08 Orange Spring 2-4”wc) | NORGAS | S0608A | 40.55 | 0 | N | 40.55 | 0 | 40.55
S0608E | 175891 | 6 | 176663 | NORGAS SLVR 19IN-2PSI NGR06 1-2PSI NGR08 | NORGAS | S0608E | 26.09 | 6.5301 | N | 26.09 | 6.5301 | 26.09
S0608F | 175891 | 2 | 176663 | NORGAS NGR0608 YELLOW 1.5-3 PSI (NGR06) | NORGAS | S0608F | 35 | 40.55 | N | 35 | 40.55 | 40.55
S10 | 10510 | 18 | 134161 | 10 AMP LUG FUSE | MINERS & PISANI, INC. | S-10 | 232.71 | 5.8242 | Y | 232.71 | 5.8242 | 232.71
S102632627700 | 166561 | 1 | 134179 | 10x8 CCW Blower Wheel 1/2"Bore | NEUCO INC. | S1-026-32627-700 | 117.48 | 117.48 | N | 117.48 | 117.48 | 117.48
S1061A40100C | 10510 | 1 | 134395 | Watsco time delay relayby Cam-Stat 24V S | SUPCO SEALED UNIT PARTS CO., INC. / NSI | S106-1A-40-100C | 43.95 | 43.95 | N | 43.95 | 43.95 | 43.95
S1061A4575C | 10510 | 2 | 134395 | Watsco time delay relayby Cam-Stat 24V S | SUPCO SEALED UNIT PARTS CO., INC. / NSI | S106-1A-45-75C | 43.95 | 43.95 | N | 43.95 | 43.95 | 43.95
S1061A4575C | 175891 | 1 | 134395 | Watsco time delay relayby Cam-Stat 24V S | SUPCO SEALED UNIT PARTS CO., INC. / NSI | S106-1A-45-75C | 43.95 | 43.95 | Y | 43.95 | 43.95 | 43.95
S1061B6545C | 10510 | 1 | 134395 | Watsco time delay relayby Cam-Stat 24V S | SUPCO SEALED UNIT PARTS CO., INC. / NSI | S106-1B-65-45C | 43.95 | 19.25 | N | 43.95 | 43.95 | 43.95
S1061B6545C | 175891 | 1 | 134395 | Watsco time delay relayby Cam-Stat 24V S | SUPCO SEALED UNIT PARTS CO., INC. / NSI | S106-1B-65-45C | 43.95 | 43.95 | Y | 43.95 | 43.95 | 43.95
S20 | 10510 | 11 | 187580 | Edison 20 amp plug fuse(with size limiti | CGNA/EDISON FUSEGEAR | S-20 | 0.884 | 0.884 | Y | 0.884 | 0.884 | 0.884
S20000 | 166557 | 2 | 169000 | Differential Pressure Gauge 0-0.5" | SENSOCON, INC. | S2000-0 | 48.3 | 48.3 | N | 48.3 | 48.3 | 48.3
S20000 | 166561 | 3 | 169000 | Differential Pressure Gauge 0-0.5" | SENSOCON, INC. | S2000-0 | 48.3 | 34.5 | N | 48.3 | 48.3 | 48.3
S200000 | 166553 | 3 | 169000 | Differential Pressure Gauge 0-.25" | SENSOCON, INC. | S2000-0 | 54.18 | 54.18 | N | 54.18 | 54.18 | 54.18
S200000 | 166557 | 1 | 169000 | Differential Pressure Gauge 0-.25" | SENSOCON, INC. | S2000-0 | 54.18 | 48.3 | N | 54.18 | 54.18 | 54.18
S200000 | 166561 | 1 | 169000 | Differential Pressure Gauge 0-.25" | SENSOCON, INC. | S2000-0 | 54.18 | 46.5 | N | 54.18 | 54.18 | 54.18
S2001 | 166553 | 5 | 169000 | Differential Pressure Gauge 0-1" | SENSOCON, INC. | S2001 | 51.4128 | 20.0315 | Y | 51.4128 | 48.3 | 51.4128
S2001 | 166557 | 1 | 169000 | Differential Pressure Gauge 0-1" | SENSOCON, INC. | S2001 | 51.4128 | 48.3 | N | 51.4128 | 48.3 | 51.4128
S2001 | 166561 | 2 | 169000 | Differential Pressure Gauge 0-1" | SENSOCON, INC. | S2001 | 51.4128 | 48.3 | N | 51.4128 | 48.3 | 51.4128
S2002 | 166553 | 6 | 169000 | Differential Pressure Gauge 0-2" | SENSOCON, INC. | S2002 | 51.1 | 50.8667 | Y | 51.1 | 50.8667 | 51.1
S2002 | 166561 | 1 | 169000 | Differential Pressure Gauge 0-2" | SENSOCON, INC. | S2002 | 51.1 | 48.3 | N | 51.1 | 50.8667 | 51.1
S2003 | 166553 | 4 | 169000 | Differential Pressure Gauge 0-3" | SENSOCON, INC. | S2003 | 14.6 | 14.6 | Y | 14.6 | 14.6 | 14.6
S2004 | 166553 | 1 | 169000 | Differential Pressure Gauge 0-4" | SENSOCON, INC. | S2004 | 51.1 | 51.1 | N | 51.1 | 51.1 | 51.1
S2004 | 166561 | 1 | 169000 | Differential Pressure Gauge 0-4" | SENSOCON, INC. | S2004 | 51.1 | 45.2333 | N | 51.1 | 51.1 | 51.1
S2005 | 166553 | 3 | 169000 | Differential Pressure Gauge 0-5" | SENSOCON, INC. | S2005 | 48.3 | 52.5 | Y | 48.3 | 52.5 | 52.5
S2005 | 166561 | 4 | 169000 | Differential Pressure Gauge 0-5" | SENSOCON, INC. | S2005 | 48.3 | 48.3 | N | 48.3 | 52.5 | 52.5
S2006 | 166561 | 1 | 169000 | 0-6" Diff Press Gauge | SENSOCON, INC. | S2006 | 50.6 | 50.6 | N | 50.6 | 50.6 | 50.6
S202XF02N5EG5 | 10008 | 3 | 133901 | 3/4" VALVE, BRASS, 3/4 ORIFICE, BUNA SEA | GC VALVES, LLC. | S202XF02N5EG5 | 139.84 | 139.84 | N | 139.84 | 139.84 | 139.84
S261SH02N3EG5 | 10510 | 3 | 133472 | 3/4"NC 120V 0/30#SHUTOFF VLV | ASCO L.P. | S261SH02N3EG5 | 375.23 | 236.8001 | Y | 375.23 | 236.8001 | 375.23
S261SH02N3EG5 | 166561 | 1 | 133472 | 3/4"NC 120V 0/30#SHUTOFF VLV | ASCO L.P. | S261SH02N3EG5 | 375.23 | 215.6 | N | 375.23 | 236.8001 | 375.23
S261SH02N3GJ7 | 10510 | 1 | 133472 | Asco 1-1/4 solenoid CS5120VAC safety gas | ASCO L.P. | S261SH02N3GJ7 | 200.208 | 404.3 | Y | 200.208 | 404.3 | 404.3
S261SH02N3LK4 | 10510 | 2 | 133472 | Asco 3" Gas Solenoid Valve 120VAC NC | ASCO L.P. | S261SH02N3LK4 | 1124.29 | 538.927 | Y | 1124.29 | 538.927 | 1124.29
S2USB485JCCB | 166561 | 1 | 168859 | USB Port Powered N2 Bus 232/485 Conv | *DO NOT USE* Paid with Divvy Card | S2USB485JCCB | 220 | 220 | N | 220 | 220 | 220
S2USB485JCCB | 173042 | 5 | 168859 | USB Port Powered N2 Bus 232/485 Conv | *DO NOT USE* Paid with Divvy Card | S2USB485JCCB | 220 | 220 | Y | 220 | 220 | 220
S303GF02V8AV1 | 173042 | 1 | 134179 | 1/8" 3 way solenoid | NEUCO INC. | S303GF02V8AV1 | 98.32 | 98.32 | N | 98.32 | 98.32 | 98.32
S311AF02V9AF5 | 10510 | 1 | 133901 | GC Valves 1/8 solenoid CS3120VAC gas val | GC VALVES, LLC. | S311AF02V9AF5 | 37.533 | 37.533 | Y | 37.533 | 37.533 | 37.533
S311AF02V9BF5 | 10510 | 2 | 133901 | GC Valves 1/4 solenoid CS3120VAC gas val | GC VALVES, LLC. | S311AF02V9BF5 | 53.68 | 53.68 | Y | 53.68 | 53.68 | 53.68
S311AF02V9CF5 | 10510 | 3 | 133901 | GC Valves 3/8 solenoid CS3120VAC gas val | GC VALVES, LLC. | S311AF02V9CF5 | 56.607 | 52.358 | N | 56.607 | 52.358 | 56.607
S401AF02V9BF5 | 10510 | 6 | 133901 | GC Valves 1/4 solenoid CS4120VAC 300 PSI | GC VALVES, LLC. | S401AF02V9BF5 | 135.161 | 133.6103 | Y | 135.161 | 133.6103 | 135.161
S401AF02V9CF5 | 10510 | 8 | 133901 | GC Valves 3/8 solenoid CS4120VAC 300 PSI | GC VALVES, LLC. | S401AF02V9CF5 | 143.131 | 142.224 | N | 143.131 | 142.224 | 143.131
S401AF02V9DF5 | 10510 | 3 | 133901 | GC Valves 1/2 solenoid CS4120VAC 300 PSI | GC VALVES, LLC. | S401AF02V9DF5 | 151.543 | 150.7037 | Y | 151.543 | 150.7037 | 151.543
S55180A150 | 166561 | 0 | 134065 | FLTG FailSafe Actuator for MZ | SIEMENS INDUSTRY, INC. | S55180-A150 | 0 | 0 | N | 54.12 | 69.19 | 69.19
S55180A150 | 175883 | 1 | 134065 | FLTG FailSafe Actuator for MZ | SIEMENS INDUSTRY, INC. | S55180-A150 | 54.12 | 69.19 | N | 54.12 | 69.19 | 69.19
S55180A152 | 10510 | 1 | 134065 | SSD131.09U 24V, 3P, FIP, PICV ACTUATOR | SIEMENS INDUSTRY, INC. | S55180-A152 | 0 | 59.17 | N | 0 | 59.17 | 59.17
S614 | 10510 | 4 | 187580 | Edison 6-1/4 amp plug fuse(with size lim | CGNA/EDISON FUSEGEAR | S-6 1/4 | 7.783 | 7.783 | Y | 7.783 | 7.783 | 7.783
S662CD | 175891 | 1 | 176522 | SENSOREX FLAT SURFACE AND SELF CLEANING | SENSOREX | S662CD | 196.3058 | 196.3057 | N | 196.3058 | 196.3057 | 196.3058
S757213 | 10510 | 3 | 187608 | Itron 1/8 orifice forB31R regulators | MIDWEST GAS EQUIPMENT, INC. | S-757213 | 2.6 | 2.6 | N | 2.6 | 2.6 | 2.6
S757611 | 10510 | 1 | 187608 | Itron 1/8 orifice forB42R regulators | MIDWEST GAS EQUIPMENT, INC. | S-757611 | 9.35 | 9.35 | Y | 9.35 | 9.35 | 9.35
S758163 | 10510 | 2 | 187608 | Itron 5/8x3/4 orifice forB34 regulators | MIDWEST GAS EQUIPMENT, INC. | S-758163 | 41.95 | 45.175 | Y | 41.95 | 45.175 | 45.175
S758169 | 10510 | 2 | 187608 | Itron 7/8x1 orifice forB34 regulators | MIDWEST GAS EQUIPMENT, INC. | S-758169 | 48.4 | 48.4 | N | 48.4 | 48.4 | 48.4
S762025 | 10510 | 1 | 187608 | Itron .75-1.1# red/grayspringB34SRHP, B3 | MIDWEST GAS EQUIPMENT, INC. | S-762025 | 11.55 | 11.55 | Y | 11.55 | 11.55 | 11.55
S762117 | 10510 | 54 | 187608 | Itron 6-16 Drk Grn spr B42R4.5-6.5 sprin | MIDWEST GAS EQUIPMENT, INC. | S-762117 | 11.55 | 7.9324 | Y | 11.55 | 9.775 | 11.55
S762117 | 175891 | 1 | 187608 | Itron 6-16 Drk Grn spr B42R4.5-6.5 sprin | MIDWEST GAS EQUIPMENT, INC. | S-762117 | 11.55 | 9.775 | N | 11.55 | 9.775 | 11.55
S762123 | 10510 | 3 | 187608 | Itron 7.3-11 blackspring for B31R & 6-9 | MIDWEST GAS EQUIPMENT, INC. | S-762123 | 11.388 | 10.8416 | Y | 11.388 | 11.55 | 11.55
S762123 | 175891 | 1 | 187608 | Itron 7.3-11 blackspring for B31R & 6-9 | MIDWEST GAS EQUIPMENT, INC. | S-762123 | 11.388 | 11.55 | Y | 11.388 | 11.55 | 11.55
S762127 | 10510 | 0 | 187608 | Itron 8-12 blue springfor B34SR & B31R r | MIDWEST GAS EQUIPMENT, INC. | S-762127 | 7.15 | 11.66 | Y | 7.15 | 11.66 | 11.66
S762127 | 175891 | 2 | 187608 | Itron 8-12 blue springfor B34SR & B31R r | MIDWEST GAS EQUIPMENT, INC. | S-762127 | 7.15 | 7.15 | Y | 7.15 | 11.66 | 11.66
S762129 | 10510 | 7 | 187608 | Itron 11-16 silverspring for B34SR, B31R | MIDWEST GAS EQUIPMENT, INC. | S-762129 | 7.15 | 9.625 | Y | 7.15 | 9.625 | 9.625
S762129 | 175891 | 5 | 187608 | Itron 11-16 silverspring for B34SR, B31R | MIDWEST GAS EQUIPMENT, INC. | S-762129 | 7.15 | 7.15 | Y | 7.15 | 9.625 | 9.625
S762131 | 10510 | 2 | 187608 | Itron 1.1#-1.5# yellowspring B34SRHP, B3 | MIDWEST GAS EQUIPMENT, INC. | S-762131 | 12.9 | 12.9 | N | 12.9 | 12.9 | 12.9
S762131 | 175891 | 1 | 187608 | Itron 1.1#-1.5# yellowspring B34SRHP, B3 | MIDWEST GAS EQUIPMENT, INC. | S-762131 | 12.9 | 12.9 | N | 12.9 | 12.9 | 12.9
S762137 | 10510 | 7 | 187608 | Itron 1.75#-2.5# whitespring B34SRHP, B3 | MIDWEST GAS EQUIPMENT, INC. | S-762137 | 14.8867 | 14.8352 | Y | 14.8867 | 14.8352 | 14.8867
S762137 | 175891 | 1 | 187608 | Itron 1.75#-2.5# whitespring B34SRHP, B3 | MIDWEST GAS EQUIPMENT, INC. | S-762137 | 14.8867 | 12.25 | Y | 14.8867 | 14.8352 | 14.8867
S762139 | 10510 | 2 | 187608 | Itron 4.0-9.0 greyspring for B31R regula | MIDWEST GAS EQUIPMENT, INC. | S-762139 | 11.55 | 10.394 | Y | 11.55 | 10.394 | 11.55
S762355 | 10510 | 3 | 187608 | Itron 6.5-13 blackspring for B34R regula | MIDWEST GAS EQUIPMENT, INC. | S-762355 | 28.167 | 32.3 | Y | 28.167 | 32.3 | 32.3
S762357 | 10510 | 4 | 187608 | Itron 15-28 bluespring for B34R regulato | MIDWEST GAS EQUIPMENT, INC. | S-762357 | 44.73 | 44.1773 | Y | 44.73 | 44.1773 | 44.73
S762357 | 175891 | 4 | 187608 | Itron 15-28 bluespring for B34R regulato | MIDWEST GAS EQUIPMENT, INC. | S-762357 | 44.73 | 23.19 | N | 44.73 | 44.1773 | 44.73
S762359 | 10510 | 1 | 187608 | Itron 1-2# silverspring for B34R | MIDWEST GAS EQUIPMENT, INC. | S-762359 | 38.125 | 32.3 | Y | 38.125 | 38.067 | 38.125
S762359 | 175891 | 1 | 187608 | Itron 1-2# silverspring for B34R | MIDWEST GAS EQUIPMENT, INC. | S-762359 | 38.125 | 38.067 | Y | 38.125 | 38.067 | 38.125
S762361 | 10510 | 2 | 187608 | Itron 2-4 PSIG yellowspring for B34R reg | MIDWEST GAS EQUIPMENT, INC. | S-762361 | 45.1 | 32.3 | Y | 45.1 | 41 | 45.1
S762361 | 175891 | 1 | 187608 | Itron 2-4 PSIG yellowspring for B34R reg | MIDWEST GAS EQUIPMENT, INC. | S-762361 | 45.1 | 41 | N | 45.1 | 41 | 45.1
S762365 | 175891 | 4 | 187608 | Itron 9.1-20.8purplespring for B34R regu | MIDWEST GAS EQUIPMENT, INC. | S-762365 | 42.9 | 42.9 | Y | 42.9 | 42.9 | 42.9
S762646 | 10510 | 10 | 187608 | Itron 8-14 blue springfor B42R regulator | MIDWEST GAS EQUIPMENT, INC. | S-762646 | 5.4851 | 5.1236 | Y | 5.4851 | 5.1236 | 5.4851
S762646 | 175891 | 2 | 187608 | Itron 8-14 blue springfor B42R regulator | MIDWEST GAS EQUIPMENT, INC. | S-762646 | 5.4851 | 4.428 | Y | 5.4851 | 5.1236 | 5.4851
S762647 | 10510 | 13 | 187608 | Itron 12-28 silverspring for B42R regula | MIDWEST GAS EQUIPMENT, INC. | S-762647 | 5.644 | 5.4706 | Y | 5.644 | 5.644 | 5.644
S762647 | 175891 | 1 | 187608 | Itron 12-28 silverspring for B42R regula | MIDWEST GAS EQUIPMENT, INC. | S-762647 | 5.644 | 5.644 | Y | 5.644 | 5.644 | 5.644
S762649 | 175891 | 1 | 176663 | SPRING B42R, 5.0-7.0IN | NORGAS | SPB42RGREEN | 3.03 | 3.0299 | N | 3.03 | 3.0299 | 3.03
S762650 | 10510 | 10 | 187608 | Itron 1-2# yellow/blackspring for B42R r | MIDWEST GAS EQUIPMENT, INC. | S-762650 | 5.5 | 10.3 | Y | 5.5 | 10.3 | 10.3
S762671 | 10510 | 1 | 187608 | Itron 5# red nestedspring for B34R regul | MIDWEST GAS EQUIPMENT, INC. | S-762671 | 60.5 | 50.2 | Y | 60.5 | 55 | 60.5
S762671 | 175891 | 1 | 187608 | Itron 5# red nestedspring for B34R regul | MIDWEST GAS EQUIPMENT, INC. | S-762671 | 60.5 | 55 | Y | 60.5 | 55 | 60.5
S799021 | 10510 | 3 | 187608 | Itron orifice wrench for B34B34SR, CL34, | MIDWEST GAS EQUIPMENT, INC. | S-799021 | 140.85 | 101.82 | Y | 140.85 | 101.82 | 140.85
S799051 | 10510 | 3 | 187608 | Itron adj wrench for B31R,B42R,B34SR,CL3 | MIDWEST GAS EQUIPMENT, INC. | S-799051 | 67.05 | 65.4867 | N | 67.05 | 65.4867 | 67.05
S8 | 10510 | 5 | 133506 | Clark Reliance Prismatic Gage, | MITECH CONTROLS INC. | S8. | 6.484 | 6.363 | Y | 6.484 | 6.363 | 6.484
S86M | 10510 | 5 | 168933 | Klein nut driver 1/4magnetic with 6 shaf | Klein Tools, Inc. | S86M | 7.9789 | 7.572 | Y | 7.9789 | 7.572 | 7.9789
S86M | 175891 | 1 | 168933 | Klein nut driver 1/4magnetic with 6 shaf | Klein Tools, Inc. | S86M | 7.9789 | 6.86 | Y | 7.9789 | 7.572 | 7.9789
S91DJ1 | 175891 | 5 | 134012 | M100 SPDT 1AUX SWITCH | JOHNSON CONTROLS NORTH AMERICAN PRODUCTS (JCI) | S91DJ-1 | 74.77 | 74.766 | N | 74.77 | 74.766 | 74.77
S91EJ1 | 175891 | 1 | 134012 | M100 SPDT 2AUX SWITCH | JOHNSON CONTROLS NORTH AMERICAN PRODUCTS (JCI) | S91EJ-1 | 84.1035 | 84.1035 | N | 84.1035 | 84.1035 | 84.1035
SAG-SCE10086CHNFSS | 10008 | 1 | 134332 | S.S. CHNF Enclosure | SAGINAW CONTROL & ENGINEERING | SCE-10086CHNFSS | 263.33 | 217.36 | N | 263.33 | 217.36 | 263.33
SAG-SCE1212SC | 166553 | 10 | 134332 | SC Enclosure | SAGINAW CONTROL & ENGINEERING | SCE-1212SC | 82.13 | 76.76 | N | 82.13 | 76.76 | 82.13
SAG-SCE12H2406LP | 173042 | 1 | 134332 | Nema 4 LP Enclosure | SAGINAW CONTROL & ENGINEERING | SCE-12H2406LP | 206.16 | 190.01 | N | 206.16 | 190.01 | 206.16
SAG-SCE12N10MPP | 173042 | 1 | 134332 | Subpanel, Flat Perforated | SAGINAW CONTROL & ENGINEERING | SCE-12N10MPP | 15.17 | 0 | N | 15.17 | 0 | 15.17
SAG-SCE12N1204LP | 166553 | 5 | 134332 | Nema-1 Enclosure | SAGINAW CONTROL & ENGINEERING | SCE-12N1204LP | 53.24 | 48.4 | N | 53.24 | 48.4 | 53.24
SAG-SCE12N1206LP | 10510 | 3 | 134332 | Nema-1 Enclosure | SAGINAW CONTROL & ENGINEERING | SCE-12N1206LP | 60.36 | 60.36 | Y | 60.36 | 60.36 | 60.36
SAG-SCE12N1206LP | 10770 | 4 | 134332 | Nema-1 Enclosure | SAGINAW CONTROL & ENGINEERING | SCE-12N1206LP | 60.36 | 54.87 | Y | 60.36 | 60.36 | 60.36
SAG-SCE12N1206LP | 166553 | 3 | 134332 | Nema-1 Enclosure | SAGINAW CONTROL & ENGINEERING | SCE-12N1206LP | 60.36 | 54.87 | N | 60.36 | 60.36 | 60.36
SAG-SCE12N1206LP | 166561 | 3 | 134332 | Nema-1 Enclosure | SAGINAW CONTROL & ENGINEERING | SCE-12N1206LP | 60.36 | 41.79 | N | 60.36 | 60.36 | 60.36
SAG-SCE12N1206LP | 175883 | 9 | 134332 | Nema-1 Enclosure | SAGINAW CONTROL & ENGINEERING | SCE-12N1206LP | 60.36 | 55.89 | N | 60.36 | 60.36 | 60.36
SAG-SCE12N1208LP | 175883 | 12 | 134332 | Nema-1 Enclosure | SAGINAW CONTROL & ENGINEERING | SCE-12N1208LP | 67.39 | 66.56 | Y | 67.39 | 66.56 | 67.39
SAG-SCE12N12MPP | 10510 | 3 | 134332 | Subpanel, Flat Perforated | SAGINAW CONTROL & ENGINEERING | SCE-12N12MPP | 16 | 16 | Y | 16 | 16 | 16
SAG-SCE12N12MPP | 10770 | 4 | 134332 | Subpanel, Flat Perforated | SAGINAW CONTROL & ENGINEERING | SCE-12N12MPP | 16 | 14.54 | Y | 16 | 16 | 16
SAG-SCE12N12MPP | 166553 | 10 | 134332 | Subpanel, Flat Perforated | SAGINAW CONTROL & ENGINEERING | SCE-12N12MPP | 16 | 14.54 | N | 16 | 16 | 16
SAG-SCE12N12MPP | 166559 | 4 | 134332 | Subpanel, Flat Perforated | SAGINAW CONTROL & ENGINEERING | SCE-12N12MPP | 16 | 11.08 | N | 16 | 16 | 16
SAG-SCE12N12MPP | 175883 | -10 | 134332 | Subpanel, Flat Perforated | SAGINAW CONTROL & ENGINEERING | SCE-12N12MPP | 16 | 14.8215 | N | 16 | 16 | 16
SAG-SCE12P12 | 166553 | 10 | 134332 | Subpanel, Flat | SAGINAW CONTROL & ENGINEERING | SCE-12P12 | 8.47 | 7.63 | N | 8.47 | 7.63 | 8.47
SAG-SCE12R104 | 10008 | 1 | 134332 | Type-3R Screw Cover Enclosure | SAGINAW CONTROL & ENGINEERING | SCE-12R104 | 118.32 | 96.8 | N | 118.32 | 96.8 | 118.32
SAG-SCE1412PC | 175883 | 52 | 134332 | Polycarbonate Enclosure | SAGINAW CONTROL & ENGINEERING | SCE-1412PC | 111.77 | 110.6092 | N | 111.77 | 110.6092 | 111.77
SAG-SCE14N1204LP | 175883 | 4 | 134332 | Nema-1 Enclosure | SAGINAW CONTROL & ENGINEERING | SCE-14N1204LP | 58.01 | 52.74 | Y | 58.01 | 52.74 | 58.01
SAG-SCE14N1206LP | 10008 | 0 | 134332 | Nema-1 Enclosure | SAGINAW CONTROL & ENGINEERING | SCE-14N1206LP | 65.7 | 60.128 | N | 65.7 | 61.5867 | 65.7
SAG-SCE14N1206LP | 175883 | 3 | 134332 | Nema-1 Enclosure | SAGINAW CONTROL & ENGINEERING | SCE-14N1206LP | 65.7 | 61.5867 | N | 65.7 | 61.5867 | 65.7
SAG-SCE14N12MP | 10008 | 0 | 134332 | Subpanel, Flat Nema-1 | SAGINAW CONTROL & ENGINEERING | SCE-14N12MP | 7.95 | 7.278 | N | 7.95 | 7.278 | 7.95
SAG-SCE14N12MPP | 175883 | 7 | 134332 | Subpanel, Flat Perforated | SAGINAW CONTROL & ENGINEERING | SCE-14N12MPP | 17.2 | 15.8212 | Y | 17.2 | 15.8212 | 17.2
SAG-SCE14P12 | 175883 | 52 | 134332 | Subpanel, Flat | SAGINAW CONTROL & ENGINEERING | SCE-14P12 | 9.45 | 8.6927 | N | 9.45 | 8.6927 | 9.45
SAG-SCE1614ELJW | 175890 | 1 | 134332 | ELJ Enclosure W/Viewing Window | SAGINAW CONTROL & ENGINEERING | SCE-1614ELJW | 146.91 | 137.3 | Y | 146.91 | 137.3 | 146.91
SAG-SCE16EL1606LP | 10008 | 4 | 134332 | EL Enclosure | SAGINAW CONTROL & ENGINEERING | SCE-16EL1606LP | 178.18 | 167.77 | N | 178.18 | 167.77 | 178.18
SAG-SCE16N1206LP | 166561 | 1 | 134332 | Nema-1 Enclosure | SAGINAW CONTROL & ENGINEERING | SCE-16N1206LP | 98.4 | 75 | N | 98.4 | 75 | 98.4
SAG-SCE16N1606LP | 10008 | 9 | 134332 | Nema-1 Enclosure | SAGINAW CONTROL & ENGINEERING | SCE-16N1606LP | 109.99 | 100.9219 | Y | 109.99 | 109.99 | 109.99
SAG-SCE16N1606LP | 10510 | 3 | 134332 | Nema-1 Enclosure | SAGINAW CONTROL & ENGINEERING | SCE-16N1606LP | 109.99 | 109.99 | Y | 109.99 | 109.99 | 109.99
SAG-SCE16N1606LP | 10770 | 4 | 134332 | Nema-1 Enclosure | SAGINAW CONTROL & ENGINEERING | SCE-16N1606LP | 109.99 | 99.99 | Y | 109.99 | 109.99 | 109.99
SAG-SCE16N1606LP | 166553 | 8 | 134332 | Nema-1 Enclosure | SAGINAW CONTROL & ENGINEERING | SCE-16N1606LP | 109.99 | 99.99 | N | 109.99 | 109.99 | 109.99
SAG-SCE16N1606LP | 173042 | 9 | 134332 | Nema-1 Enclosure | SAGINAW CONTROL & ENGINEERING | SCE-16N1606LP | 109.99 | 107.0627 | Y | 109.99 | 109.99 | 109.99
SAG-SCE16N1606LP | 175883 | 8 | 134332 | Nema-1 Enclosure | SAGINAW CONTROL & ENGINEERING | SCE-16N1606LP | 109.99 | 109.6475 | Y | 109.99 | 109.99 | 109.99
SAG-SCE16N16MP | 10008 | 9 | 134332 | Subpanel, Flat Nema-1 | SAGINAW CONTROL & ENGINEERING | SCE-16N16MP | 19.29 | 17.5784 | Y | 19.29 | 17.5784 | 19.29
SAG-SCE16N16MPP | 10510 | 3 | 134332 | Subpanel, Flat Perforated | SAGINAW CONTROL & ENGINEERING | SCE-16N16MPP | 22.66 | 22.66 | Y | 22.66 | 22.66 | 22.66
SAG-SCE16N16MPP | 10770 | 4 | 134332 | Subpanel, Flat Perforated | SAGINAW CONTROL & ENGINEERING | SCE-16N16MPP | 22.66 | 20.6 | Y | 22.66 | 22.66 | 22.66
SAG-SCE16N16MPP | 166553 | 8 | 134332 | Subpanel, Flat Perforated | SAGINAW CONTROL & ENGINEERING | SCE-16N16MPP | 22.66 | 20.6 | N | 22.66 | 22.66 | 22.66
SAG-SCE16N16MPP | 173042 | 7 | 134332 | Subpanel, Flat Perforated | SAGINAW CONTROL & ENGINEERING | SCE-16N16MPP | 22.66 | 22.2031 | Y | 22.66 | 22.66 | 22.66
SAG-SCE16N16MPP | 175883 | 6 | 134332 | Subpanel, Flat Perforated | SAGINAW CONTROL & ENGINEERING | SCE-16N16MPP | 22.66 | 22.66 | Y | 22.66 | 22.66 | 22.66
SAG-SCE16P12 | 166561 | 1 | 134332 | Subpanel, Flat | SAGINAW CONTROL & ENGINEERING | SCE-16P12 | 13.81 | 9.4 | N | 13.81 | 9.4 | 13.81
SAG-SCE16P16 | 10008 | 6 | 134332 | Subpanel, Flat | SAGINAW CONTROL & ENGINEERING | SCE-16P16 | 22.91 | 21.05 | N | 22.91 | 21.05 | 22.91
SAG-SCE18N1606NKT | 175888 | 5 | 134332 | Nema-1 Enclosure | SAGINAW CONTROL & ENGINEERING | SCE-18N1606NK-T | 129.36 | 124.0313 | Y | 129.36 | 124.0313 | 129.36
SAG-SCE18N1606NKT | 175890 | 4 | 134332 | Nema-1 Enclosure | SAGINAW CONTROL & ENGINEERING | SCE-18N1606NK-T | 129.36 | 118.1634 | Y | 129.36 | 124.0313 | 129.36
SAG-SCE20N1606LP | 10008 | 1 | 134332 | Nema-1 Enclosure | SAGINAW CONTROL & ENGINEERING | SCE-20N1606LP | 121.56 | 110.7747 | Y | 121.56 | 110.7747 | 121.56
SAG-SCE20N1606LP | 10770 | 4 | 134332 | Nema-1 Enclosure | SAGINAW CONTROL & ENGINEERING | SCE-20N1606LP | 121.56 | 110.5 | Y | 121.56 | 110.7747 | 121.56
SAG-SCE20N1606LP | 173042 | 5 | 134332 | Nema-1 Enclosure | SAGINAW CONTROL & ENGINEERING | SCE-20N1606LP | 121.56 | 110.6713 | Y | 121.56 | 110.7747 | 121.56
SAG-SCE20N1606LP | 175883 | 3 | 134332 | Nema-1 Enclosure | SAGINAW CONTROL & ENGINEERING | SCE-20N1606LP | 121.56 | 109.678 | Y | 121.56 | 110.7747 | 121.56
SAG-SCE20N16MP | 10008 | 6 | 134332 | Subpanel, Flat Nema-1 | SAGINAW CONTROL & ENGINEERING | SCE-20N16MP | 21.7 | 20.4933 | Y | 21.7 | 20.4933 | 21.7
SAG-SCE20N16MP | 173042 | 1 | 134332 | Subpanel, Flat Nema-1 | SAGINAW CONTROL & ENGINEERING | SCE-20N16MP | 21.7 | 19.73 | Y | 21.7 | 20.4933 | 21.7
SAG-SCE20N16MPP | 10006 | 1 | 134332 | Subpanel, Flat Perforated | SAGINAW CONTROL & ENGINEERING | SCE-20N16MPP | 26.56 | 24.14 | N | 26.56 | 24.2178 | 26.56
SAG-SCE20N16MPP | 10770 | 4 | 134332 | Subpanel, Flat Perforated | SAGINAW CONTROL & ENGINEERING | SCE-20N16MPP | 26.56 | 24.14 | Y | 26.56 | 24.2178 | 26.56
SAG-SCE20N16MPP | 173042 | 4 | 134332 | Subpanel, Flat Perforated | SAGINAW CONTROL & ENGINEERING | SCE-20N16MPP | 26.56 | 24.2178 | Y | 26.56 | 24.2178 | 26.56
SAG-SCE20N16MPP | 175883 | 3 | 134332 | Subpanel, Flat Perforated | SAGINAW CONTROL & ENGINEERING | SCE-20N16MPP | 26.56 | 23.84 | Y | 26.56 | 24.2178 | 26.56
SAG-SCE20N2006LP | 10006 | 1 | 134332 | Nema-1 Enclosure | SAGINAW CONTROL & ENGINEERING | SCE-20N2006LP | 133.5 | 124.2671 | N | 133.5 | 133.5 | 133.5
SAG-SCE20N2006LP | 10008 | 7 | 134332 | Nema-1 Enclosure | SAGINAW CONTROL & ENGINEERING | SCE-20N2006LP | 133.5 | 131.3498 | Y | 133.5 | 133.5 | 133.5
SAG-SCE20N2006LP | 10510 | 3 | 134332 | Nema-1 Enclosure | SAGINAW CONTROL & ENGINEERING | SCE-20N2006LP | 133.5 | 125.9125 | Y | 133.5 | 133.5 | 133.5
SAG-SCE20N2006LP | 166553 | 4 | 134332 | Nema-1 Enclosure | SAGINAW CONTROL & ENGINEERING | SCE-20N2006LP | 133.5 | 121.36 | N | 133.5 | 133.5 | 133.5
SAG-SCE20N2006LP | 175883 | 4 | 134332 | Nema-1 Enclosure | SAGINAW CONTROL & ENGINEERING | SCE-20N2006LP | 133.5 | 133.5 | Y | 133.5 | 133.5 | 133.5
SAG-SCE20N2008LP | 10006 | 1 | 134332 | Nema-1 Enclosure | SAGINAW CONTROL & ENGINEERING | SCE-20N2008LP | 146.08 | 132.79 | N | 146.08 | 140.9829 | 146.08
SAG-SCE20N2008LP | 175883 | 6 | 134332 | Nema-1 Enclosure | SAGINAW CONTROL & ENGINEERING | SCE-20N2008LP | 146.08 | 140.9829 | Y | 146.08 | 140.9829 | 146.08
SAG-SCE20N20MP | 10008 | 9 | 134332 | Subpanel, Flat Nema-1 | SAGINAW CONTROL & ENGINEERING | SCE-20N20MP | 27.95 | 27.5235 | Y | 27.95 | 27.5235 | 27.95
SAG-SCE20N20MPP | 10006 | 1 | 134332 | Subpanel, Flat Perforated | SAGINAW CONTROL & ENGINEERING | SCE-20N20MPP | 30.66 | 27.88 | N | 30.66 | 29.8657 | 30.66
SAG-SCE20N20MPP | 10510 | 3 | 134332 | Subpanel, Flat Perforated | SAGINAW CONTROL & ENGINEERING | SCE-20N20MPP | 30.66 | 28.9225 | Y | 30.66 | 29.8657 | 30.66
SAG-SCE20N20MPP | 166553 | 4 | 134332 | Subpanel, Flat Perforated | SAGINAW CONTROL & ENGINEERING | SCE-20N20MPP | 30.66 | 27.88 | N | 30.66 | 29.8657 | 30.66
SAG-SCE20N20MPP | 166561 | 1 | 134332 | Subpanel, Flat Perforated | SAGINAW CONTROL & ENGINEERING | SCE-20N20MPP | 30.66 | 21.23 | N | 30.66 | 29.8657 | 30.66
SAG-SCE20N20MPP | 175883 | 3 | 134332 | Subpanel, Flat Perforated | SAGINAW CONTROL & ENGINEERING | SCE-20N20MPP | 30.66 | 29.8657 | Y | 30.66 | 29.8657 | 30.66
SAG-SCE24EL2408LP | 10008 | 0 | 134332 | EL Enclosure | SAGINAW CONTROL & ENGINEERING | SCE-24EL2408LP | 252.15 | 236.7825 | N | 252.15 | 236.7825 | 252.15
SAG-SCE24N2006LP | 10008 | 4 | 134332 | Nema-1 Enclosure | SAGINAW CONTROL & ENGINEERING | SCE-24N2006LP | 147.73 | 138.7359 | Y | 147.73 | 147.73 | 147.73
SAG-SCE24N2006LP | 10510 | 3 | 134332 | Nema-1 Enclosure | SAGINAW CONTROL & ENGINEERING | SCE-24N2006LP | 147.73 | 147.73 | Y | 147.73 | 147.73 | 147.73
SAG-SCE24N2006LP | 10770 | 3 | 134332 | Nema-1 Enclosure | SAGINAW CONTROL & ENGINEERING | SCE-24N2006LP | 147.73 | 134.31 | Y | 147.73 | 147.73 | 147.73
SAG-SCE24N2006LP | 175883 | 5 | 134332 | Nema-1 Enclosure | SAGINAW CONTROL & ENGINEERING | SCE-24N2006LP | 147.73 | 134.31 | Y | 147.73 | 147.73 | 147.73
SAG-SCE24N2006NKB | 10008 | 7 | 134332 | Nema-1 Enclosure | SAGINAW CONTROL & ENGINEERING | SCE-24N2006NK-B | 152.89 | 138.98 | Y | 152.89 | 138.98 | 152.89
SAG-SCE24N2006NKT | 175883 | 5 | 134332 | Nema-1 Enclosure | SAGINAW CONTROL & ENGINEERING | SCE-24N2006NK-T | 152.89 | 139.498 | Y | 152.89 | 151.0033 | 152.89
SAG-SCE24N2006NKT | 175888 | 4 | 134332 | Nema-1 Enclosure | SAGINAW CONTROL & ENGINEERING | SCE-24N2006NK-T | 152.89 | 142.4684 | Y | 152.89 | 151.0033 | 152.89
SAG-SCE24N2006NKT | 175890 | 7 | 134332 | Nema-1 Enclosure | SAGINAW CONTROL & ENGINEERING | SCE-24N2006NK-T | 152.89 | 151.0033 | Y | 152.89 | 151.0033 | 152.89
SAG-SCE24N2008LP | 10008 | 0 | 134332 | Nema-1 Enclosure | SAGINAW CONTROL & ENGINEERING | SCE-24N2008LP | 161.64 | 149.88 | N | 161.64 | 149.88 | 161.64
SAG-SCE24N20MP | 10008 | 0 | 134332 | Subpanel, Flat Nema-1 | SAGINAW CONTROL & ENGINEERING | SCE-24N20MP | 31.79 | 29.478 | N | 31.79 | 29.478 | 31.79
SAG-SCE24N20MPP | 10510 | 3 | 134332 | Subpanel, Flat Perforated | SAGINAW CONTROL & ENGINEERING | SCE-24N20MPP | 36.66 | 36.66 | Y | 36.66 | 36.66 | 36.66
SAG-SCE24N20MPP | 10770 | 3 | 134332 | Subpanel, Flat Perforated | SAGINAW CONTROL & ENGINEERING | SCE-24N20MPP | 36.66 | 33.33 | N | 36.66 | 36.66 | 36.66
SAG-SCE24N20MPP | 173042 | 2 | 134332 | Subpanel, Flat Perforated | SAGINAW CONTROL & ENGINEERING | SCE-24N20MPP | 36.66 | 36.66 | Y | 36.66 | 36.66 | 36.66
SAG-SCE24N20MPP | 175883 | 5 | 134332 | Subpanel, Flat Perforated | SAGINAW CONTROL & ENGINEERING | SCE-24N20MPP | 36.66 | 33.904 | Y | 36.66 | 36.66 | 36.66
SAG-SCE24N2406LP | 10006 | 2 | 134332 | Nema-1 Enclosure | SAGINAW CONTROL & ENGINEERING | SCE-24N2406LP | 149.68 | 136.9861 | N | 149.68 | 149.68 | 149.68
SAG-SCE24N2406LP | 10008 | 19 | 134332 | Nema-1 Enclosure | SAGINAW CONTROL & ENGINEERING | SCE-24N2406LP | 149.68 | 143.9116 | Y | 149.68 | 149.68 | 149.68
SAG-SCE24N2406LP | 10510 | 3 | 134332 | Nema-1 Enclosure | SAGINAW CONTROL & ENGINEERING | SCE-24N2406LP | 149.68 | 149.68 | Y | 149.68 | 149.68 | 149.68
SAG-SCE24N2406LP | 173042 | 9 | 134332 | Nema-1 Enclosure | SAGINAW CONTROL & ENGINEERING | SCE-24N2406LP | 149.68 | 143.6432 | Y | 149.68 | 149.68 | 149.68
SAG-SCE24N2406LP | 175883 | 5 | 134332 | Nema-1 Enclosure | SAGINAW CONTROL & ENGINEERING | SCE-24N2406LP | 149.68 | 147.2497 | Y | 149.68 | 149.68 | 149.68
SAG-SCE24N2406LP | 175890 | 1 | 134332 | Nema-1 Enclosure | SAGINAW CONTROL & ENGINEERING | SCE-24N2406LP | 149.68 | 143.68 | N | 149.68 | 149.68 | 149.68
SAG-SCE24N2406LP | 175891 | 1 | 134332 | Nema-1 Enclosure | SAGINAW CONTROL & ENGINEERING | SCE-24N2406LP | 149.68 | 136.08 | Y | 149.68 | 149.68 | 149.68
SAG-SCE24N24MP | 10008 | 22 | 134332 | Subpanel, Flat Nema-1 | SAGINAW CONTROL & ENGINEERING | SCE-24N24MP | 37.11 | 33.7455 | Y | 37.11 | 33.7455 | 37.11
SAG-SCE24N24MP | 175891 | 1 | 134332 | Subpanel, Flat Nema-1 | SAGINAW CONTROL & ENGINEERING | SCE-24N24MP | 37.11 | 33.74 | Y | 37.11 | 33.7455 | 37.11
SAG-SCE24N24MPP | 10006 | 3 | 134332 | Subpanel, Flat Perforated | SAGINAW CONTROL & ENGINEERING | SCE-24N24MPP | 53.65 | 49.68 | N | 53.65 | 53.65 | 53.65
SAG-SCE24N24MPP | 10510 | 3 | 134332 | Subpanel, Flat Perforated | SAGINAW CONTROL & ENGINEERING | SCE-24N24MPP | 53.65 | 53.65 | Y | 53.65 | 53.65 | 53.65
SAG-SCE24N24MPP | 173042 | 9 | 134332 | Subpanel, Flat Perforated | SAGINAW CONTROL & ENGINEERING | SCE-24N24MPP | 53.65 | 51.9847 | Y | 53.65 | 53.65 | 53.65
SAG-SCE24N24MPP | 175883 | 4 | 134332 | Subpanel, Flat Perforated | SAGINAW CONTROL & ENGINEERING | SCE-24N24MPP | 53.65 | 52.7774 | Y | 53.65 | 53.65 | 53.65
SAG-SCE24P24 | 10008 | 12 | 134332 | Subpanel, Bent | SAGINAW CONTROL & ENGINEERING | SCE-24P24 | 49.6 | 49.5033 | N | 49.6 | 49.5033 | 49.6
SAG-SCE30EL2008LP | 10008 | 1 | 134332 | EL Enclosure | SAGINAW CONTROL & ENGINEERING | SCE-30EL2008LP | 257.36 | 193.62 | N | 257.36 | 193.62 | 257.36
SAG-SCE30N2406LP | 10008 | 2 | 134332 | Nema-1 Enclosure | SAGINAW CONTROL & ENGINEERING | SCE-30N2406LP | 166.47 | 160.418 | Y | 166.47 | 160.418 | 166.47
SAG-SCE30N2406LP | 10510 | 1 | 134332 | Nema-1 Enclosure | SAGINAW CONTROL & ENGINEERING | SCE-30N2406LP | 166.47 | 151.34 | N | 166.47 | 160.418 | 166.47
SAG-SCE30N2406LP | 175883 | 1 | 134332 | Nema-1 Enclosure | SAGINAW CONTROL & ENGINEERING | SCE-30N2406LP | 166.47 | 158.39 | N | 166.47 | 160.418 | 166.47
SAG-SCE30N24MP | 10008 | 3 | 134332 | Subpanel, Flat Nema-1 | SAGINAW CONTROL & ENGINEERING | SCE-30N24MP | 44.16 | 44.16 | Y | 44.16 | 44.16 | 44.16
SAG-SCE30N24MPP | 10510 | 1 | 134332 | Subpanel, Flat Perforated | SAGINAW CONTROL & ENGINEERING | SCE-30N24MPP | 68.38 | 62.17 | N | 68.38 | 64.985 | 68.38
SAG-SCE30N24MPP | 175883 | 2 | 134332 | Subpanel, Flat Perforated | SAGINAW CONTROL & ENGINEERING | SCE-30N24MPP | 68.38 | 64.985 | N | 68.38 | 64.985 | 68.38
SAG-SCE30N3008LP | 166559 | 1 | 134332 | Nema-1 Enclosure | SAGINAW CONTROL & ENGINEERING | SCE-30N3008LP | 208.78 | 144.55 | N | 208.78 | 144.55 | 208.78
SAG-SCE30P20 | 10008 | 1 | 134332 | Subpanel, Bent | SAGINAW CONTROL & ENGINEERING | SCE-30P20 | 51.94 | 36.42 | N | 51.94 | 36.42 | 51.94
SAG-SCE30P20AL | 10008 | 1 | 134332 | Subpanel, Bent Aluminum | SAGINAW CONTROL & ENGINEERING | SCE-30P20AL | 92.91 | 75.51 | N | 92.91 | 75.51 | 92.91
SAG-SCE36EL2412LP | 173042 | 3 | 134332 | EL Enclosure | SAGINAW CONTROL & ENGINEERING | SCE-36EL2412LP | 342.79 | 182.028 | N | 342.79 | 182.028 | 342.79
SAG-SCE36EL3008LP | 10008 | 2 | 134332 | EL Enclosure | SAGINAW CONTROL & ENGINEERING | SCE-36EL3008LP | 345.92 | 318.82 | N | 345.92 | 318.82 | 345.92
SAG-SCE36EL3012LP | 10008 | 1 | 134332 | EL Enclosure | SAGINAW CONTROL & ENGINEERING | SCE-36EL3012LP | 383.43 | 353.39 | N | 383.43 | 353.39 | 383.43
SAG-SCE36EL3012LPPL | 10008 | 1 | 134332 | EL LPPL Enclosure | SAGINAW CONTROL & ENGINEERING | SCE-36EL3012LPPL | 477.53 | 440.12 | N | 477.53 | 440.12 | 477.53
SAG-SCE36N2406LP | 10008 | 2 | 134332 | Nema-1 Enclosure | SAGINAW CONTROL & ENGINEERING | SCE-36N2406LP | 193.6 | 183.2715 | Y | 193.6 | 183.2715 | 193.6
SAG-SCE36N2406LP | 173042 | 5 | 134332 | Nema-1 Enclosure | SAGINAW CONTROL & ENGINEERING | SCE-36N2406LP | 193.6 | 181.8733 | Y | 193.6 | 183.2715 | 193.6
SAG-SCE36N24MP | 10008 | 2 | 134332 | Subpanel, Flat Nema-1 | SAGINAW CONTROL & ENGINEERING | SCE-36N24MP | 53 | 52.759 | Y | 53 | 52.759 | 53
SAG-SCE36N24MP | 173042 | 2 | 134332 | Subpanel, Flat Nema-1 | SAGINAW CONTROL & ENGINEERING | SCE-36N24MP | 53 | 50.87 | N | 53 | 52.759 | 53
SAG-SCE36N24MPP | 173042 | 4 | 134332 | Subpanel, Flat Perforated | SAGINAW CONTROL & ENGINEERING | SCE-36N24MPP | 85.44 | 77.7584 | Y | 85.44 | 77.7584 | 85.44
SAG-SCE36N3006LP | 10008 | 1 | 134332 | Nema-1 Enclosure | SAGINAW CONTROL & ENGINEERING | SCE-36N3006LP | 211.96 | 211.96 | Y | 211.96 | 211.96 | 211.96
SAG-SCE36N30MP | 10008 | 2 | 134332 | Subpanel, Flat Nema-1 | SAGINAW CONTROL & ENGINEERING | SCE-36N30MP | 70.66 | 70.66 | Y | 70.66 | 70.66 | 70.66
SAG-SCE36P36 | 10008 | 1 | 134332 | Subpanel, Bent | SAGINAW CONTROL & ENGINEERING | SCE-36P36 | 110.97 | 100.965 | N | 110.97 | 100.965 | 110.97
SAG-SCE48EL3012LP | 173042 | 1 | 134332 | EL Enclosure | SAGINAW CONTROL & ENGINEERING | SCE-48EL3012LP | 458.46 | 427.11 | N | 458.46 | 427.11 | 458.46
SAG-SCE48P30 | 173042 | 1 | 134332 | Subpanel, Bent | SAGINAW CONTROL & ENGINEERING | SCE-48P30 | 120.43 | 109.57 | N | 120.43 | 109.57 | 120.43
SAG-SCE8N806LP | 166553 | 5 | 134332 | Nema-1 Enclosure | SAGINAW CONTROL & ENGINEERING | SCE-8N806LP | 41.44 | 37.67 | N | 41.44 | 37.67 | 41.44
SAG-SCE8N8MPP | 166553 | 5 | 134332 | Subpanel, Flat Perforated | SAGINAW CONTROL & ENGINEERING | SCE-8N8MPP | 9.86 | 8.97 | N | 9.86 | 8.97 | 9.86
SAG-SCE8N8MPP | 166561 | 2 | 134332 | Subpanel, Flat Perforated | SAGINAW CONTROL & ENGINEERING | SCE-8N8MPP | 9.86 | 6.83 | N | 9.86 | 8.97 | 9.86
SAG-SCEAVK33 | 175883 | 8 | 134332 | Kit, Louver | SAGINAW CONTROL & ENGINEERING | SCE-AVK33 | 16.74 | 16.25 | N | 16.74 | 16.25 | 16.74
SAG-SCEDLKLD | 175883 | 20 | 134332 | Keylocking Door Latch (Chrome) | SAGINAW CONTROL & ENGINEERING | SCE-DLKLD | 26.32 | 24.6 | Y | 26.32 | 24.6 | 26.32
SAG-SCEDLKLDB | 10008 | 1 | 134332 | Keylocking Door Latch (Black) | SAGINAW CONTROL & ENGINEERING | SCE-DLKLDB | 26.96 | 20.43 | N | 26.96 | 26.0344 | 26.96
SAG-SCEDLKLDB | 175883 | 19 | 134332 | Keylocking Door Latch (Black) | SAGINAW CONTROL & ENGINEERING | SCE-DLKLDB | 26.96 | 26.0344 | Y | 26.96 | 26.0344 | 26.96
SAG-SCEDLSBPA | 10008 | 2 | 134332 | Quarter Turn, Nema 1 | SAGINAW CONTROL & ENGINEERING | SCE-DLSBPA | 8.38 | 7.8514 | Y | 8.38 | 7.8514 | 8.38
SAG-SCEFLT33 | 175883 | 8 | 134332 | Assembly, Filter | SAGINAW CONTROL & ENGINEERING | SCE-FLT33 | 21.54 | 20.9 | N | 21.54 | 20.9 | 21.54
SAG-SCEGS808 | 10008 | 5 | 134332 | Strap, Ground | SAGINAW CONTROL & ENGINEERING | SCE-GS808 | 24.16 | 24.9333 | N | 24.16 | 24.9333 | 24.9333
SAG-SCEN12FA66 | 10008 | 1 | 134332 | Filter Fan. (115v) | SAGINAW CONTROL & ENGINEERING | SCE-N12FA66 | 133.12 | 104.87 | N | 133.12 | 104.87 | 133.12
SAG-SCEN12FGA66 | 10008 | 1 | 134332 | Filter & Grille Assy. (Black) | SAGINAW CONTROL & ENGINEERING | SCE-N12FGA66 | 40.81 | 32.14 | N | 40.81 | 32.14 | 40.81
SAG-SCEPLWKB | 166559 | 2 | 134332 | Padlocking Wingknob Door Latch (Black) | SAGINAW CONTROL & ENGINEERING | SCE-PLWKB | 19.15 | 8.7 | N | 19.15 | 8.7 | 19.15
SAG-SCEPP101201 | 10008 | 1 | 134332 | Pocket, Print | SAGINAW CONTROL & ENGINEERING | SCE-PP101201 | 23.93 | 22.36 | N | 23.93 | 22.36 | 23.93
SAGICDPAN24X36 | 175888 | 4 | 134332 | 24X36X6 CTRL PANEL | SAGINAW CONTROL & ENGINEERING | SAGICDPAN24X36 | 208.5 | 208.5 | N | 208.5 | 208.5 | 208.5
SAS-CA71210120 | 10008 | 4 | 134385 | 3-POLE CONTACTOR, 120V, NON REVERSING | SPRECHER AND SCHUH, INC. | CA7-12-10-120 | 33.36 | 54.4713 | Y | 33.36 | 54.4713 | 54.4713
SAS-CA7121024Z | 10008 | 17 | 134385 | 3-POLE CONTACTOR, 24V | SPRECHER AND SCHUH, INC. | CA7-12-10-24Z | 33.36 | 28.3634 | Y | 33.36 | 28.3634 | 33.36
SAS-CA71610120 | 10008 | 4 | 134385 | CONTACTOR, 120V | SPRECHER AND SCHUH, INC. | CA7-16-10-120 | 37.55 | 37.55 | Y | 37.55 | 37.55 | 37.55
SAS-CA7161024Z | 10008 | 5 | 134385 | Contactor 16A 24VAC 1NO | SPRECHER AND SCHUH, INC. | CA7-16-10-24Z | 37.55 | 37.005 | Y | 37.55 | 37.005 | 37.55
SAS-CA72310120 | 10008 | 2 | 134385 | 3-POLE CONTACTOR, 120V COIL, NON REVERSI | SPRECHER AND SCHUH, INC. | CA7-23-10-120 | 40.35 | 39.17 | Y | 40.35 | 39.17 | 40.35
SAS-CA72310220W | 10008 | 5 | 134385 | Contactor | SPRECHER AND SCHUH, INC. | CA7-23-10-220W | 40.35 | 141.94 | Y | 40.35 | 141.94 | 141.94
SAS-CA7231024Z | 10008 | 0 | 134385 | CONTACTOR, 24V | SPRECHER AND SCHUH, INC. | CA7-23-10-24Z | 40.35 | 40.7249 | Y | 40.35 | 40.7249 | 40.7249
SAS-CA723M22120 | 10008 | 2 | 134385 | 4 POLE NON-REVERSING CONTACT, 2NO, 2NC, | SPRECHER AND SCHUH, INC. | CA7-23-M22-120 | 66.76 | 61.73 | Y | 66.76 | 61.73 | 66.76
SAS-CA73010120 | 10008 | 23 | 134385 | CONTACTOR, 1 N/O AUX. RELAY | SPRECHER AND SCHUH, INC. | CA7-30-10-120 | 48.52 | 48.52 | Y | 48.52 | 48.52 | 48.52
SAS-CA7301024Z | 10008 | 1 | 134385 | SPRECHER & SCHU, CA7-30-10-120 CONTACTOR | SPRECHER AND SCHUH, INC. | CA7-30-10-24Z | 48.52 | 126.8675 | Y | 48.52 | 126.8675 | 126.8675
SAS-CA74310120 | 10008 | 3 | 134385 | 3-POLE CONTACTOR, 120V, 30HP, 460HZ, NON | SPRECHER AND SCHUH, INC. | CA7-43-10-120 | 79.31 | 79.31 | Y | 79.31 | 79.31 | 79.31
SAS-CA791024Z | 10008 | 6 | 134385 | 3-POLE CONTACTOR, 24V, 5HP, 460HZ, NON R | SPRECHER AND SCHUH, INC. | CA7-9-10-24Z | 29.2 | 28.1793 | Y | 29.2 | 28.1793 | 29.2
SAS-CA7PA10 | 10008 | 6 | 134385 | Contact Block | SPRECHER AND SCHUH, INC. | CA7-PA-10 | 5.54 | 4.44 | N | 5.54 | 4.44 | 5.54
SAS-CA7PA11 | 10008 | 6 | 134385 | CONTACT BLOCK, 1 N/O, 1 N/C, | SPRECHER AND SCHUH, INC. | CA7-PA-11 | 8.87 | 8.2724 | Y | 8.87 | 8.2724 | 8.87
SAS-CA7PV22 | 10008 | 2 | 134385 | Auxiliary Contact | SPRECHER AND SCHUH, INC. | CA7-PV-22 | 40.3624 | 0.01 | N | 40.3624 | 0.01 | 40.3624
SAS-CA80901120 | 10008 | 2 | 134385 | CONTACTOR | SPRECHER AND SCHUH, INC. | CA8-09-01-120 | 24.29 | 62.4225 | N | 24.29 | 62.4225 | 62.4225
SAS-CAL730M40120 | 10008 | 1 | 134385 | Normally Open Contact 4 Pole | SPRECHER AND SCHUH, INC. | CAL7-30-M40-120 | 118.83 | 103.78 | N | 118.83 | 103.78 | 118.83
SAS-CDP2A2P40A24 | 10008 | 1 | 134385 | Contactor 40A 2-P 24VAC | SPRECHER AND SCHUH, INC. | CDP2-A2P40A-24 | 81.7856 | 9.85 | N | 81.7856 | 9.85 | 81.7856
SAS-CEP71EFCB | 10008 | 5 | 134385 | Overload 1-5 Amp | SPRECHER AND SCHUH, INC. | CEP7-1EFCB | 41.19 | 45.9084 | Y | 41.19 | 45.9084 | 45.9084
SAS-CEP71EFCP | 10008 | 3 | 134385 | Pass thru overload relay 1-5 amp | SPRECHER AND SCHUH, INC. | CEP7-1EFCP | 41.19 | 39.99 | Y | 41.19 | 39.99 | 41.19
SAS-CEP71EFDB | 10008 | 5 | 134385 | 3.2-16amp for use with CA7-9...CA7-32 | SPRECHER AND SCHUH, INC. | CEP7-1EFDB | 41.19 | 40.8051 | Y | 41.19 | 40.8051 | 41.19
SAS-CEP71EFDP | 10008 | 13 | 134385 | 3.2-16amp for use with CA&-30...37 | SPRECHER AND SCHUH, INC. | CEP7-1EFDP | 41.19 | 38.09 | Y | 41.19 | 38.09 | 41.19
SAS-CEP71EFEB | 10008 | 4 | 134385 | Over-Load Relay / range 5.4-27 amps | SPRECHER AND SCHUH, INC. | CEP7-1EFEB | 41.19 | 61.4197 | Y | 41.19 | 61.4197 | 61.4197
SAS-CEP71EFED | 10008 | 6 | 183180 | OVERLOAD | Nassor Electrical Supply [DO NOT USE, USE 134472] | CEP7-1EFED | 66.16 | 60.0733 | Y | 66.16 | 60.0733 | 66.16
SAS-CEP71EFEP | 10008 | 6 | 134385 | Pass thru overload relay 5.4-27 amp | SPRECHER AND SCHUH, INC. | CEP7-1EFEP | 41.19 | 39.99 | Y | 41.19 | 39.99 | 41.19
SAS-CEP71EFFP | 10008 | 2 | 134385 | Pass thru overload relay 11-55amp | SPRECHER AND SCHUH, INC. | CEP7-1EFFP | 66.16 | 64.23 | Y | 66.16 | 64.23 | 66.16
SAS-CEP71EFGP | 10008 | 1 | 134385 | Pass thru overload relay 20-100 amp | SPRECHER AND SCHUH, INC. | CEP7-1EFGP | 72.58 | 70.47 | Y | 72.58 | 70.47 | 72.58
SAS-CS722E120 | 10008 | 1 | 134385 | CS7-22E-120 25-AMP, 2 N/O, 2 N/C | SPRECHER AND SCHUH, INC. | CS7-22E-120 | 35.8 | 35.8 | Y | 35.8 | 35.8 | 35.8
SAS-CS740E120 | 10008 | 1 | 134385 | CS7-40E-120 RELAY | SPRECHER AND SCHUH, INC. | CS7-40E-120 | 35.52 | 34.49 | Y | 35.52 | 34.49 | 35.52
SAS-CS7PV11 | 10008 | 4 | 134385 | Aux contact NO NC top mount | SPRECHER AND SCHUH, INC. | CS7-PV-11 | 20.5192 | 18.7975 | Y | 20.5192 | 18.7975 | 20.5192
SAS-CS7PV22 | 10008 | 3 | 134385 | CS7-PV-22 AUX CONTACT 2 NO. 2 NC | SPRECHER AND SCHUH, INC. | CS7-PV-22 | 20.42 | 19.5167 | Y | 20.42 | 19.5167 | 20.42
SAS-CS7PV31 | 10008 | 0 | 134385 | Auxiliary Contact | SPRECHER AND SCHUH, INC. | CS7-PV-31 | 40.3624 | 38.81 | N | 40.3624 | 38.81 | 40.3624
SAS-CT7N23C10 | 10008 | 1 | 134385 | S&S O/L Auto/Man 7.2-10A | SPRECHER AND SCHUH, INC. | CT7N-23-C10 | 35.3 | 35.3 | N | 35.3 | 35.3 | 35.3
SAS-CT7N37C38 | 10008 | 1 | 134385 | Overload Auto/Manual 33-38A | SPRECHER AND SCHUH, INC. | CT7N-37-C38 | 23.11 | 23.11 | N | 23.11 | 23.11 | 23.11
SAS-CT7N37PA | 10008 | 1 | 134385 | O/L Din Rail/Panel Adapter | SPRECHER AND SCHUH, INC. | CT7N-37-P-A | 8.44 | 8.44 | N | 8.44 | 8.44 | 8.44
SAS-D71YPB14PX01ER | 10008 | 1 | 134385 | EMERGENCY STOP PUSH BUTTON STATION | SPRECHER AND SCHUH, INC. | D7-1YPB14-PX01-ER | 36.41 | 36.41 | N | 36.41 | 36.41 | 36.41
SAS-FMSTAX5 | 10008 | 3 | 134385 | Fractional Manual Starter | SPRECHER AND SCHUH, INC. | FMS-TAX5 | 100.8384 | 48.4337 | Y | 100.8384 | 48.4337 | 100.8384
SAS-L8101B | 10008 | 8 | 134385 | 10-AMP CIRCUIT BREAKER | SPRECHER AND SCHUH, INC. | L8-10/1/B | 35.5888 | 22.0161 | Y | 35.5888 | 22.0161 | 35.5888
SAS-L8103B | 10008 | 2 | 134385 | 10 Amp 3 pole circuit breaker | SPRECHER AND SCHUH, INC. | L8-10/3/B | 31.56 | 31.56 | N | 31.56 | 31.56 | 31.56
SAS-L8151B | 10008 | 3 | 134385 | 15A CIRCUIT BREAKER | SPRECHER AND SCHUH, INC. | L8-15/1/B | 29.6445 | 16.4748 | Y | 29.6445 | 16.4748 | 29.6445
SAS-L8153B | 10008 | 21 | 134385 | S&S 15 Amp 3 Pole | SPRECHER AND SCHUH, INC. | L8-15/3/B | 103.0881 | 112.23 | Y | 103.0881 | 112.23 | 112.23
SAS-L8201B | 10008 | 4 | 134385 | 20Amp Circuit Breaker | SPRECHER AND SCHUH, INC. | L8-20/1/B | 35.76 | 35.76 | N | 35.76 | 35.76 | 35.76
SAS-L8201C | 10770 | 3 | 134385 | CB 20A CURVE-C 1-POLE UL1077 | SPRECHER AND SCHUH, INC. | L8-20/1/C | 41.0176 | 11.09 | N | 41.0176 | 11.09 | 41.0176
SAS-L821B | 10008 | 7 | 134385 | 2-AMP CIRCUIT BREAKER | SPRECHER AND SCHUH, INC. | L8-2/1/B | 42.848 | 17.9187 | Y | 42.848 | 17.9187 | 42.848
SAS-L831B | 10008 | 4 | 134385 | 3-AMP CIRCUIT BREAKER | SPRECHER AND SCHUH, INC. | L8-3/1/B | 39.74 | 39.74 | Y | 39.74 | 39.74 | 39.74
SAS-L831B | 173042 | 1 | 134385 | 3-AMP CIRCUIT BREAKER | SPRECHER AND SCHUH, INC. | L8-3/1/B | 39.74 | 11.59 | Y | 39.74 | 39.74 | 39.74
SAS-L841B | 10008 | 11 | 134385 | 4-AMP CIRCUIT BREAKER | SPRECHER AND SCHUH, INC. | L8-4/1/B | 10.6865 | 35.5774 | Y | 10.6865 | 35.5774 | 35.5774
SAS-L851B | 10008 | -22 | 134385 | 5-AMP CIRCUIT BREAKER | SPRECHER AND SCHUH, INC. | L8-5/1/B | 42.848 | 13.6409 | Y | 42.848 | 17.2237 | 42.848
SAS-L851B | 173042 | 8 | 134385 | 5-AMP CIRCUIT BREAKER | SPRECHER AND SCHUH, INC. | L8-5/1/B | 42.848 | 17.2237 | Y | 42.848 | 17.2237 | 42.848
SAS-L852B | 10008 | 3 | 134385 | Circuit Breaker 2 Amp 2 Pole | SPRECHER AND SCHUH, INC. | L8-5/2/B | 90.8752 | 28.2894 | Y | 90.8752 | 28.2894 | 90.8752
SAS-L871B | 10008 | 4 | 134385 | L8-7/1/B 7-AMP CIRCUIT BREAKER | SPRECHER AND SCHUH, INC. | L8-7/1/B | 35.5888 | 7.4881 | Y | 35.5888 | 7.4881 | 35.5888
SAS-L911C | 10008 | 1 | 134385 | Circuit Breaker | SPRECHER AND SCHUH, INC. | L9-1/1/C | 15.3712 | 14.78 | N | 15.3712 | 14.78 | 15.3712
SASL8102B | 10008 | -94 | 134385 | Circuit Protection | SPRECHER AND SCHUH, INC. | L8-10/2/B | 73.75 | 21.33 | N | 73.75 | 21.33 | 73.75
SASL8102C | 10008 | 1 | 134385 | 2 Pole 10A Circuit Breaker | SPRECHER AND SCHUH, INC. | L8-10/2/C | 90.0328 | 0.01 | N | 90.0328 | 0.01 | 90.0328
SB1 | 10008 | 4 | 134274 | SB-1 MOUNTING PLATE FOR | PSG CONTROLS, INC. | SB-1 | 6.19 | 6.1912 | N | 6.19 | 6.1912 | 6.1912
SC0516 | 166557 | 2 | 133962 | IFM EFECTO FLOW MONITOR, COMPACT, ¼" NPT | IFM EFECTOR, INC. | SC0516 | 204.4 | 222.05 | Y | 204.4 | 222.05 | 222.05
SC15 | 175888 | 2 | 176598 | BUSSMANN FUSE | ROYAL ELECTRIC SUPPLY CO | SC15 | 3.3675 | 3.3675 | N | 3.3675 | 3.3675 | 3.3675
SC1600LAT7874 | 173042 | 5 | 133959 | HEAT ONLY, 24V-MV, LIMIT 72F | ICM CONTROLS CORP. | SC1600LAT7874 | 30.2103 | 30.06 | N | 30.2103 | 30.06 | 30.2103
SC260 | 10770 | 1 | 133596 | COMPACT CLAMP ON METER | BASO GAS PRODUCTS LLC | SC260 | 100.83 | 100.83 | N | 100.83 | 100.83 | 100.83
SC260 | 175883 | 1 | 133596 | COMPACT CLAMP ON METER | BASO GAS PRODUCTS LLC | SC260 | 100.83 | 98.32 | N | 100.83 | 100.83 | 100.83
SC440 | 10510 | 3 | 133856 | Fieldpiece True RMS ClampMeter, HVAC w/C | FIELDPIECE INSTRUMENTS, INC. | SC440 | 147.65 | 154.08 | Y | 147.65 | 154.08 | 154.08
SC440 | 10770 | 1 | 133856 | Fieldpiece True RMS ClampMeter, HVAC w/C | FIELDPIECE INSTRUMENTS, INC. | SC440 | 147.65 | 147.65 | N | 147.65 | 154.08 | 154.08
SC440 | 175883 | 1 | 133856 | Fieldpiece True RMS ClampMeter, HVAC w/C | FIELDPIECE INSTRUMENTS, INC. | SC440 | 147.65 | 142.96 | N | 147.65 | 154.08 | 154.08
SC480 | 175891 | 4 | 133856 | 600A CLAMP METER DUAL DISPLAY | FIELDPIECE INSTRUMENTS, INC. | SC480 | 237.08 | 249.63 | Y | 237.08 | 249.63 | 249.63
SC640 | 10510 | 1 | 133856 | Fieldpiece TRMS AC/DC swivelw/ Swivel Cl | FIELDPIECE INSTRUMENTS, INC. | SC640 | 177 | 177 | Y | 177 | 177 | 177
SC680 | 175891 | 5 | 133856 | Clamp Meter | FIELDPIECE INSTRUMENTS, INC. | SC680 | 282.09 | 295.616 | Y | 282.09 | 295.616 | 295.616
SC700V | 173042 | 1 | 133959 | 4 pipe heat/cool, 3-speed fan, auto | ICM CONTROLS CORP. | SC700V | 29.7279 | 29.58 | N | 29.7279 | 29.58 | 29.7279
SC8210G0021206011050 | 175888 | 2 | 133472 | 1/2 IN NC BR DIN CTR VALVE | ASCO L.P. | SC8210G0021206011050 | 115.05 | 115.05 | N | 115.05 | 115.05 | 115.05
SC8261S408V12060 | 175888 | 2 | 133472 | ASCO SOLENOID VALVE 2W NC | ASCO L.P. | SC8261S408V12060 | 38.43 | 38.43 | N | 38.43 | 38.43 | 38.43
SCA | 10510 | 2 | 187620 | Parker 3X4 valve body3/8 x 1/2 SAE 04050 | PARKER HANNIFIN | SC-A | 36.57 | 36.57 | N | 36.57 | 36.57 | 36.57
SCA | 175891 | 1 | 187620 | Parker 3X4 valve body3/8 x 1/2 SAE 04050 | PARKER HANNIFIN | SC-A | 36.57 | 36.57 | Y | 36.57 | 36.57 | 36.57
SCAA | 10510 | 1 | 187620 | Parker 3X4 valve body3/8 x 1/2 SAE 04050 | PARKER HANNIFIN | SC-AA | 45.95 | 45.95 | N | 45.95 | 45.95 | 45.95
SCAA | 175891 | 1 | 187620 | Parker 3X4 valve body3/8 x 1/2 SAE 04050 | PARKER HANNIFIN | SC-AA | 45.95 | 45.95 | Y | 45.95 | 45.95 | 45.95
SCC-AGA23 | 10510 | 2 | 175110 | Spring for SKP25... (40...100 | Siemens Combustion (SCC, Inc.) | AGA23 | 20.7 | 21.4 | Y | 20.7 | 21.4 | 21.4
SCC-AGF1050U | 10510 | 2 | 175110 | 2" NPT flange for VGD2/VKP valves | Siemens Combustion (SCC, Inc.) | AGF10.50U | 65.71 | 88.19 | Y | 65.71 | 88.19 | 88.19
SCC-AGG5635 | 10510 | 1 | 175110 | 9' cable from LMV5 to AZL5 | Siemens Combustion (SCC, Inc.) | AGG5.635 | 149.61 | 131.47 | Y | 149.61 | 131.47 | 149.61
SCC-AZL2300A9 | 10510 | 2 | 175110 | Display for LMV3 or LME7 | Siemens Combustion (SCC, Inc.) | AZL23.00A9 | 164.25 | 157.819 | Y | 164.25 | 157.819 | 164.25
SCC-AZL5240B1 | 10510 | 2 | 175110 | North American display for LMV5 controls | Siemens Combustion (SCC, Inc.) | AZL52.40B1 | 883.38 | 804.7167 | Y | 883.38 | 804.7167 | 883.38
SCC-FUSE40ASLOW | 10510 | 1 | 175110 | (5) Pack of 4.0Amp, 250 V 5x20 | Siemens Combustion (SCC, Inc.) | FUSE4.0A-SLOW | 33.34 | 29.3 | Y | 33.34 | 29.3 | 33.34
SCC-FUSE63ASLOW | 10510 | 1 | 175110 | (5) Pack of 6.3Amp, 250 V 5x20 | Siemens Combustion (SCC, Inc.) | FUSE6.3A-SLOW | 33.34 | 29.36 | Y | 33.34 | 29.36 | 33.34
SCC-LMV51140C1 | 10510 | 3 | 175110 | Linkageless control with PID c | Siemens Combustion (SCC, Inc.) | LMV51.140C1 | 1963.47 | 1802.18 | Y | 1963.47 | 1802.18 | 1963.47
SCC-QRA21 | 10510 | 1 | 175110 | U.V. DETECTOR W/ FLANGE AND CLAMP | Siemens Combustion (SCC, Inc.) | QRA2(1) | 231.92 | 205.1825 | Y | 231.92 | 205.1825 | 231.92
SCC-QRA4U | 10510 | 1 | 175110 | UV detector | Siemens Combustion (SCC, Inc.) | QRA4.U | 120.37 | 120.37 | Y | 120.37 | 120.37 | 120.37
SCC-QRI2A2B180B | 10510 | 2 | 175110 | Flame detector, forward viewing | Siemens Combustion (SCC, Inc.) | QRI2A2.B180B | 583.21 | 517.2 | Y | 583.21 | 517.2 | 583.21
SCC-QRI2B2B180B | 10510 | 2 | 175110 | Flame detector, side viewing | Siemens Combustion (SCC, Inc.) | QRI2B2.B180B | 583.21 | 517.2 | Y | 583.21 | 517.2 | 583.21
SCC-SKP15011U1 | 10510 | 4 | 175110 | SOV actuator with POC switch, | Siemens Combustion (SCC, Inc.) | SKP15.011U1 | 412.19 | 401.29 | Y | 412.19 | 401.29 | 412.19
SCC-SKP25011U1 | 10510 | 3 | 175110 | SOV and regulation actuator wi | Siemens Combustion (SCC, Inc.) | SKP25.011U1 | 655.88 | 623.6275 | Y | 655.88 | 623.6275 | 655.88
SCC-SQM33550A9 | 10510 | 2 | 175110 | Actuator for LMV3, 27 in-lb | Siemens Combustion (SCC, Inc.) | SQM33.550A9 | 470.03 | 447.78 | Y | 470.03 | 447.78 | 470.03
SCC-SQM45295B9 | 10510 | 1 | 175110 | 27 in-lb LMV5 actuator with 10mm | Siemens Combustion (SCC, Inc.) | SQM45.295B9 | 541.37 | 480.1 | Y | 541.37 | 480.1 | 541.37
SCC-TDCCOMBO | 10510 | 1 | 175110 | 7' cable with RJ11 adapter for AZL2 | Siemens Combustion (SCC, Inc.) | TDCCOMBO | 28.07 | 16.64 | Y | 28.07 | 16.64 | 28.07
SCC-VGD20503U | 10510 | 1 | 175110 | 2" double valve, requires two | Siemens Combustion (SCC, Inc.) | VGD20.503U | 649.72 | 788.01 | Y | 649.72 | 788.01 | 788.01
SCC-VOG15011U1 | 10510 | 8 | 175110 | 2 or 3 way oil shut off valve | Siemens Combustion (SCC, Inc.) | VOG15.011U1 | 1037.42 | 898.62 | N | 1037.42 | 898.62 | 1037.42
SCE16P14J | 175890 | 1 | 134332 | BACK PANEL | SAGINAW CONTROL & ENGINEERING | SCE-16P14J | 17.09 | 17.09 | Y | 17.09 | 17.09 | 17.09
SCE48EL4816WFLP | 10008 | 2 | 134332 | EL WFLP ENCLOSURE | SAGINAW CONTROL & ENGINEERING | SCE-48EL4816WFLP | 946.4 | 1448.34 | N | 946.4 | 1448.34 | 1448.34
SCEA | 10510 | 3 | 187620 | Parker 3X4 valve body3/8 x 1/2 ODF 04050 | PARKER HANNIFIN | SCE-A | 71.413 | 65.5353 | Y | 71.413 | 65.5353 | 71.413
SCEA | 175891 | 2 | 187620 | Parker 3X4 valve body3/8 x 1/2 ODF 04050 | PARKER HANNIFIN | SCE-A | 71.413 | 39.54 | Y | 71.413 | 65.5353 | 71.413
SCEAA | 10510 | 3 | 187620 | Parker 3X4 valve body3/8 x 1/2 ODF 04050 | PARKER HANNIFIN | SCE-AA | 39.54 | 39.54 | Y | 39.54 | 39.54 | 39.54
SCEAA | 175891 | 2 | 187620 | Parker 3X4 valve body3/8 x 1/2 ODF 04050 | PARKER HANNIFIN | SCE-AA | 39.54 | 39.54 | Y | 39.54 | 39.54 | 39.54
SCEASZ3X4 | 10510 | 2 | 187620 | Parker angle valve 3/8x1/2 ODFR404 low t | PARKER HANNIFIN | SCE-A-SZ-3X4 | 99.56 | 88.6 | Y | 99.56 | 88.6 | 99.56
SCEASZ3X4 | 175891 | 1 | 187620 | Parker angle valve 3/8x1/2 ODFR404 low t | PARKER HANNIFIN | SCE-A-SZ-3X4 | 99.56 | 58.945 | N | 99.56 | 88.6 | 99.56
SCEAVW3X4 | 10510 | 4 | 187620 | Parker angle valve 3/8 x 1/2 OR22 1/2-1 | PARKER HANNIFIN | SCE-A-VW-3X4 | 77.64 | 74.3063 | Y | 77.64 | 74.3063 | 77.64
SCEAVW3X4 | 175891 | 2 | 187620 | Parker angle valve 3/8 x 1/2 OR22 1/2-1 | PARKER HANNIFIN | SCE-A-VW-3X4 | 77.64 | 57.714 | N | 77.64 | 74.3063 | 77.64
SCEB | 10510 | 4 | 187620 | Parker 3X4 valve body3/8 x 1/2 ODF 04050 | PARKER HANNIFIN | SCE-B | 66.388 | 63.696 | Y | 66.388 | 63.696 | 66.388
SCEB | 175891 | 1 | 187620 | Parker 3X4 valve body3/8 x 1/2 ODF 04050 | PARKER HANNIFIN | SCE-B | 66.388 | 57.96 | Y | 66.388 | 63.696 | 66.388
SCEC | 10510 | 3 | 187620 | Parker 3X4 valve body3/8 x 1/2 ODF 04050 | PARKER HANNIFIN | SCE-C | 46.329 | 46.0407 | Y | 46.329 | 46.0407 | 46.329
SCEC | 175891 | 1 | 187620 | Parker 3X4 valve body3/8 x 1/2 ODF 04050 | PARKER HANNIFIN | SCE-C | 46.329 | 39.54 | Y | 46.329 | 46.0407 | 46.329
SCH-0453L0038GA00 | 175888 | 1 | 134342 | ACT 2P SR 24V LD AP | SCHNEIDER ELECTRIC BUILDINGS AMERICAS, INC | 0453L0038GA00 | 70.17 | 27.5533 | N | 70.17 | 27.5533 | 70.17
SCH-20660 | 166559 | 68 | 134342 | 20660 SCREW FOR TK SERIES | SCHNEIDER ELECTRIC BUILDINGS AMERICAS, INC | 20660 | 0.35 | 0.35 | N | 0.35 | 0.35 | 0.35
SCH-20693 | 10510 | 57 | 134342 | TYGOTHANE TUBE ASSEMBLY 3/16in | SCHNEIDER ELECTRIC BUILDINGS AMERICAS, INC | 20-693 | 11.685 | 9.8557 | Y | 11.685 | 9.8557 | 11.685
SCH-20693 | 173042 | 3 | 134342 | TYGOTHANE TUBE ASSEMBLY 3/16in | SCHNEIDER ELECTRIC BUILDINGS AMERICAS, INC | 20-693 | 11.685 | 8.475 | N | 11.685 | 9.8557 | 11.685
SCH-20693 | 175891 | 2 | 134342 | TYGOTHANE TUBE ASSEMBLY 3/16in | SCHNEIDER ELECTRIC BUILDINGS AMERICAS, INC | 20-693 | 11.685 | 9.292 | Y | 11.685 | 9.8557 | 11.685
SCH-20712 | 10510 | 2 | 134342 | DIAL STOP KIT | SCHNEIDER ELECTRIC BUILDINGS AMERICAS, INC | 20-712 | 7.975 | 5.62 | Y | 7.975 | 5.62 | 7.975
SCH-20881 | 10008 | 2 | 134342 | THERMOSTAT CALIBRATION WRENCH | SCHNEIDER ELECTRIC BUILDINGS AMERICAS, INC | 20-881 | 12.8575 | 1.53 | N | 12.8575 | 12.1694 | 12.8575
SCH-20881 | 10510 | 11 | 134342 | THERMOSTAT CALIBRATION WRENCH | SCHNEIDER ELECTRIC BUILDINGS AMERICAS, INC | 20-881 | 12.8575 | 8.7272 | Y | 12.8575 | 12.1694 | 12.8575
SCH-20881 | 166553 | 13 | 134342 | THERMOSTAT CALIBRATION WRENCH | SCHNEIDER ELECTRIC BUILDINGS AMERICAS, INC | 20-881 | 12.8575 | 9.6446 | N | 12.8575 | 12.1694 | 12.8575
SCH-20881 | 166559 | 40 | 134342 | THERMOSTAT CALIBRATION WRENCH | SCHNEIDER ELECTRIC BUILDINGS AMERICAS, INC | 20-881 | 12.8575 | 12.1694 | Y | 12.8575 | 12.1694 | 12.8575
SCH-20881 | 166561 | 35 | 134342 | THERMOSTAT CALIBRATION WRENCH | SCHNEIDER ELECTRIC BUILDINGS AMERICAS, INC | 20-881 | 12.8575 | 9.9813 | Y | 12.8575 | 12.1694 | 12.8575
SCH-20881 | 173042 | 10 | 134342 | THERMOSTAT CALIBRATION WRENCH | SCHNEIDER ELECTRIC BUILDINGS AMERICAS, INC | 20-881 | 12.8575 | 11.1537 | N | 12.8575 | 12.1694 | 12.8575
SCH-20881 | 175888 | 8 | 134342 | THERMOSTAT CALIBRATION WRENCH | SCHNEIDER ELECTRIC BUILDINGS AMERICAS, INC | 20-881 | 12.8575 | 8.5839 | N | 12.8575 | 12.1694 | 12.8575
SCH-20881 | 175891 | 13 | 134342 | THERMOSTAT CALIBRATION WRENCH | SCHNEIDER ELECTRIC BUILDINGS AMERICAS, INC | 20-881 | 12.8575 | 9.4034 | Y | 12.8575 | 12.1694 | 12.8575
SCH-21038 | 10510 | 12 | 134342 | 1.0 SCFH RESTRICTOR | SCHNEIDER ELECTRIC BUILDINGS AMERICAS, INC | 21-038 | 10.42 | 6.1792 | Y | 10.42 | 10.42 | 10.42
SCH-21038 | 173042 | 10 | 134342 | 1.0 SCFH RESTRICTOR | SCHNEIDER ELECTRIC BUILDINGS AMERICAS, INC | 21-038 | 10.42 | 10.42 | Y | 10.42 | 10.42 | 10.42
SCH-21039 | 175888 | 16 | 134342 | 0.5 SCFH RESTRICTOR | SCHNEIDER ELECTRIC BUILDINGS AMERICAS, INC | 21-039 | 13.2825 | 3.5933 | N | 13.2825 | 3.5933 | 13.2825
SCH-21152 | 175891 | 1 | 134342 | N1002500 IN-LINE CHECK VA | SCHNEIDER ELECTRIC BUILDINGS AMERICAS, INC | 21-152 | 9.28 | 6.36 | N | 9.28 | 6.36 | 9.28
SCH-21153 | 10510 | 10 | 134342 | IN-LINE RESTRICT ASSY | SCHNEIDER ELECTRIC BUILDINGS AMERICAS, INC | 21-153 | 10.5125 | 9.4951 | Y | 10.5125 | 9.65 | 10.5125
SCH-21153 | 166559 | 3 | 134342 | IN-LINE RESTRICT ASSY | SCHNEIDER ELECTRIC BUILDINGS AMERICAS, INC | 21-153 | 10.5125 | 9.65 | Y | 10.5125 | 9.65 | 10.5125
SCH-21452 | 10510 | 8 | 134342 | OVERLAY, 40 TO 1 | SCHNEIDER ELECTRIC BUILDINGS AMERICAS, INC | 21-452 | 4.365 | 2.88 | Y | 4.365 | 2.88 | 4.365