SCEC | 175891 | 1 | 187620 | Parker 3X4 valve body3/8 x 1/2 ODF 04050 | PARKER HANNIFIN | SCE-C | 46.329 | 39.54 | Y | 46.329 | 46.0407 | 46.329
SCH-0453L0038GA00 | 175888 | 1 | 134342 | ACT 2P SR 24V LD AP | SCHNEIDER ELECTRIC BUILDINGS AMERICAS, INC | 0453L0038GA00 | 70.17 | 27.5533 | N | 70.17 | 27.5533 | 70.17
SCH-20660 | 166559 | 68 | 134342 | 20660 SCREW FOR TK SERIES | SCHNEIDER ELECTRIC BUILDINGS AMERICAS, INC | 20660 | 0.35 | 0.35 | N | 0.35 | 0.35 | 0.35
SCH-20693 | 10510 | 58 | 134342 | TYGOTHANE TUBE ASSEMBLY 3/16in | SCHNEIDER ELECTRIC BUILDINGS AMERICAS, INC | 20-693 | 11.685 | 9.8557 | Y | 11.685 | 9.8557 | 11.685
SCH-20693 | 173042 | 3 | 134342 | TYGOTHANE TUBE ASSEMBLY 3/16in | SCHNEIDER ELECTRIC BUILDINGS AMERICAS, INC | 20-693 | 11.685 | 8.475 | N | 11.685 | 9.8557 | 11.685
SCH-20693 | 175891 | 2 | 134342 | TYGOTHANE TUBE ASSEMBLY 3/16in | SCHNEIDER ELECTRIC BUILDINGS AMERICAS, INC | 20-693 | 11.685 | 9.292 | Y | 11.685 | 9.8557 | 11.685
SCH-20712 | 10510 | 2 | 134342 | DIAL STOP KIT | SCHNEIDER ELECTRIC BUILDINGS AMERICAS, INC | 20-712 | 7.975 | 5.62 | Y | 7.975 | 5.62 | 7.975
SCH-20881 | 10008 | 2 | 134342 | THERMOSTAT CALIBRATION WRENCH | SCHNEIDER ELECTRIC BUILDINGS AMERICAS, INC | 20-881 | 12.8575 | 1.53 | N | 12.8575 | 11.8142 | 12.8575
SCH-20881 | 10510 | 11 | 134342 | THERMOSTAT CALIBRATION WRENCH | SCHNEIDER ELECTRIC BUILDINGS AMERICAS, INC | 20-881 | 12.8575 | 8.7272 | Y | 12.8575 | 11.8142 | 12.8575
SCH-20881 | 166553 | 13 | 134342 | THERMOSTAT CALIBRATION WRENCH | SCHNEIDER ELECTRIC BUILDINGS AMERICAS, INC | 20-881 | 12.8575 | 9.6446 | N | 12.8575 | 11.8142 | 12.8575
SCH-20881 | 166559 | 31 | 134342 | THERMOSTAT CALIBRATION WRENCH | SCHNEIDER ELECTRIC BUILDINGS AMERICAS, INC | 20-881 | 12.8575 | 11.8142 | Y | 12.8575 | 11.8142 | 12.8575
SCH-20881 | 166561 | 41 | 134342 | THERMOSTAT CALIBRATION WRENCH | SCHNEIDER ELECTRIC BUILDINGS AMERICAS, INC | 20-881 | 12.8575 | 9.9813 | Y | 12.8575 | 11.8142 | 12.8575
SCH-20881 | 173042 | 10 | 134342 | THERMOSTAT CALIBRATION WRENCH | SCHNEIDER ELECTRIC BUILDINGS AMERICAS, INC | 20-881 | 12.8575 | 11.1537 | N | 12.8575 | 11.8142 | 12.8575
SCH-20881 | 175888 | 8 | 134342 | THERMOSTAT CALIBRATION WRENCH | SCHNEIDER ELECTRIC BUILDINGS AMERICAS, INC | 20-881 | 12.8575 | 8.5839 | N | 12.8575 | 11.8142 | 12.8575
SCH-20881 | 175891 | 13 | 134342 | THERMOSTAT CALIBRATION WRENCH | SCHNEIDER ELECTRIC BUILDINGS AMERICAS, INC | 20-881 | 12.8575 | 9.4034 | Y | 12.8575 | 11.8142 | 12.8575
SCH-21038 | 10510 | 12 | 134342 | 1.0 SCFH RESTRICTOR | SCHNEIDER ELECTRIC BUILDINGS AMERICAS, INC | 21-038 | 10.42 | 6.1792 | Y | 10.42 | 6.1792 | 10.42
SCH-21039 | 175888 | 16 | 134342 | 0.5 SCFH RESTRICTOR | SCHNEIDER ELECTRIC BUILDINGS AMERICAS, INC | 21-039 | 13.2825 | 3.5933 | N | 13.2825 | 3.5933 | 13.2825
SCH-21152 | 175891 | 1 | 134342 | N1002500 IN-LINE CHECK VA | SCHNEIDER ELECTRIC BUILDINGS AMERICAS, INC | 21-152 | 9.28 | 6.36 | N | 9.28 | 6.36 | 9.28
SCH-21153 | 10510 | 10 | 134342 | IN-LINE RESTRICT ASSY | SCHNEIDER ELECTRIC BUILDINGS AMERICAS, INC | 21-153 | 10.5125 | 9.4951 | Y | 10.5125 | 9.4951 | 10.5125
SCH-21452 | 10510 | 13 | 134342 | OVERLAY, 40 TO 1 | SCHNEIDER ELECTRIC BUILDINGS AMERICAS, INC | 21-452 | 4.365 | 2.88 | Y | 4.365 | 2.88 | 4.365
SCH-21453 | 10510 | 6 | 134342 | R-C DIAL, 40 TO | SCHNEIDER ELECTRIC BUILDINGS AMERICAS, INC | 21-453 | 4.4625 | 1.808 | Y | 4.4625 | 1.808 | 4.4625
SCH-21928 | 175891 | 6 | 134342 | 21-928 | SCHNEIDER ELECTRIC BUILDINGS AMERICAS, INC | 21-928 | 27.96 | 17.4227 | N | 27.96 | 17.4227 | 27.96
SCH-21930 | 166559 | 1 | 134065 | THERMOSTAT COVER (WHITE) | SIEMENS INDUSTRY, INC. | 21-930 | 16.88 | 16.88 | N | 16.88 | 16.88 | 16.88
SCH-21933 | 10510 | 6 | 134342 | COVER ASSEMBLY | SCHNEIDER ELECTRIC BUILDINGS AMERICAS, INC | 21-933 | 27.96 | 21.609 | Y | 27.96 | 24.2 | 27.96
SCH-21933 | 173042 | 3 | 134342 | COVER ASSEMBLY | SCHNEIDER ELECTRIC BUILDINGS AMERICAS, INC | 21-933 | 27.96 | 19.07 | N | 27.96 | 24.2 | 27.96
SCH-21933 | 175888 | 10 | 134342 | COVER ASSEMBLY | SCHNEIDER ELECTRIC BUILDINGS AMERICAS, INC | 21-933 | 27.96 | 15.7142 | N | 27.96 | 24.2 | 27.96
SCH-21933 | 175891 | 1 | 134342 | COVER ASSEMBLY | SCHNEIDER ELECTRIC BUILDINGS AMERICAS, INC | 21-933 | 27.96 | 24.2 | Y | 27.96 | 24.2 | 27.96
SCH-22021 | 166561 | 3 | 134342 | UNIVERSAL WALL MOUNTING KIT | SCHNEIDER ELECTRIC BUILDINGS AMERICAS, INC | 22-021 | 24.82 | 12.9755 | N | 24.82 | 12.9755 | 24.82
SCH-22021 | 175891 | 1 | 134342 | UNIVERSAL WALL MOUNTING KIT | SCHNEIDER ELECTRIC BUILDINGS AMERICAS, INC | 22-021 | 24.82 | 12.9755 | N | 24.82 | 12.9755 | 24.82
SCH-22022 | 10510 | 3 | 134342 | THERMOSTAT CONVERSIO | SCHNEIDER ELECTRIC BUILDINGS AMERICAS, INC | 22-022 | 23.83 | 20.6292 | Y | 23.83 | 213.12 | 213.12
SCH-22022 | 175888 | 2 | 134342 | THERMOSTAT CONVERSIO | SCHNEIDER ELECTRIC BUILDINGS AMERICAS, INC | 22-022 | 23.83 | 213.12 | Y | 23.83 | 213.12 | 213.12
SCH-22022 | 175891 | 5 | 134342 | THERMOSTAT CONVERSIO | SCHNEIDER ELECTRIC BUILDINGS AMERICAS, INC | 22-022 | 23.83 | 21.7006 | Y | 23.83 | 213.12 | 213.12
SCH-22101 | 10510 | 4 | 134342 | 22-101 | SCHNEIDER ELECTRIC BUILDINGS AMERICAS, INC | 22-101 | 16.341 | 16.2157 | Y | 16.341 | 16.2157 | 16.341
SCH-22106 | 10510 | 1 | 134342 | 22-106 | SCHNEIDER ELECTRIC BUILDINGS AMERICAS, INC | 22-106 | 24.03 | 24.03 | N | 24.03 | 24.03 | 24.03
SCH-2211013 | 166561 | 1 | 134342 | SENSOR ACCESSORY | SCHNEIDER ELECTRIC BUILDINGS AMERICAS, INC | 2211-013 | 107.71 | 132.38 | N | 107.71 | 132.38 | 132.38
SCH-2212118 | 10008 | 10 | 134342 | STAT KIT | SCHNEIDER ELECTRIC BUILDINGS AMERICAS, INC | 2212-118 | 135.8175 | 108.1693 | Y | 135.8175 | 114.85 | 135.8175
SCH-2212118 | 10510 | 32 | 134342 | STAT KIT | SCHNEIDER ELECTRIC BUILDINGS AMERICAS, INC | 2212-118 | 135.8175 | 114.6793 | Y | 135.8175 | 114.85 | 135.8175
SCH-2212118 | 166557 | 8 | 134342 | STAT KIT | SCHNEIDER ELECTRIC BUILDINGS AMERICAS, INC | 2212-118 | 135.8175 | 114.85 | Y | 135.8175 | 114.85 | 135.8175
SCH-2212118 | 166559 | 2 | 134342 | STAT KIT | SCHNEIDER ELECTRIC BUILDINGS AMERICAS, INC | 2212-118 | 135.8175 | 108.35 | N | 135.8175 | 114.85 | 135.8175
SCH-2212118 | 166561 | 2 | 134342 | STAT KIT | SCHNEIDER ELECTRIC BUILDINGS AMERICAS, INC | 2212-118 | 135.8175 | 100.4842 | N | 135.8175 | 114.85 | 135.8175
SCH-2212118 | 175888 | 3 | 134342 | STAT KIT | SCHNEIDER ELECTRIC BUILDINGS AMERICAS, INC | 2212-118 | 135.8175 | 97.8659 | N | 135.8175 | 114.85 | 135.8175
SCH-2212118 | 175890 | 1 | 134342 | STAT KIT | SCHNEIDER ELECTRIC BUILDINGS AMERICAS, INC | 2212-118 | 135.8175 | 92.6239 | N | 135.8175 | 114.85 | 135.8175
SCH-2212118 | 175891 | 14 | 187575 | STAT KIT | CRANDALL STATS & SENSORS | SCH-2212118 | 124.6 | 100.4842 | Y | 135.8175 | 114.85 | 135.8175
SCH-221211848 | 175891 | 127 | 187575 | THERMOSTAT N2 | CRANDALL STATS & SENSORS | 2212-118-48 | 94.0625 | 91.893 | Y | 94.0625 | 91.893 | 94.0625
SCH-2212119 | 10008 | 1 | 134342 | STAT KIT | SCHNEIDER ELECTRIC BUILDINGS AMERICAS, INC | 2212-119 | 135.8175 | 94.8548 | N | 135.8175 | 124.6 | 135.8175
SCH-2212119 | 10510 | 8 | 134342 | STAT KIT | SCHNEIDER ELECTRIC BUILDINGS AMERICAS, INC | 2212-119 | 135.8175 | 104.4175 | Y | 135.8175 | 124.6 | 135.8175
SCH-2212119 | 166557 | 6 | 134342 | STAT KIT | SCHNEIDER ELECTRIC BUILDINGS AMERICAS, INC | 2212-119 | 135.8175 | 124.6 | Y | 135.8175 | 124.6 | 135.8175
SCH-2212119 | 173042 | 2 | 134342 | STAT KIT | SCHNEIDER ELECTRIC BUILDINGS AMERICAS, INC | 2212-119 | 135.8175 | 99.9 | N | 135.8175 | 124.6 | 135.8175
SCH-2212119 | 175888 | 8 | 134342 | STAT KIT | SCHNEIDER ELECTRIC BUILDINGS AMERICAS, INC | 2212-119 | 135.8175 | 108.35 | N | 135.8175 | 124.6 | 135.8175
SCH-2212119 | 175890 | 4 | 134342 | STAT KIT | SCHNEIDER ELECTRIC BUILDINGS AMERICAS, INC | 2212-119 | 135.8175 | 90.8742 | N | 135.8175 | 124.6 | 135.8175
SCH-2212119 | 175891 | 2 | 134342 | STAT KIT | SCHNEIDER ELECTRIC BUILDINGS AMERICAS, INC | 2212-119 | 135.8175 | 75.911 | Y | 135.8175 | 124.6 | 135.8175
SCH-221211948 | 175891 | 30 | 134342 | THERMOSTAT N2 | SCHNEIDER ELECTRIC BUILDINGS AMERICAS, INC | 2212-119-48 | 5749.445 | 55.0751 | N | 5749.445 | 55.0751 | 5749.445
SCH-22126181 | 166553 | 9 | 134342 | WHITE PNEW THERMOSTAT | SCHNEIDER ELECTRIC BUILDINGS AMERICAS, INC | 2212-618-1 | 174.08 | 85.228 | N | 174.08 | 108.2813 | 174.08
SCH-22126181 | 166559 | 3 | 134342 | WHITE PNEW THERMOSTAT | SCHNEIDER ELECTRIC BUILDINGS AMERICAS, INC | 2212-618-1 | 174.08 | 108.2813 | Y | 174.08 | 108.2813 | 174.08
SCH-22126181 | 166560 | 7 | 134342 | WHITE PNEW THERMOSTAT | SCHNEIDER ELECTRIC BUILDINGS AMERICAS, INC | 2212-618-1 | 174.08 | 80.594 | Y | 174.08 | 108.2813 | 174.08
SCH-22126181 | 166561 | 6 | 134342 | WHITE PNEW THERMOSTAT | SCHNEIDER ELECTRIC BUILDINGS AMERICAS, INC | 2212-618-1 | 174.08 | 105.6111 | N | 174.08 | 108.2813 | 174.08
SCH-22126191 | 166553 | 5 | 134342 | WHITE PNEW THERMOSTAT | SCHNEIDER ELECTRIC BUILDINGS AMERICAS, INC | 2212-619-1 | 168.22 | 113.1268 | N | 168.22 | 125.3423 | 168.22
SCH-22126191 | 166559 | 6 | 134342 | WHITE PNEW THERMOSTAT | SCHNEIDER ELECTRIC BUILDINGS AMERICAS, INC | 2212-619-1 | 168.22 | 102.75 | N | 168.22 | 125.3423 | 168.22
SCH-22126191 | 166560 | 8 | 134342 | WHITE PNEW THERMOSTAT | SCHNEIDER ELECTRIC BUILDINGS AMERICAS, INC | 2212-619-1 | 168.22 | 125.3423 | Y | 168.22 | 125.3423 | 168.22
SCH-22126191 | 166561 | 5 | 134342 | WHITE PNEW THERMOSTAT | SCHNEIDER ELECTRIC BUILDINGS AMERICAS, INC | 2212-619-1 | 168.22 | 74.0892 | N | 168.22 | 125.3423 | 168.22
SCH-22133 | 10510 | 122 | 134342 | PNEUMODULOR NEOPRENE SEALING G | SCHNEIDER ELECTRIC BUILDINGS AMERICAS, INC | 22-133 | 25.855 | 1.403 | Y | 25.855 | 1.403 | 25.855
SCH-22133 | 175891 | 1 | 134342 | PNEUMODULOR NEOPRENE SEALING G | SCHNEIDER ELECTRIC BUILDINGS AMERICAS, INC | 22-133 | 25.855 | 1.193 | Y | 25.855 | 1.403 | 25.855
SCH-22138 | 10510 | 6 | 134342 | GAUGE ADAPTOR, 1/8in -27FPT THR | SCHNEIDER ELECTRIC BUILDINGS AMERICAS, INC | 22-138 | 23.0975 | 17.7761 | Y | 23.0975 | 18.151 | 23.0975
SCH-22138 | 166561 | 7 | 134342 | GAUGE ADAPTOR, 1/8in -27FPT THR | SCHNEIDER ELECTRIC BUILDINGS AMERICAS, INC | 22-138 | 23.0975 | 18.0633 | Y | 23.0975 | 18.151 | 23.0975
SCH-22138 | 173042 | 10 | 134342 | GAUGE ADAPTOR, 1/8in -27FPT THR | SCHNEIDER ELECTRIC BUILDINGS AMERICAS, INC | 22-138 | 23.0975 | 12.2508 | N | 23.0975 | 18.151 | 23.0975
SCH-22138 | 175888 | 1 | 134342 | GAUGE ADAPTOR, 1/8in -27FPT THR | SCHNEIDER ELECTRIC BUILDINGS AMERICAS, INC | 22-138 | 23.0975 | 15.6233 | N | 23.0975 | 18.151 | 23.0975
SCH-22138 | 175891 | 9 | 134342 | GAUGE ADAPTOR, 1/8in -27FPT THR | SCHNEIDER ELECTRIC BUILDINGS AMERICAS, INC | 22-138 | 23.0975 | 18.151 | Y | 23.0975 | 18.151 | 23.0975
SCH-22140 | 10510 | 10 | 134342 | SEALING PLUG FOR SEALING UNUSE | SCHNEIDER ELECTRIC BUILDINGS AMERICAS, INC | 22-140 | 0.6425 | 0.361 | Y | 0.6425 | 0.361 | 0.6425
SCH-22140 | 175891 | 4 | 134342 | SEALING PLUG FOR SEALING UNUSE | SCHNEIDER ELECTRIC BUILDINGS AMERICAS, INC | 22-140 | 0.6425 | 0.246 | N | 0.6425 | 0.361 | 0.6425
SCH-2214121 | 10510 | 4 | 134342 | STAT KIT | SCHNEIDER ELECTRIC BUILDINGS AMERICAS, INC | 2214-121 | 249.9175 | 199.38 | Y | 249.9175 | 206.1972 | 249.9175
SCH-2214121 | 175891 | 8 | 134342 | STAT KIT | SCHNEIDER ELECTRIC BUILDINGS AMERICAS, INC | 2214-121 | 249.9175 | 206.1972 | Y | 249.9175 | 206.1972 | 249.9175
SCH-22142 | 10510 | 1 | 134342 | 22-142 | SCHNEIDER ELECTRIC BUILDINGS AMERICAS, INC | 22-142 | 10.94 | 10.94 | N | 10.94 | 10.94 | 10.94
SCH-2218132 | 10510 | 12 | 134342 | STAT KIT | SCHNEIDER ELECTRIC BUILDINGS AMERICAS, INC | 2218-132 | 231.6475 | 182.3637 | Y | 231.6475 | 182.3637 | 231.6475
SCH-2252110 | 10510 | 4 | 134342 | TEMP TRANS/-40 TO 160F/RGD | SCHNEIDER ELECTRIC BUILDINGS AMERICAS, INC | 2252-110 | 497.4225 | 196.0215 | Y | 497.4225 | 196.0215 | 497.4225
SCH-2252110 | 175891 | 1 | 134342 | TEMP TRANS/-40 TO 160F/RGD | SCHNEIDER ELECTRIC BUILDINGS AMERICAS, INC | 2252-110 | 497.4225 | 186.192 | Y | 497.4225 | 196.0215 | 497.4225
SCH-2252151 | 10510 | 2 | 134342 | TEMP TRANS/-25 to 125F/3FT CAP | SCHNEIDER ELECTRIC BUILDINGS AMERICAS, INC | 2252-151 | 467.0875 | 269.0313 | Y | 467.0875 | 319.863 | 467.0875
SCH-2252151 | 175891 | 1 | 134342 | TEMP TRANS/-25 to 125F/3FT CAP | SCHNEIDER ELECTRIC BUILDINGS AMERICAS, INC | 2252-151 | 467.0875 | 319.863 | Y | 467.0875 | 319.863 | 467.0875
SCH-2252250 | 10510 | 3 | 134342 | TEMP TRANS 0 to 100 / RGD | SCHNEIDER ELECTRIC BUILDINGS AMERICAS, INC | 2252-250 | 395.04 | 206.6047 | Y | 395.04 | 307.4433 | 395.04
SCH-2252250 | 175891 | 3 | 134342 | TEMP TRANS 0 to 100 / RGD | SCHNEIDER ELECTRIC BUILDINGS AMERICAS, INC | 2252-250 | 395.04 | 307.4433 | Y | 395.04 | 307.4433 | 395.04
SCH-2252251 | 10510 | 3 | 134342 | TEMP TRANS 0 TO 100 F/20FT | SCHNEIDER ELECTRIC BUILDINGS AMERICAS, INC | 2252-251 | 455.02 | 300.906 | Y | 455.02 | 300.906 | 455.02
SCH-2252251 | 175891 | 1 | 134342 | TEMP TRANS 0 TO 100 F/20FT | SCHNEIDER ELECTRIC BUILDINGS AMERICAS, INC | 2252-251 | 455.02 | 287.462 | Y | 455.02 | 300.906 | 455.02
SCH-2252252 | 10510 | 2 | 134342 | TEMP TRANS 0 TO 100 F/10IN RGD | SCHNEIDER ELECTRIC BUILDINGS AMERICAS, INC | 2252-252 | 438.475 | 227.495 | Y | 438.475 | 227.495 | 438.475
SCH-2252252 | 175891 | 1 | 134342 | TEMP TRANS 0 TO 100 F/10IN RGD | SCHNEIDER ELECTRIC BUILDINGS AMERICAS, INC | 2252-252 | 438.475 | 226.245 | Y | 438.475 | 227.495 | 438.475
SCH-2252273 | 166553 | 2 | 134342 | 2252-273 | SCHNEIDER ELECTRIC BUILDINGS AMERICAS, INC | 2252-273 | 451.065 | 92.18 | N | 451.065 | 359.5 | 451.065
SCH-2252273 | 175891 | 2 | 134342 | 2252-273 | SCHNEIDER ELECTRIC BUILDINGS AMERICAS, INC | 2252-273 | 451.065 | 359.5 | N | 451.065 | 359.5 | 451.065
SCH-2252501 | 175891 | 2 | 187575 | 2252-501 | CRANDALL STATS & SENSORS | 2252-501 | 525.93 | 499.852 | Y | 525.93 | 499.852 | 525.93
SCH-2252510 | 10510 | 1 | 134342 | 2252-510 | SCHNEIDER ELECTRIC BUILDINGS AMERICAS, INC | 2252-510 | 493.1475 | 336.095 | Y | 493.1475 | 452.43 | 493.1475
SCH-2252510 | 175891 | 2 | 134342 | 2252-510 | SCHNEIDER ELECTRIC BUILDINGS AMERICAS, INC | 2252-510 | 493.1475 | 452.43 | Y | 493.1475 | 452.43 | 493.1475
SCH-2252610 | 10510 | 2 | 134342 | 2252-610 | SCHNEIDER ELECTRIC BUILDINGS AMERICAS, INC | 2252-610 | 381.5975 | 234.175 | Y | 381.5975 | 234.175 | 381.5975
SCH-2252610 | 175891 | 1 | 134342 | 2252-610 | SCHNEIDER ELECTRIC BUILDINGS AMERICAS, INC | 2252-610 | 381.5975 | 154.4145 | Y | 381.5975 | 234.175 | 381.5975
SCH-2252635 | 10510 | 2 | 134342 | 2252-635 | SCHNEIDER ELECTRIC BUILDINGS AMERICAS, INC | 2252-635 | 566.1675 | 234.265 | N | 566.1675 | 234.265 | 566.1675
SCH-2323500 | 10510 | 3 | 134342 | DIFF/STATIC PRESSURE XMTR 0-3 | SCHNEIDER ELECTRIC BUILDINGS AMERICAS, INC | 2323-500 | 405.1125 | 143.149 | Y | 405.1125 | 143.149 | 405.1125
SCH-2341501 | 10510 | 1 | 134342 | RECEIVER CONTROLLER DIRECT ACT | SCHNEIDER ELECTRIC BUILDINGS AMERICAS, INC | 2341-501 | 380.425 | 285.1775 | Y | 380.425 | 285.1775 | 380.425
SCH-2341501 | 175888 | 2 | 134342 | RECEIVER CONTROLLER DIRECT ACT | SCHNEIDER ELECTRIC BUILDINGS AMERICAS, INC | 2341-501 | 380.425 | 285.175 | Y | 380.425 | 285.1775 | 380.425
SCH-2341502 | 10510 | 1 | 134342 | RECEIVER CONTROLLER REV ACT | SCHNEIDER ELECTRIC BUILDINGS AMERICAS, INC | 2341-502 | 474.705 | 225.02 | Y | 474.705 | 225.02 | 474.705
SCH-2341521 | 10510 | 3 | 134342 | RECVR CONTRLR DIR ACT BASE MNT | SCHNEIDER ELECTRIC BUILDINGS AMERICAS, INC | 2341-521 | 514.3225 | 443.38 | Y | 514.3225 | 443.38 | 514.3225
SCH-2341521 | 166559 | 1 | 134342 | RECVR CONTRLR DIR ACT BASE MNT | SCHNEIDER ELECTRIC BUILDINGS AMERICAS, INC | 2341-521 | 514.3225 | 342.7 | N | 514.3225 | 443.38 | 514.3225
SCH-2341521 | 175888 | 1 | 134342 | RECVR CONTRLR DIR ACT BASE MNT | SCHNEIDER ELECTRIC BUILDINGS AMERICAS, INC | 2341-521 | 514.3225 | 385.55 | N | 514.3225 | 443.38 | 514.3225
SCH-2341521 | 175890 | 1 | 134342 | RECVR CONTRLR DIR ACT BASE MNT | SCHNEIDER ELECTRIC BUILDINGS AMERICAS, INC | 2341-521 | 514.3225 | 338.5858 | N | 514.3225 | 443.38 | 514.3225
SCH-2341521 | 175891 | 5 | 134342 | RECVR CONTRLR DIR ACT BASE MNT | SCHNEIDER ELECTRIC BUILDINGS AMERICAS, INC | 2341-521 | 514.3225 | 385.55 | Y | 514.3225 | 443.38 | 514.3225
SCH-2341522 | 166559 | 1 | 134342 | RECVR CONTRLR REV ACT BASE MNT | SCHNEIDER ELECTRIC BUILDINGS AMERICAS, INC | 2341-522 | 673.17 | 209.792 | N | 673.17 | 209.792 | 673.17
SCH-2353501 | 10510 | 4 | 134342 | DIV. RELAY, ADJ. | SCHNEIDER ELECTRIC BUILDINGS AMERICAS, INC | 2353-501 | 234.75 | 170.064 | Y | 234.75 | 187.28 | 234.75
SCH-2353501 | 175888 | 1 | 134342 | DIV. RELAY, ADJ. | SCHNEIDER ELECTRIC BUILDINGS AMERICAS, INC | 2353-501 | 234.75 | 111.6762 | N | 234.75 | 187.28 | 234.75
SCH-2353501 | 175891 | 3 | 134342 | DIV. RELAY, ADJ. | SCHNEIDER ELECTRIC BUILDINGS AMERICAS, INC | 2353-501 | 234.75 | 187.28 | Y | 234.75 | 187.28 | 234.75
SCH-2353502 | 10510 | 3 | 134342 | DIV. RELAY, ADJ. | SCHNEIDER ELECTRIC BUILDINGS AMERICAS, INC | 2353-502 | 385.2375 | 98.9433 | Y | 385.2375 | 105.77 | 385.2375
SCH-2353502 | 175891 | 1 | 134342 | DIV. RELAY, ADJ. | SCHNEIDER ELECTRIC BUILDINGS AMERICAS, INC | 2353-502 | 385.2375 | 105.77 | N | 385.2375 | 105.77 | 385.2375
SCH-2354501 | 10510 | 3 | 134342 | DIV. RELAY, NON- | SCHNEIDER ELECTRIC BUILDINGS AMERICAS, INC | 2354-501 | 162.945 | 86.687 | Y | 162.945 | 86.687 | 162.945
SCH-2354502 | 10510 | 1 | 134342 | DIV. RELAY, 10-2 | SCHNEIDER ELECTRIC BUILDINGS AMERICAS, INC | 2354-502 | 158.5675 | 126.5 | Y | 158.5675 | 126.5 | 158.5675
SCH-2354503 | 10510 | 1 | 134342 | DIV. RELAY, DPDT | SCHNEIDER ELECTRIC BUILDINGS AMERICAS, INC | 2354-503 | 322.65 | 183.04 | Y | 322.65 | 183.04 | 322.65
SCH-2360501 | 10510 | 2 | 134342 | REVERSING RELAY | SCHNEIDER ELECTRIC BUILDINGS AMERICAS, INC | 2360-501 | 129.9575 | 103.68 | Y | 129.9575 | 111.3716 | 129.9575
SCH-2360501 | 175891 | 5 | 134342 | REVERSING RELAY | SCHNEIDER ELECTRIC BUILDINGS AMERICAS, INC | 2360-501 | 129.9575 | 111.3716 | Y | 129.9575 | 111.3716 | 129.9575
SCH-2364220 | 10510 | 1 | 134342 | PNEUMATIC ELECTRIC RELAY DPDT | SCHNEIDER ELECTRIC BUILDINGS AMERICAS, INC | 2364-220 | 608.15 | 553.82 | Y | 608.15 | 553.82 | 608.15
SCH-2364220 | 175891 | 1 | 134342 | PNEUMATIC ELECTRIC RELAY DPDT | SCHNEIDER ELECTRIC BUILDINGS AMERICAS, INC | 2364-220 | 608.15 | 86.165 | Y | 608.15 | 553.82 | 608.15
SCH-2368522 | 10510 | 2 | 134342 | ELEC/PNEU RELAY | SCHNEIDER ELECTRIC BUILDINGS AMERICAS, INC | 2368-522 | 368.5 | 198.0005 | Y | 368.5 | 198.0005 | 368.5
SCH-2368522 | 175891 | 1 | 134342 | ELEC/PNEU RELAY | SCHNEIDER ELECTRIC BUILDINGS AMERICAS, INC | 2368-522 | 368.5 | 123.551 | Y | 368.5 | 198.0005 | 368.5
SCH-2372351 | 10510 | 3 | 187575 | LOW PRESSURE SEL | CRANDALL STATS & SENSORS | 2372-351 | 59.334 | 45.3885 | Y | 59.334 | 58.761 | 59.334
SCH-2372351 | 175888 | 1 | 134342 | LOW PRESSURE SEL | SCHNEIDER ELECTRIC BUILDINGS AMERICAS, INC | 2372-351 | 59.334 | 32.72 | N | 59.334 | 58.761 | 59.334
SCH-2372351 | 175891 | 1 | 134342 | LOW PRESSURE SEL | SCHNEIDER ELECTRIC BUILDINGS AMERICAS, INC | 2372-351 | 59.334 | 58.761 | Y | 59.334 | 58.761 | 59.334
SCH-2372352 | 10510 | 7 | 134342 | HI SELECTOR RELA | SCHNEIDER ELECTRIC BUILDINGS AMERICAS, INC | 2372-352 | 78.25 | 59.4212 | Y | 78.25 | 59.4212 | 78.25
SCH-2372352 | 175891 | 5 | 134342 | HI SELECTOR RELA | SCHNEIDER ELECTRIC BUILDINGS AMERICAS, INC | 2372-352 | 78.25 | 34.5575 | Y | 78.25 | 59.4212 | 78.25
SCH-2372501 | 10510 | 3 | 187575 | LOW PRESS / BOOS | CRANDALL STATS & SENSORS | 2372-501 | 83.76 | 71.158 | Y | 83.76 | 71.158 | 83.76
SCH-2372502 | 10510 | 1 | 134342 | HIGH PRESSURE SE | SCHNEIDER ELECTRIC BUILDINGS AMERICAS, INC | 2372-502 | 86.1775 | 68.75 | Y | 86.1775 | 68.75 | 86.1775
SCH-2373501 | 10510 | 3 | 134342 | MULTI INPUT HI/L | SCHNEIDER ELECTRIC BUILDINGS AMERICAS, INC | 2373-501 | 364.3625 | 250.8917 | Y | 364.3625 | 290.68 | 364.3625
SCH-2373501 | 175891 | 0 | 134342 | MULTI INPUT HI/L | SCHNEIDER ELECTRIC BUILDINGS AMERICAS, INC | 2373-501 | 364.3625 | 290.68 | Y | 364.3625 | 290.68 | 364.3625
SCH-2390501 | 10510 | 4 | 187575 | 2390-501 | CRANDALL STATS & SENSORS | 2372-501 | 164.447 | 151.9203 | N | 164.447 | 151.9203 | 164.447
SCH-2390501 | 175891 | 3 | 134342 | 2390-501 | SCHNEIDER ELECTRIC BUILDINGS AMERICAS, INC | 2390-501 | 164.447 | 147.1997 | N | 164.447 | 151.9203 | 164.447
SCH-2390505 | 10510 | 2 | 187575 | MIN. POS. SWITCH | CRANDALL STATS & SENSORS | 2390-505 | 110.691 | 110.1385 | Y | 110.691 | 110.1385 | 110.691
SCH-2390505 | 175891 | 1 | 187575 | MIN. POS. SWITCH | CRANDALL STATS & SENSORS | 2390-505 | 110.691 | 87.837 | Y | 110.691 | 110.1385 | 110.691
SCH-2390510 | 10510 | 1 | 187575 | MIN. POS. SWITCH | CRANDALL STATS & SENSORS | 2390-510 | 206.21 | 181.1675 | Y | 206.21 | 181.1675 | 206.21
SCH-2392504 | 10510 | 5 | 134342 | 2 POS. SW., #5 BLOCK | SCHNEIDER ELECTRIC BUILDINGS AMERICAS, INC | 2392-504 | 228.89 | 102.876 | Y | 228.89 | 182.6 | 228.89
SCH-2392504 | 175888 | 2 | 134342 | 2 POS. SW., #5 BLOCK | SCHNEIDER ELECTRIC BUILDINGS AMERICAS, INC | 2392-504 | 228.89 | 89.5905 | N | 228.89 | 182.6 | 228.89
SCH-2392504 | 175891 | 4 | 134342 | 2 POS. SW., #5 BLOCK | SCHNEIDER ELECTRIC BUILDINGS AMERICAS, INC | 2392-504 | 228.89 | 182.6 | Y | 228.89 | 182.6 | 228.89
SCH-2420003 | 175891 | 1 | 134342 | 2 PR GA 0-30 PSI STEM MOUNT | SCHNEIDER ELECTRIC BUILDINGS AMERICAS, INC | 2420-003 | 18.886 | 18.886 | N | 18.886 | 18.886 | 18.886
SCH-2422001 | 10510 | 1 | 134342 | 2 1/2 RECEIVER GAUGE KIT | SCHNEIDER ELECTRIC BUILDINGS AMERICAS, INC | 2422-001 | 107.19 | 153.74 | Y | 107.19 | 153.74 | 153.74
SCH-2422001 | 175891 | 1 | 187575 | 2 1/2 RECEIVER GAUGE KIT | CRANDALL STATS & SENSORS | SCH-2422001 | 98.34 | 153.74 | Y | 107.19 | 153.74 | 153.74
SCH-2422003 | 10510 | 2 | 134342 | 2in RECEIVER GAUGE KIT | SCHNEIDER ELECTRIC BUILDINGS AMERICAS, INC | 2422-003 | 92.04 | 72.953 | Y | 92.04 | 72.953 | 92.04
SCH-2422003 | 175883 | 1 | 134342 | 2in RECEIVER GAUGE KIT | SCHNEIDER ELECTRIC BUILDINGS AMERICAS, INC | 2422-003 | 92.04 | 26.97 | N | 92.04 | 72.953 | 92.04
SCH-2803100 | 10510 | 177 | 134342 | PNEUMODULAR TUBING 100FT | SCHNEIDER ELECTRIC BUILDINGS AMERICAS, INC | 2803-100 | 110.8875 | 0.20439 | Y | 110.8875 | 0.20439 | 110.8875
SCH-30118A | 166553 | 2 | 134342 | REPLACEMENT MOTO | SCHNEIDER ELECTRIC BUILDINGS AMERICAS, INC | 30-118-A | 30.3375 | 25.33 | N | 30.3375 | 27.416 | 30.3375
SCH-30118A | 166557 | 3 | 134342 | REPLACEMENT MOTO | SCHNEIDER ELECTRIC BUILDINGS AMERICAS, INC | 30-118-A | 30.3375 | 27.416 | Y | 30.3375 | 27.416 | 30.3375
SCH-30118A | 166561 | 5 | 134342 | REPLACEMENT MOTO | SCHNEIDER ELECTRIC BUILDINGS AMERICAS, INC | 30-118-A | 30.3375 | 26.9714 | N | 30.3375 | 27.416 | 30.3375
SCH-30118B | 166553 | 1 | 134342 | REPLACEMENT MOTO | SCHNEIDER ELECTRIC BUILDINGS AMERICAS, INC | 30-118-B | 30.3375 | 23.6447 | N | 30.3375 | 28.62 | 30.3375
SCH-30118B | 166557 | 3 | 134342 | REPLACEMENT MOTO | SCHNEIDER ELECTRIC BUILDINGS AMERICAS, INC | 30-118-B | 30.3375 | 27.416 | Y | 30.3375 | 28.62 | 30.3375
SCH-30118B | 175888 | 1 | 134342 | REPLACEMENT MOTO | SCHNEIDER ELECTRIC BUILDINGS AMERICAS, INC | 30-118-B | 30.3375 | 28.62 | N | 30.3375 | 28.62 | 30.3375
SCH-30118B | 175890 | 2 | 134342 | REPLACEMENT MOTO | SCHNEIDER ELECTRIC BUILDINGS AMERICAS, INC | 30-118-B | 30.3375 | 21.9639 | N | 30.3375 | 28.62 | 30.3375
SCH-30118B | 175891 | 10 | 134342 | REPLACEMENT MOTO | SCHNEIDER ELECTRIC BUILDINGS AMERICAS, INC | 30-118-B | 30.3375 | 27.5911 | Y | 30.3375 | 28.62 | 30.3375
SCH-30118T | 166561 | 2 | 134342 | 277V MOTOR KIT | SCHNEIDER ELECTRIC BUILDINGS AMERICAS, INC | 30-118-T | 35.445 | 28.909 | N | 35.445 | 28.909 | 35.445
SCH-4362144 | 166561 | 10 | 134342 | NUT & TUBE ASSY | SCHNEIDER ELECTRIC BUILDINGS AMERICAS, INC | 436-214-4 | 13.995 | 11.6217 | N | 13.995 | 13.05 | 13.995
SCH-4362144 | 173042 | 8 | 134342 | NUT & TUBE ASSY | SCHNEIDER ELECTRIC BUILDINGS AMERICAS, INC | 436-214-4 | 13.995 | 13.05 | N | 13.995 | 13.05 | 13.995
SCH-436220 | 10510 | 13 | 134342 | NUT & TUBE ASSY | SCHNEIDER ELECTRIC BUILDINGS AMERICAS, INC | 436-220 | 4.99 | 4.5367 | Y | 4.99 | 4.707 | 4.99
SCH-436220 | 166553 | 10 | 134342 | NUT & TUBE ASSY | SCHNEIDER ELECTRIC BUILDINGS AMERICAS, INC | 436-220 | 4.99 | 4.2667 | N | 4.99 | 4.707 | 4.99
SCH-436220 | 166559 | 10 | 134342 | NUT & TUBE ASSY | SCHNEIDER ELECTRIC BUILDINGS AMERICAS, INC | 436-220 | 4.99 | 4.265 | Y | 4.99 | 4.707 | 4.99
SCH-436220 | 166560 | 3 | 134342 | NUT & TUBE ASSY | SCHNEIDER ELECTRIC BUILDINGS AMERICAS, INC | 436-220 | 4.99 | 4.13 | N | 4.99 | 4.707 | 4.99
SCH-436220 | 166561 | 4 | 134342 | NUT & TUBE ASSY | SCHNEIDER ELECTRIC BUILDINGS AMERICAS, INC | 436-220 | 4.99 | 4.2667 | N | 4.99 | 4.707 | 4.99
SCH-436220 | 173042 | 9 | 134342 | NUT & TUBE ASSY | SCHNEIDER ELECTRIC BUILDINGS AMERICAS, INC | 436-220 | 4.99 | 4.707 | Y | 4.99 | 4.707 | 4.99
SCH-436220 | 175891 | 199 | 134342 | NUT & TUBE ASSY | SCHNEIDER ELECTRIC BUILDINGS AMERICAS, INC | 436-220 | 4.99 | 4.6748 | N | 4.99 | 4.707 | 4.99
SCH-4362293 | 166561 | 16 | 134342 | NUT & TUBE ASSY | SCHNEIDER ELECTRIC BUILDINGS AMERICAS, INC | 436-229-3 | 23.6575 | 16.092 | N | 23.6575 | 16.092 | 23.6575
SCH-436252 | 10510 | 27 | 134342 | NUT AND TUBE ASSEMBLY | SCHNEIDER ELECTRIC BUILDINGS AMERICAS, INC | 436-252 | 5.2175 | 4.7378 | Y | 5.2175 | 4.92 | 5.2175
SCH-436252 | 173042 | 10 | 134342 | NUT AND TUBE ASSEMBLY | SCHNEIDER ELECTRIC BUILDINGS AMERICAS, INC | 436-252 | 5.2175 | 4.92 | Y | 5.2175 | 4.92 | 5.2175
SCH-436252 | 175891 | 153 | 134342 | NUT AND TUBE ASSEMBLY | SCHNEIDER ELECTRIC BUILDINGS AMERICAS, INC | 436-252 | 5.2175 | 4.9052 | Y | 5.2175 | 4.92 | 5.2175
SCH-436256 | 10510 | 4 | 134342 | NUT & TUBE ASSY | SCHNEIDER ELECTRIC BUILDINGS AMERICAS, INC | 436-256 | 12.585 | 8.212 | Y | 12.585 | 9.9756 | 12.585
SCH-436256 | 175891 | 18 | 134342 | NUT & TUBE ASSY | SCHNEIDER ELECTRIC BUILDINGS AMERICAS, INC | 436-256 | 12.585 | 9.9756 | Y | 12.585 | 9.9756 | 12.585
SCH-630202 | 175891 | 2 | 134342 | REPAIR END SWITC | SCHNEIDER ELECTRIC BUILDINGS AMERICAS, INC | 630-202 | 7.5431 | 7.5431 | N | 7.5431 | 7.5431 | 7.5431
SCH-6302401 | 166561 | 2 | 134342 | REPAIR STEM ASSY | SCHNEIDER ELECTRIC BUILDINGS AMERICAS, INC | 630-240-1 | 20.2425 | 17.75 | N | 20.2425 | 17.75 | 20.2425
SCH-6302401 | 175891 | 9 | 134342 | REPAIR STEM ASSY | SCHNEIDER ELECTRIC BUILDINGS AMERICAS, INC | 630-240-1 | 20.2425 | 14.51 | N | 20.2425 | 17.75 | 20.2425
SCH-6802435 | 166553 | 4 | 134342 | SEASONAL CHG SWITCH 36IN LEADS | SCHNEIDER ELECTRIC BUILDINGS AMERICAS, INC | 680-243-5 | 40.985 | 30.1123 | N | 40.985 | 35.3374 | 40.985
SCH-6802435 | 166557 | 11 | 134342 | SEASONAL CHG SWITCH 36IN LEADS | SCHNEIDER ELECTRIC BUILDINGS AMERICAS, INC | 680-243-5 | 40.985 | 29 | N | 40.985 | 35.3374 | 40.985
SCH-6802435 | 166559 | 1 | 134342 | SEASONAL CHG SWITCH 36IN LEADS | SCHNEIDER ELECTRIC BUILDINGS AMERICAS, INC | 680-243-5 | 40.985 | 35.3374 | Y | 40.985 | 35.3374 | 40.985
SCH-6802436 | 166553 | 9 | 134342 | SEASONAL CHG SWITCH CONDT CON | SCHNEIDER ELECTRIC BUILDINGS AMERICAS, INC | 680-243-6 | 155.6275 | 28.1182 | N | 155.6275 | 28.1182 | 155.6275
SCH-6802436 | 166561 | 1 | 134342 | SEASONAL CHG SWITCH CONDT CON | SCHNEIDER ELECTRIC BUILDINGS AMERICAS, INC | 680-243-6 | 155.6275 | 13.84 | N | 155.6275 | 28.1182 | 155.6275
SCH-70781D5R1A | 175883 | 7 | 134342 | SKT 16A 300V 5 PIN SOCKET | SCHNEIDER ELECTRIC BUILDINGS AMERICAS, INC | 70781D5R1A | 4.6 | 5.89 | N | 4.6 | 5.89 | 5.89
SCH-781XAXRM4L24A | 10008 | 8 | 134342 | 781R PLG-IN RLY SPDT 15A 24VAC | SCHNEIDER ELECTRIC BUILDINGS AMERICAS, INC | 781XAXRM4L24A | 5.4625 | 5.46 | N | 5.4625 | 6.16 | 6.16
SCH-781XAXRM4L24A | 166559 | 255 | 134342 | 781R PLG-IN RLY SPDT 15A 24VAC | SCHNEIDER ELECTRIC BUILDINGS AMERICAS, INC | 781XAXRM4L24A | 5.4625 | 6.16 | N | 5.4625 | 6.16 | 6.16
SCH-782XBXM4L24A | 166559 | 25 | 134342 | 782PLUG-IN RLY DPDT 15A 12VAC | SCHNEIDER ELECTRIC BUILDINGS AMERICAS, INC | 782XBXM4L24A | 6.5 | 7.28 | N | 6.5 | 7.28 | 7.28
SCH-8501NR42 | 175890 | 3 | 134342 | RELAY SOCKET 300VAC | SCHNEIDER ELECTRIC BUILDINGS AMERICAS, INC | 8501NR42 | 12.9 | 10.97 | N | 12.9 | 10.97 | 12.9
SCH-8536SBO2V03 | 175888 | 4 | 134342 | FULL VOLT STARTER 3POLE 18A S | SCHNEIDER ELECTRIC BUILDINGS AMERICAS, INC | 8536SBO2V03 | 283.91 | 202.69 | N | 283.91 | 202.69 | 283.91
SCH-8536SCG3V08H30 | 175890 | 2 | 134342 | STRTR 600VAC 27AMP NEMA +OPTNS | SCHNEIDER ELECTRIC BUILDINGS AMERICAS, INC | 8536SCG3V08H30 | 411.23 | 349.68 | N | 411.23 | 349.68 | 411.23
SCH-8910DPA63V02 | 175888 | 1 | 134342 | CONTACTOR 3PHASE 3POLE 60A DPA | SCHNEIDER ELECTRIC BUILDINGS AMERICAS, INC | 8910DPA63V02 | 167.165 | 143.43 | N | 167.165 | 143.43 | 167.165
SCH-900002 | 175891 | 1 | 134342 | THERMOSTAT CALIBRATION | SCHNEIDER ELECTRIC BUILDINGS AMERICAS, INC | 900-002 | 207.2475 | 146.9909 | N | 207.2475 | 146.9909 | 207.2475
SCH-9001K15 | 10010 | 15 | 134342 | BREAK GLASS OPERATOR | SCHNEIDER ELECTRIC BUILDINGS AMERICAS, INC | 9001K15 | 64.025 | 57.1626 | Y | 64.025 | 57.17 | 64.025
SCH-9001K15 | 173042 | 0 | 134342 | BREAK GLASS OPERATOR | SCHNEIDER ELECTRIC BUILDINGS AMERICAS, INC | 9001K15 | 64.025 | 57.17 | N | 64.025 | 57.17 | 64.025
SCH-9001KA1 | 10010 | 16 | 134342 | 30MM CONTACT BLOCK | SCHNEIDER ELECTRIC BUILDINGS AMERICAS, INC | 9001KA1 | 25.955 | 23.1792 | Y | 25.955 | 23.18 | 25.955
SCH-9001KA1 | 173042 | 0 | 134342 | 30MM CONTACT BLOCK | SCHNEIDER ELECTRIC BUILDINGS AMERICAS, INC | 9001KA1 | 25.955 | 23.18 | N | 25.955 | 23.18 | 25.955
SCH-9001KA1 | 175883 | 10 | 134342 | 30MM CONTACT BLOCK | SCHNEIDER ELECTRIC BUILDINGS AMERICAS, INC | 9001KA1 | 25.955 | 22.5 | N | 25.955 | 23.18 | 25.955
SCH-9001KY1 | 10010 | 15 | 134342 | 30 MM CONTROL STATION | SCHNEIDER ELECTRIC BUILDINGS AMERICAS, INC | 9001KY1 | 73.2525 | 65.41 | Y | 73.2525 | 65.41 | 73.2525
SCH-9001KY1 | 173042 | 0 | 134342 | 30 MM CONTROL STATION | SCHNEIDER ELECTRIC BUILDINGS AMERICAS, INC | 9001KY1 | 73.2525 | 65.41 | N | 73.2525 | 65.41 | 73.2525
SCH-9001SKS43BH13 | 175883 | 10 | 134342 | SELECTOR SWITCH 600VAC | SCHNEIDER ELECTRIC BUILDINGS AMERICAS, INC | 9001SKS43BH13 | 70.37 | 61 | N | 70.37 | 61 | 70.37
SCH-9013FHG12J27X | 173042 | 1 | 134342 | PRESS SW 575VAC 1HP F -OPTS | SCHNEIDER ELECTRIC BUILDINGS AMERICAS, INC | 9013FHG12J27X | 25.25 | 58.62 | N | 25.25 | 58.62 | 58.62
SCH-9013FHG2J27 | 173042 | 5 | 134342 | PRESS SW 575V 1HP F - OPTIONS | SCHNEIDER ELECTRIC BUILDINGS AMERICAS, INC | 9013FHG2J27 | 11.9222 | 11.9222 | N | 11.9222 | 11.9222 | 11.9222
SCH-9013FHG49J59 | 173042 | 1 | 134342 | PRESS SW 575V 1HP F - OPTIONS | SCHNEIDER ELECTRIC BUILDINGS AMERICAS, INC | 9013FHG49J59 | 14 | 35.54 | N | 14 | 35.54 | 35.54
SCH-9013FRG12J35 | 173042 | 7 | 134342 | PRESS SW 230V 1HP F - OPTIONS | SCHNEIDER ELECTRIC BUILDINGS AMERICAS, INC | 9013FRG12J35 | 8.93 | 8.93 | N | 8.93 | 8.93 | 8.93
SCH-9013FSG2J20 | 173042 | 6 | 134342 | PRESS SW 575V 1HP F - OPTIONS | SCHNEIDER ELECTRIC BUILDINGS AMERICAS, INC | 9013FSG2J20 | 7.3734 | 7.3734 | N | 7.3734 | 7.3734 | 7.3734
SCH-9013GHG2J31 | 173042 | 4 | 134342 | PRESSURE SWITCH | SCHNEIDER ELECTRIC BUILDINGS AMERICAS, INC | 9013GHG2J31 | 25.45 | 25.45 | N | 25.45 | 25.45 | 25.45
SCH-9013GHG2J31X | 173042 | 6 | 134342 | Pressure Switch 575VAC 5HP G + | SCHNEIDER ELECTRIC BUILDINGS AMERICAS, INC | 9013GHG2J31X | 57.49 | 57.49 | N | 57.49 | 57.49 | 57.49
SCH-9016GVG1J09F | 173042 | 1 | 134342 | VACUUM SWITCH 480VAC 5HP G | SCHNEIDER ELECTRIC BUILDINGS AMERICAS, INC | 9016GVG1J09F | 110.3333 | 110.3333 | N | 110.3333 | 110.3333 | 110.3333
SCH-9036DG2 | 175891 | 2 | 134342 | FLOAT SW 575V 1HP D - OPTIONS | SCHNEIDER ELECTRIC BUILDINGS AMERICAS, INC | 9036DG2 | 31 | 75.0267 | N | 31 | 75.0267 | 75.0267
SCH-9036GG2 | 173042 | 2 | 134342 | FLOAT SW 575V 5HP G-OPTIONS | SCHNEIDER ELECTRIC BUILDINGS AMERICAS, INC | 9036GG2 | 55.09 | 55.09 | N | 55.09 | 55.09 | 55.09
SCH-9037EG8 | 173042 | 2 | 134342 | FLOAT SW 575V 1HP E - OPTIONS | SCHNEIDER ELECTRIC BUILDINGS AMERICAS, INC | 9037EG8 | 124.75 | 124.75 | N | 124.75 | 124.75 | 124.75
SCH-93504C | 10510 | 14 | 134039 | K 0-120 MIN TIMER W/O HOLD | KELE & ASSOCIATES | 93504C | 24.1576 | 23.3586 | Y | 24.1576 | 23.3586 | 24.1576
SCH-93504C | 175891 | 1 | 134039 | K 0-120 MIN TIMER W/O HOLD | KELE & ASSOCIATES | 93504C | 24.1576 | 13.54 | Y | 24.1576 | 23.3586 | 24.1576
SCH-AA14A | 166557 | 1 | 134342 | BYPASS VALVE ASSM LG BRACKET | SCHNEIDER ELECTRIC BUILDINGS AMERICAS, INC | AA14A | 260 | 269 | N | 260 | 269 | 269
SCH-AA47 | 166557 | 38 | 134342 | ACC SNSR MOTN P PK 277/120 | SCHNEIDER ELECTRIC BUILDINGS AMERICAS, INC | AA47 | 28.355 | 24 | N | 28.355 | 24 | 28.355
SCH-ABLM1A24004 | 10008 | 1 | 134342 | 10W DC POWER SUPPLY | SCHNEIDER ELECTRIC BUILDINGS AMERICAS, INC | ABLM1A24004 | 83.8825 | 71.33 | N | 83.8825 | 71.33 | 83.8825
SCH-AD8301 | 173042 | 1 | 134342 | MANUAL POSITIONER | SCHNEIDER ELECTRIC BUILDINGS AMERICAS, INC | AD-8301 | 47.32 | 47.32 | N | 47.32 | 47.32 | 47.32
SCH-AG13A01A | 10008 | 2 | 134342 | ACT 2PGT SR 24V TB AX | SCHNEIDER ELECTRIC BUILDINGS AMERICAS, INC | AG13A01A | 42.135 | 39.75 | Y | 42.135 | 42.1956 | 42.1956
SCH-AG13A01A | 10510 | 3 | 134342 | ACT 2PGT SR 24V TB AX | SCHNEIDER ELECTRIC BUILDINGS AMERICAS, INC | AG13A01A | 42.135 | 42.1956 | Y | 42.135 | 42.1956 | 42.1956
SCH-AG13A01A | 173042 | 1 | 134342 | ACT 2PGT SR 24V TB AX | SCHNEIDER ELECTRIC BUILDINGS AMERICAS, INC | AG13A01A | 42.135 | 41.7065 | Y | 42.135 | 42.1956 | 42.1956
SCH-AG13A020 | 10008 | 6 | 134342 | ACT 2PGT SR 24V AP | SCHNEIDER ELECTRIC BUILDINGS AMERICAS, INC | AG13A020 | 39.325 | 37.1 | Y | 39.325 | 39.0588 | 39.325
SCH-AG13A020 | 10510 | 27 | 134342 | ACT 2PGT SR 24V AP | SCHNEIDER ELECTRIC BUILDINGS AMERICAS, INC | AG13A020 | 39.325 | 37.1 | Y | 39.325 | 39.0588 | 39.325
SCH-AG13A020 | 166553 | 5 | 134342 | ACT 2PGT SR 24V AP | SCHNEIDER ELECTRIC BUILDINGS AMERICAS, INC | AG13A020 | 39.325 | 38.88 | Y | 39.325 | 39.0588 | 39.325
SCH-AG13A020 | 166557 | -1 | 134342 | ACT 2PGT SR 24V AP | SCHNEIDER ELECTRIC BUILDINGS AMERICAS, INC | AG13A020 | 39.325 | 37.1 | Y | 39.325 | 39.0588 | 39.325
SCH-AG13A020 | 166559 | 16 | 134342 | ACT 2PGT SR 24V AP | SCHNEIDER ELECTRIC BUILDINGS AMERICAS, INC | AG13A020 | 39.325 | 39.0588 | Y | 39.325 | 39.0588 | 39.325
SCH-AG13A020 | 166560 | 13 | 134342 | ACT 2PGT SR 24V AP | SCHNEIDER ELECTRIC BUILDINGS AMERICAS, INC | AG13A020 | 39.325 | 37.1 | Y | 39.325 | 39.0588 | 39.325
SCH-AG13A020 | 166561 | 15 | 134342 | ACT 2PGT SR 24V AP | SCHNEIDER ELECTRIC BUILDINGS AMERICAS, INC | AG13A020 | 39.325 | 38.6575 | Y | 39.325 | 39.0588 | 39.325
SCH-AG13A020 | 173042 | -1 | 134342 | ACT 2PGT SR 24V AP | SCHNEIDER ELECTRIC BUILDINGS AMERICAS, INC | AG13A020 | 39.325 | 37.1 | Y | 39.325 | 39.0588 | 39.325
SCH-AG13A020 | 175888 | 4 | 134342 | ACT 2PGT SR 24V AP | SCHNEIDER ELECTRIC BUILDINGS AMERICAS, INC | AG13A020 | 39.325 | 37.1 | Y | 39.325 | 39.0588 | 39.325
SCH-AG13A020 | 175890 | 50 | 134342 | ACT 2PGT SR 24V AP | SCHNEIDER ELECTRIC BUILDINGS AMERICAS, INC | AG13A020 | 39.325 | 36.9847 | Y | 39.325 | 39.0588 | 39.325
SCH-AG13A020 | 175891 | 12 | 134342 | ACT 2PGT SR 24V AP | SCHNEIDER ELECTRIC BUILDINGS AMERICAS, INC | AG13A020 | 39.325 | 37.1 | Y | 39.325 | 39.0588 | 39.325
SCH-AG13A020A | 175891 | 1 | 134342 | ON/OFF 24V 18" LEADS W/ SWITCH END | SCHNEIDER ELECTRIC BUILDINGS AMERICAS, INC | AG13A020A | 0 | 39.75 | N | 0 | 39.75 | 39.75
SCH-AG13A02A | 10008 | 5 | 134342 | ACT 2PGT SR 24V AX | SCHNEIDER ELECTRIC BUILDINGS AMERICAS, INC | AG13A02A | 42.135 | 39.75 | Y | 42.135 | 42.135 | 42.135
SCH-AG13A02A | 10510 | 1 | 134342 | ACT 2PGT SR 24V AX | SCHNEIDER ELECTRIC BUILDINGS AMERICAS, INC | AG13A02A | 42.135 | 42.135 | Y | 42.135 | 42.135 | 42.135
SCH-AG13A02A | 173042 | 7 | 134342 | ACT 2PGT SR 24V AX | SCHNEIDER ELECTRIC BUILDINGS AMERICAS, INC | AG13A02A | 42.135 | 41.7943 | Y | 42.135 | 42.135 | 42.135
SCH-AG13A02A | 175890 | 8 | 134342 | ACT 2PGT SR 24V AX | SCHNEIDER ELECTRIC BUILDINGS AMERICAS, INC | AG13A02A | 42.135 | 39.75 | Y | 42.135 | 42.135 | 42.135
SCH-AG13A02A | 175891 | 5 | 134342 | ACT 2PGT SR 24V AX | SCHNEIDER ELECTRIC BUILDINGS AMERICAS, INC | AG13A02A | 42.135 | 39.6408 | Y | 42.135 | 42.135 | 42.135
SCH-AG13A060 | 175883 | 0 | 134342 | ACT 2POS SR NC 24V GCO 96inLD | SCHNEIDER ELECTRIC BUILDINGS AMERICAS, INC | AG13A060 | 41.855 | 41.855 | N | 41.855 | 41.855 | 41.855
SCH-AG13B000 | 175891 | 12 | 134342 | ACT 2PGT SR 120V AP | SCHNEIDER ELECTRIC BUILDINGS AMERICAS, INC | AG13B000 | 39.325 | 28.6952 | N | 39.325 | 28.6952 | 39.325
SCH-AG13B020 | 10008 | 2 | 134342 | ACT 2PGT SR 120V AP | SCHNEIDER ELECTRIC BUILDINGS AMERICAS, INC | AG13B020 | 39.325 | 37.0942 | Y | 39.325 | 38.1545 | 39.325
SCH-AG13B020 | 10510 | 24 | 134342 | ACT 2PGT SR 120V AP | SCHNEIDER ELECTRIC BUILDINGS AMERICAS, INC | AG13B020 | 39.325 | 37.2153 | Y | 39.325 | 38.1545 | 39.325
SCH-AG13B020 | 166553 | 8 | 134342 | ACT 2PGT SR 120V AP | SCHNEIDER ELECTRIC BUILDINGS AMERICAS, INC | AG13B020 | 39.325 | 37.1 | Y | 39.325 | 38.1545 | 39.325
SCH-AG13B020 | 166557 | 6 | 134342 | ACT 2PGT SR 120V AP | SCHNEIDER ELECTRIC BUILDINGS AMERICAS, INC | AG13B020 | 39.325 | 36.7146 | Y | 39.325 | 38.1545 | 39.325
SCH-AG13B020 | 166559 | 2 | 134342 | ACT 2PGT SR 120V AP | SCHNEIDER ELECTRIC BUILDINGS AMERICAS, INC | AG13B020 | 39.325 | 38.1545 | Y | 39.325 | 38.1545 | 39.325
SCH-AG13B020 | 166560 | 5 | 134342 | ACT 2PGT SR 120V AP | SCHNEIDER ELECTRIC BUILDINGS AMERICAS, INC | AG13B020 | 39.325 | 37.1836 | Y | 39.325 | 38.1545 | 39.325
SCH-AG13B020 | 166561 | 5 | 134342 | ACT 2PGT SR 120V AP | SCHNEIDER ELECTRIC BUILDINGS AMERICAS, INC | AG13B020 | 39.325 | 37.0536 | Y | 39.325 | 38.1545 | 39.325
SCH-AG13B020 | 173042 | 12 | 134342 | ACT 2PGT SR 120V AP | SCHNEIDER ELECTRIC BUILDINGS AMERICAS, INC | AG13B020 | 39.325 | 37.1241 | Y | 39.325 | 38.1545 | 39.325
SCH-AG13B020 | 175888 | 6 | 134342 | ACT 2PGT SR 120V AP | SCHNEIDER ELECTRIC BUILDINGS AMERICAS, INC | AG13B020 | 39.325 | 37.1 | Y | 39.325 | 38.1545 | 39.325
SCH-AG13B020 | 175890 | 7 | 134342 | ACT 2PGT SR 120V AP | SCHNEIDER ELECTRIC BUILDINGS AMERICAS, INC | AG13B020 | 39.325 | 37.2349 | Y | 39.325 | 38.1545 | 39.325
SCH-AG13B020 | 175891 | 50 | 134342 | ACT 2PGT SR 120V AP | SCHNEIDER ELECTRIC BUILDINGS AMERICAS, INC | AG13B020 | 39.325 | 37.4422 | Y | 39.325 | 38.1545 | 39.325
SCH-AG13B02A | 173042 | 11 | 134342 | ACT 2PGT SR 120V AX | SCHNEIDER ELECTRIC BUILDINGS AMERICAS, INC | AG13B02A | 42.5325 | 36.9756 | N | 42.5325 | 36.9756 | 42.5325
SCH-AG13B02A | 175891 | 8 | 134342 | ACT 2PGT SR 120V AX | SCHNEIDER ELECTRIC BUILDINGS AMERICAS, INC | AG13B02A | 42.5325 | 30.6931 | N | 42.5325 | 36.9756 | 42.5325
SCH-AG13D020 | 166560 | 2 | 134342 | ACT 2PGT SR 208V AP | SCHNEIDER ELECTRIC BUILDINGS AMERICAS, INC | AG13D020 | 42.9775 | 42.3867 | N | 42.9775 | 42.3867 | 42.9775
SCH-AG13D020 | 175888 | 8 | 134342 | ACT 2PGT SR 208V AP | SCHNEIDER ELECTRIC BUILDINGS AMERICAS, INC | AG13D020 | 42.9775 | 40.3636 | N | 42.9775 | 42.3867 | 42.9775
SCH-AG13D020 | 175890 | 3 | 134342 | ACT 2PGT SR 208V AP | SCHNEIDER ELECTRIC BUILDINGS AMERICAS, INC | AG13D020 | 42.9775 | 38.25 | N | 42.9775 | 42.3867 | 42.9775
SCH-AG13T020 | 166557 | 5 | 134342 | ACT 2PGT SR 277V AP | SCHNEIDER ELECTRIC BUILDINGS AMERICAS, INC | AG13T020 | 43.3825 | 43.3825 | Y | 43.3825 | 43.3825 | 43.3825
SCH-AG13T020 | 166560 | 2 | 134342 | ACT 2PGT SR 277V AP | SCHNEIDER ELECTRIC BUILDINGS AMERICAS, INC | AG13T020 | 43.3825 | 40.9429 | Y | 43.3825 | 43.3825 | 43.3825
SCH-AG13T020 | 166561 | 4 | 134342 | ACT 2PGT SR 277V AP | SCHNEIDER ELECTRIC BUILDINGS AMERICAS, INC | AG13T020 | 43.3825 | 40.9429 | Y | 43.3825 | 43.3825 | 43.3825
SCH-AG13U030 | 175891 | 3 | 134342 | ACT 2POS SR NC 230V GCO 36inLD | SCHNEIDER ELECTRIC BUILDINGS AMERICAS, INC | AG13U030 | 25.26 | 25.26 | N | 25.26 | 25.26 | 25.26
SCH-AG14A020 | 173042 | 10 | 134342 | ACT 2PHT SR 24V AP | SCHNEIDER ELECTRIC BUILDINGS AMERICAS, INC | AG14A020 | 47.2225 | 43.73 | Y | 47.2225 | 43.73 | 47.2225
SCH-AG14A020 | 175888 | 3 | 134342 | ACT 2PHT SR 24V AP | SCHNEIDER ELECTRIC BUILDINGS AMERICAS, INC | AG14A020 | 47.2225 | 43.73 | Y | 47.2225 | 43.73 | 47.2225
SCH-AG14A020 | 175890 | 1 | 134342 | ACT 2PHT SR 24V AP | SCHNEIDER ELECTRIC BUILDINGS AMERICAS, INC | AG14A020 | 47.2225 | 43.73 | Y | 47.2225 | 43.73 | 47.2225
SCH-AG14A020 | 175891 | 6 | 134342 | ACT 2PHT SR 24V AP | SCHNEIDER ELECTRIC BUILDINGS AMERICAS, INC | AG14A020 | 47.2225 | 43.73 | Y | 47.2225 | 43.73 | 47.2225
SCH-AG14A02A | 173042 | 10 | 134342 | ACT 2PGT SR 24V AX | SCHNEIDER ELECTRIC BUILDINGS AMERICAS, INC | AG14A02A | 51.515 | 47.7 | Y | 51.515 | 47.7 | 51.515
SCH-AG14B020 | 10008 | 4 | 134342 | ACT 2PHT SR 120V AP | SCHNEIDER ELECTRIC BUILDINGS AMERICAS, INC | AG14B020 | 46.3475 | 47.85 | N | 46.3475 | 47.85 | 47.85
SCH-AG14B020 | 166561 | 17 | 134342 | ACT 2PHT SR 120V AP | SCHNEIDER ELECTRIC BUILDINGS AMERICAS, INC | AG14B020 | 46.3475 | 43.475 | N | 46.3475 | 47.85 | 47.85
SCH-AG14B020 | 173042 | 2 | 134342 | ACT 2PHT SR 120V AP | SCHNEIDER ELECTRIC BUILDINGS AMERICAS, INC | AG14B020 | 46.3475 | 43.73 | Y | 46.3475 | 47.85 | 47.85
SCH-AG14B020 | 175888 | 9 | 134342 | ACT 2PHT SR 120V AP | SCHNEIDER ELECTRIC BUILDINGS AMERICAS, INC | AG14B020 | 46.3475 | 43.726 | N | 46.3475 | 47.85 | 47.85
SCH-AG14B02A | 173042 | 10 | 134342 | ACT 2PHT SR 110-240V AX | SCHNEIDER ELECTRIC BUILDINGS AMERICAS, INC | AG14B02A | 63.2025 | 59.63 | Y | 63.2025 | 59.63 | 63.2025
SCH-AG14D020 | 175888 | 4 | 134342 | ACT 2PGT SR 208V AP | SCHNEIDER ELECTRIC BUILDINGS AMERICAS, INC | AG14D020 | 51.125 | 48.23 | N | 51.125 | 52.1596 | 52.1596
SCH-AG14D020 | 175890 | 4 | 134342 | ACT 2PGT SR 208V AP | SCHNEIDER ELECTRIC BUILDINGS AMERICAS, INC | AG14D020 | 51.125 | 47.8215 | Y | 51.125 | 52.1596 | 52.1596
SCH-AG14D020 | 175891 | 10 | 134342 | ACT 2PGT SR 208V AP | SCHNEIDER ELECTRIC BUILDINGS AMERICAS, INC | AG14D020 | 51.125 | 52.1596 | Y | 51.125 | 52.1596 | 52.1596
SCH-AG14T020 | 166557 | 1 | 134342 | ACT 2PHT SR 277V AP | SCHNEIDER ELECTRIC BUILDINGS AMERICAS, INC | AG14T020 | 52.0875 | 76.65 | N | 52.0875 | 76.65 | 76.65
SCH-AG23A020 | 10510 | 10 | 134342 | ACT 2PGT SR 24V AP | SCHNEIDER ELECTRIC BUILDINGS AMERICAS, INC | AG23A020 | 43.215 | 40.02 | Y | 43.215 | 42.15 | 43.215
SCH-AG23A020 | 166553 | 2 | 134342 | ACT 2PGT SR 24V AP | SCHNEIDER ELECTRIC BUILDINGS AMERICAS, INC | AG23A020 | 43.215 | 38.3987 | Y | 43.215 | 42.15 | 43.215
SCH-AG23A020 | 166559 | 1 | 134342 | ACT 2PGT SR 24V AP | SCHNEIDER ELECTRIC BUILDINGS AMERICAS, INC | AG23A020 | 43.215 | 40.02 | Y | 43.215 | 42.15 | 43.215
SCH-AG23A020 | 173042 | 9 | 134342 | ACT 2PGT SR 24V AP | SCHNEIDER ELECTRIC BUILDINGS AMERICAS, INC | AG23A020 | 43.215 | 42.15 | Y | 43.215 | 42.15 | 43.215
SCH-AG23A020 | 175890 | 6 | 134342 | ACT 2PGT SR 24V AP | SCHNEIDER ELECTRIC BUILDINGS AMERICAS, INC | AG23A020 | 43.215 | 40.0167 | Y | 43.215 | 42.15 | 43.215
SCH-AG23A020 | 175891 | 13 | 134342 | ACT 2PGT SR 24V AP | SCHNEIDER ELECTRIC BUILDINGS AMERICAS, INC | AG23A020 | 43.215 | 40.02 | Y | 43.215 | 42.15 | 43.215
SCH-AG23A02A | 10510 | 3 | 134342 | ACT 2PGT SR 24V AX | SCHNEIDER ELECTRIC BUILDINGS AMERICAS, INC | AG23A02A | 48.94 | 45.32 | Y | 48.94 | 45.32 | 48.94
SCH-AG23A02A | 175891 | 2 | 134342 | ACT 2PGT SR 24V AX | SCHNEIDER ELECTRIC BUILDINGS AMERICAS, INC | AG23A02A | 48.94 | 45.3182 | Y | 48.94 | 45.32 | 48.94
SCH-AG23B020 | 10510 | 5 | 134342 | ACT 2PGT SR 120V AP | SCHNEIDER ELECTRIC BUILDINGS AMERICAS, INC | AG23B020 | 43.215 | 40.02 | Y | 43.215 | 40.02 | 43.215
SCH-AG23B020 | 166553 | 2 | 134342 | ACT 2PGT SR 120V AP | SCHNEIDER ELECTRIC BUILDINGS AMERICAS, INC | AG23B020 | 43.215 | 38.019 | N | 43.215 | 40.02 | 43.215
SCH-AG23B020 | 166559 | 4 | 134342 | ACT 2PGT SR 120V AP | SCHNEIDER ELECTRIC BUILDINGS AMERICAS, INC | AG23B020 | 43.215 | 31.6867 | N | 43.215 | 40.02 | 43.215
SCH-AG23B020 | 173042 | 5 | 134342 | ACT 2PGT SR 120V AP | SCHNEIDER ELECTRIC BUILDINGS AMERICAS, INC | AG23B020 | 43.215 | 39.628 | Y | 43.215 | 40.02 | 43.215
SCH-AG23B020 | 175890 | 25 | 134342 | ACT 2PGT SR 120V AP | SCHNEIDER ELECTRIC BUILDINGS AMERICAS, INC | AG23B020 | 43.215 | 40.02 | Y | 43.215 | 40.02 | 43.215
SCH-AG23B020 | 175891 | 3 | 134342 | ACT 2PGT SR 120V AP | SCHNEIDER ELECTRIC BUILDINGS AMERICAS, INC | AG23B020 | 43.215 | 40.02 | Y | 43.215 | 40.02 | 43.215
SCH-AG24A020 | 175890 | 10 | 134342 | ACT 2PHT SR 24V AP | SCHNEIDER ELECTRIC BUILDINGS AMERICAS, INC | AG24A020 | 51.8025 | 47.97 | Y | 51.8025 | 47.97 | 51.8025
SCH-AG24A02A | 175891 | 6 | 134342 | ACT 2PGT SR 24V AX | SCHNEIDER ELECTRIC BUILDINGS AMERICAS, INC | AG24A02A | 54.3775 | 40.5704 | N | 54.3775 | 40.5704 | 54.3775
SCH-AG24B020 | 175888 | 1 | 134342 | ACT 2PHT SR 120V AP | SCHNEIDER ELECTRIC BUILDINGS AMERICAS, INC | AG24B020 | 50.8425 | 52.49 | N | 50.8425 | 52.49 | 52.49
SCH-AG24D020 | 175888 | 4 | 134342 | ACT 2PHT SR 208V AP | SCHNEIDER ELECTRIC BUILDINGS AMERICAS, INC | AG24D020 | 53.6525 | 50.62 | N | 53.6525 | 50.62 | 53.6525
SCH-AG24D020 | 175890 | 3 | 134342 | ACT 2PHT SR 208V AP | SCHNEIDER ELECTRIC BUILDINGS AMERICAS, INC | AG24D020 | 53.6525 | 50.62 | Y | 53.6525 | 50.62 | 53.6525
SCH-AGAE | 166557 | 7 | 134342 | GAS ACC ENC METAL GWN BUZZ | SCHNEIDER ELECTRIC BUILDINGS AMERICAS, INC | AGAE | 115.46 | 96.75 | N | 115.46 | 96.75 | 115.46
SCH-AH03 | 10008 | 4 | 134342 | POWER METER DUAL FUSE KIT | SCHNEIDER ELECTRIC BUILDINGS AMERICAS, INC | AH03 | 68.5 | 48.82 | N | 68.5 | 48.82 | 68.5
SCH-AH04 | 10008 | 6 | 134342 | POWER METER TRIPLE FUSE KIT | SCHNEIDER ELECTRIC BUILDINGS AMERICAS, INC | AH04 | 72.91 | 101.3407 | N | 72.91 | 101.3407 | 101.3407
SCH-AH13A020 | 10008 | 2 | 134342 | ACT 2PGT SR 24V AP | SCHNEIDER ELECTRIC BUILDINGS AMERICAS, INC | AH13A020 | 48.8775 | 46.11 | Y | 48.8775 | 47.6211 | 48.8775
SCH-AH13A020 | 166557 | 1 | 134342 | ACT 2PGT SR 24V AP | SCHNEIDER ELECTRIC BUILDINGS AMERICAS, INC | AH13A020 | 48.8775 | 46.11 | Y | 48.8775 | 47.6211 | 48.8775
SCH-AH13A020 | 166559 | 8 | 134342 | ACT 2PGT SR 24V AP | SCHNEIDER ELECTRIC BUILDINGS AMERICAS, INC | AH13A020 | 48.8775 | 47.495 | Y | 48.8775 | 47.6211 | 48.8775
SCH-AH13A020 | 166560 | 4 | 134342 | ACT 2PGT SR 24V AP | SCHNEIDER ELECTRIC BUILDINGS AMERICAS, INC | AH13A020 | 48.8775 | 46.11 | Y | 48.8775 | 47.6211 | 48.8775
SCH-AH13A020 | 173042 | 9 | 134342 | ACT 2PGT SR 24V AP | SCHNEIDER ELECTRIC BUILDINGS AMERICAS, INC | AH13A020 | 48.8775 | 46.2321 | Y | 48.8775 | 47.6211 | 48.8775
SCH-AH13A020 | 175888 | 1 | 134342 | ACT 2PGT SR 24V AP | SCHNEIDER ELECTRIC BUILDINGS AMERICAS, INC | AH13A020 | 48.8775 | 46.11 | N | 48.8775 | 47.6211 | 48.8775
SCH-AH13A020 | 175890 | 3 | 134342 | ACT 2PGT SR 24V AP | SCHNEIDER ELECTRIC BUILDINGS AMERICAS, INC | AH13A020 | 48.8775 | 47.6211 | N | 48.8775 | 47.6211 | 48.8775
SCH-AH13B020 | 10008 | 5 | 134342 | ACT 2PGT SR 120V AP | SCHNEIDER ELECTRIC BUILDINGS AMERICAS, INC | AH13B020 | 48.8775 | 46.11 | N | 48.8775 | 48.8775 | 48.8775
SCH-AH13B020 | 166559 | 2 | 134342 | ACT 2PGT SR 120V AP | SCHNEIDER ELECTRIC BUILDINGS AMERICAS, INC | AH13B020 | 48.8775 | 48.8775 | Y | 48.8775 | 48.8775 | 48.8775
SCH-AH13B020 | 166560 | 5 | 134342 | ACT 2PGT SR 120V AP | SCHNEIDER ELECTRIC BUILDINGS AMERICAS, INC | AH13B020 | 48.8775 | 45.6652 | N | 48.8775 | 48.8775 | 48.8775
SCH-AH13B020 | 173042 | 10 | 134342 | ACT 2PGT SR 120V AP | SCHNEIDER ELECTRIC BUILDINGS AMERICAS, INC | AH13B020 | 48.8775 | 46.11 | Y | 48.8775 | 48.8775 | 48.8775
SCH-AH13B020 | 175890 | 4 | 134342 | ACT 2PGT SR 120V AP | SCHNEIDER ELECTRIC BUILDINGS AMERICAS, INC | AH13B020 | 48.8775 | 44.0021 | N | 48.8775 | 48.8775 | 48.8775
SCH-AH14A020 | 173042 | 8 | 134342 | ACT 2PHT SR 24V AP | SCHNEIDER ELECTRIC BUILDINGS AMERICAS, INC | AH14A020 | 54.95 | 50.88 | Y | 54.95 | 50.88 | 54.95
SCH-AH14B020 | 10008 | 2 | 134342 | ACT 2PHT SR 120V AP | SCHNEIDER ELECTRIC BUILDINGS AMERICAS, INC | AH14B020 | 55.46 | 50.88 | N | 55.46 | 50.88 | 55.46
SCH-AH14B020 | 173042 | 10 | 134342 | ACT 2PHT SR 120V AP | SCHNEIDER ELECTRIC BUILDINGS AMERICAS, INC | AH14B020 | 55.46 | 50.88 | Y | 55.46 | 50.88 | 55.46
SCH-AH14D020 | 173042 | 14 | 134342 | ACT 2PHT SR 208V AP | SCHNEIDER ELECTRIC BUILDINGS AMERICAS, INC | AH14D020 | 61.5075 | 55.92 | N | 61.5075 | 55.92 | 61.5075
SCH-AH23A020 | 175890 | 4 | 134342 | ACT 2PGT SR 24V AP | SCHNEIDER ELECTRIC BUILDINGS AMERICAS, INC | AH23A020 | 52.66 | 51.52 | N | 52.66 | 51.52 | 52.66
SCH-AH24A020 | 175891 | 4 | 134342 | ACT 2PHT SR 24V AP | SCHNEIDER ELECTRIC BUILDINGS AMERICAS, INC | AH24A020 | 60.6575 | 55.8141 | Y | 60.6575 | 55.8141 | 60.6575
SCH-AK42309500 | 10510 | 2 | 134342 | POSITIVE POSITIONER/LNKG | SCHNEIDER ELECTRIC BUILDINGS AMERICAS, INC | AK-42309-500 | 177.815 | 167.75 | Y | 177.815 | 167.75 | 177.815
SCH-AKR40605 | 175891 | 2 | 134342 | RELAY W/ FUNCTIONS OF RATIO D | SCHNEIDER ELECTRIC BUILDINGS AMERICAS, INC | AKR-40605 | 176.26 | 133.7915 | N | 176.26 | 133.7915 | 176.26
SCH-AL161041 | 175891 | 2 | 134342 | AIR SWTCH VALVE | SCHNEIDER ELECTRIC BUILDINGS AMERICAS, INC | AL-161-0-4-1 | 219.23 | 182.6987 | N | 219.23 | 182.6987 | 219.23
SCH-AL171 | 175888 | 5 | 134342 | 120V OPEN FRAME SOLENOID VLV | SCHNEIDER ELECTRIC BUILDINGS AMERICAS, INC | AL-171 | 52.9475 | 49.03 | N | 52.9475 | 49.03 | 52.9475
SCH-AL180 | 166559 | 6 | 134342 | 24V SOLENOID VLV W/ J BOX | SCHNEIDER ELECTRIC BUILDINGS AMERICAS, INC | AL-180 | 56.955 | 52.74 | Y | 56.955 | 72.64 | 72.64
SCH-AL180 | 173042 | 1 | 134342 | 24V SOLENOID VLV W/ J BOX | SCHNEIDER ELECTRIC BUILDINGS AMERICAS, INC | AL-180 | 56.955 | 72.64 | N | 56.955 | 72.64 | 72.64
SCH-AL180 | 175888 | 4 | 134342 | 24V SOLENOID VLV W/ J BOX | SCHNEIDER ELECTRIC BUILDINGS AMERICAS, INC | AL-180 | 56.955 | 52.74 | Y | 56.955 | 72.64 | 72.64
SCH-AL180 | 175891 | 26 | 134342 | 24V SOLENOID VLV W/ J BOX | SCHNEIDER ELECTRIC BUILDINGS AMERICAS, INC | AL-180 | 56.955 | 52.7323 | Y | 56.955 | 72.64 | 72.64
SCH-AL181 | 175888 | 28 | 134342 | 120V SOLENOID VLV W/ J BOX | SCHNEIDER ELECTRIC BUILDINGS AMERICAS, INC | AL-181 | 56.955 | 52.7368 | N | 56.955 | 52.74 | 56.955
SCH-AL181 | 175890 | 4 | 134342 | 120V SOLENOID VLV W/ J BOX | SCHNEIDER ELECTRIC BUILDINGS AMERICAS, INC | AL-181 | 56.955 | 52.74 | Y | 56.955 | 52.74 | 56.955
SCH-AL181 | 175891 | 24 | 134342 | 120V SOLENOID VLV W/ J BOX | SCHNEIDER ELECTRIC BUILDINGS AMERICAS, INC | AL-181 | 56.955 | 52.7344 | Y | 56.955 | 52.74 | 56.955
SCH-AM112 | 175891 | 23 | 134342 | AM-112 | SCHNEIDER ELECTRIC BUILDINGS AMERICAS, INC | AM-112 | 9.1175 | 5.9224 | N | 9.1175 | 5.9224 | 9.1175
SCH-AM113 | 173042 | 92 | 134342 | CRANK ARM | SCHNEIDER ELECTRIC BUILDINGS AMERICAS, INC | AM-113 | 7.61 | 5.81 | N | 7.61 | 5.81 | 7.61
SCH-AM113 | 175890 | 1 | 134342 | CRANK ARM | SCHNEIDER ELECTRIC BUILDINGS AMERICAS, INC | AM-113 | 7.61 | 3.5397 | N | 7.61 | 5.81 | 7.61
SCH-AM113 | 175891 | 29 | 134342 | CRANK ARM | SCHNEIDER ELECTRIC BUILDINGS AMERICAS, INC | AM-113 | 7.61 | 2.1359 | N | 7.61 | 5.81 | 7.61
SCH-AM116 | 10008 | 1 | 134342 | CRANK ARM | SCHNEIDER ELECTRIC BUILDINGS AMERICAS, INC | AM-116 | 14.8825 | 13.41 | N | 14.8825 | 14.8588 | 14.8825
SCH-AM116 | 10510 | 5 | 134342 | CRANK ARM | SCHNEIDER ELECTRIC BUILDINGS AMERICAS, INC | AM-116 | 14.8825 | 14.8588 | Y | 14.8825 | 14.8588 | 14.8825
SCH-AM116 | 173042 | 4 | 134342 | CRANK ARM | SCHNEIDER ELECTRIC BUILDINGS AMERICAS, INC | AM-116 | 14.8825 | 13.41 | N | 14.8825 | 14.8588 | 14.8825
SCH-AM116 | 175888 | 5 | 134342 | CRANK ARM | SCHNEIDER ELECTRIC BUILDINGS AMERICAS, INC | AM-116 | 14.8825 | 13.9494 | N | 14.8825 | 14.8588 | 14.8825
SCH-AM116 | 175890 | 2 | 134342 | CRANK ARM | SCHNEIDER ELECTRIC BUILDINGS AMERICAS, INC | AM-116 | 14.8825 | 10.8415 | Y | 14.8825 | 14.8588 | 14.8825
SCH-AM116 | 175891 | 1 | 134342 | CRANK ARM | SCHNEIDER ELECTRIC BUILDINGS AMERICAS, INC | AM-116 | 14.8825 | 12.797 | Y | 14.8825 | 14.8588 | 14.8825
SCH-AM123 | 175888 | 1 | 134342 | DAMPER CLIP | SCHNEIDER ELECTRIC BUILDINGS AMERICAS, INC | AM-123 | 10.8325 | 4.93 | N | 10.8325 | 8.81 | 10.8325
SCH-AM123 | 175891 | 1 | 134342 | DAMPER CLIP | SCHNEIDER ELECTRIC BUILDINGS AMERICAS, INC | AM-123 | 10.8325 | 8.81 | N | 10.8325 | 8.81 | 10.8325
SCH-AM125 | 175891 | 3 | 134342 | DAMPER ROD 5/16IN X 20IN PLTD | SCHNEIDER ELECTRIC BUILDINGS AMERICAS, INC | AM-125 | 15.7125 | 9.94 | N | 15.7125 | 9.94 | 15.7125
SCH-AM348 | 173042 | 1 | 134342 | KIT MTG BRACKET | SCHNEIDER ELECTRIC BUILDINGS AMERICAS, INC | AM-348 | 40.74 | 40.74 | N | 40.74 | 40.74 | 40.74
SCH-AM363 | 175891 | 6 | 134342 | GASKET COVER KIT | SCHNEIDER ELECTRIC BUILDINGS AMERICAS, INC | AM-363 | 18.565 | 11.8745 | N | 18.565 | 11.8745 | 18.565
SCH-AM530 | 173042 | 1 | 134342 | CRANK ARM ASSY | SCHNEIDER ELECTRIC BUILDINGS AMERICAS, INC | AM-530 | 36.06 | 12.73 | N | 36.06 | 12.73 | 36.06
SCH-AM535 | 173042 | 1 | 134342 | CLEVIS KIT | SCHNEIDER ELECTRIC BUILDINGS AMERICAS, INC | AM-535 | 25.63 | 21.75 | N | 25.63 | 21.75 | 25.63
SCH-AM692 | 175891 | 4 | 134342 | CRANK ARM | SCHNEIDER ELECTRIC BUILDINGS AMERICAS, INC | AM-692 | 12.0225 | 11.34 | N | 12.0225 | 11.34 | 12.0225
SCH-AM743 | 166559 | 8 | 134342 | KIT LNKG REPL M693 SRS PNEU AC | SCHNEIDER ELECTRIC BUILDINGS AMERICAS, INC | AM-743 | 21.3075 | 20.41 | Y | 21.3075 | 20.41 | 21.3075
SCH-AM753 | 10510 | 22 | 134342 | 1 INDICATOR KIT | SCHNEIDER ELECTRIC BUILDINGS AMERICAS, INC | AM-753 | 51.38 | 54.8091 | Y | 51.38 | 54.8091 | 54.8091
SCH-AM753 | 175891 | 4 | 134342 | 1 INDICATOR KIT | SCHNEIDER ELECTRIC BUILDINGS AMERICAS, INC | AM-753 | 51.38 | 48.3947 | Y | 51.38 | 54.8091 | 54.8091
SCH-AM754 | 10008 | 4 | 134342 | 1/2 INDICATOR K | SCHNEIDER ELECTRIC BUILDINGS AMERICAS, INC | AM-754 | 44.0625 | 35.61 | N | 44.0625 | 35.61 | 44.0625
SCH-AP13A000 | 10008 | 1 | 134342 | ACT PRGT SR 24V | SCHNEIDER ELECTRIC BUILDINGS AMERICAS, INC | AP13A000 | 129.6475 | 120.05 | N | 129.6475 | 129.6475 | 129.6475
SCH-AP13A000 | 166553 | 1 | 134342 | ACT PRGT SR 24V | SCHNEIDER ELECTRIC BUILDINGS AMERICAS, INC | AP13A000 | 129.6475 | 120.0383 | N | 129.6475 | 129.6475 | 129.6475
SCH-AP13A000 | 175888 | 2 | 134342 | ACT PRGT SR 24V | SCHNEIDER ELECTRIC BUILDINGS AMERICAS, INC | AP13A000 | 129.6475 | 124.8495 | Y | 129.6475 | 129.6475 | 129.6475
SCH-AP13A000 | 175890 | 2 | 134342 | ACT PRGT SR 24V | SCHNEIDER ELECTRIC BUILDINGS AMERICAS, INC | AP13A000 | 129.6475 | 129.6475 | Y | 129.6475 | 129.6475 | 129.6475
SCH-AP13A000 | 175891 | 1 | 134342 | ACT PRGT SR 24V | SCHNEIDER ELECTRIC BUILDINGS AMERICAS, INC | AP13A000 | 129.6475 | 120.04 | N | 129.6475 | 129.6475 | 129.6475
SCH-AP23A000 | 166559 | 2 | 134342 | ACT PRGT SR 24V | SCHNEIDER ELECTRIC BUILDINGS AMERICAS, INC | AP23A000 | 129.6475 | 120.05 | Y | 129.6475 | 120.05 | 129.6475
SCH-AP23A000 | 166561 | 3 | 134342 | ACT PRGT SR 24V | SCHNEIDER ELECTRIC BUILDINGS AMERICAS, INC | AP23A000 | 129.6475 | 113.25 | N | 129.6475 | 120.05 | 129.6475
SCH-AP23A000 | 173042 | 5 | 134342 | ACT PRGT SR 24V | SCHNEIDER ELECTRIC BUILDINGS AMERICAS, INC | AP23A000 | 129.6475 | 120.05 | Y | 129.6475 | 120.05 | 129.6475
SCH-AP23A000 | 175888 | 2 | 134342 | ACT PRGT SR 24V | SCHNEIDER ELECTRIC BUILDINGS AMERICAS, INC | AP23A000 | 129.6475 | 120.05 | Y | 129.6475 | 120.05 | 129.6475
SCH-AP23A000 | 175890 | 2 | 134342 | ACT PRGT SR 24V | SCHNEIDER ELECTRIC BUILDINGS AMERICAS, INC | AP23A000 | 129.6475 | 120.045 | Y | 129.6475 | 120.05 | 129.6475
SCH-AP23A000 | 175891 | 1 | 134342 | ACT PRGT SR 24V | SCHNEIDER ELECTRIC BUILDINGS AMERICAS, INC | AP23A000 | 129.6475 | 120.05 | Y | 129.6475 | 120.05 | 129.6475
SCH-AP33A000 | 166553 | 3 | 134342 | ACT PRGT NSR 24V | SCHNEIDER ELECTRIC BUILDINGS AMERICAS, INC | AP33A000 | 74.29 | 66.5722 | Y | 74.29 | 69.43 | 74.29
SCH-AP33A000 | 166559 | 2 | 134342 | ACT PRGT NSR 24V | SCHNEIDER ELECTRIC BUILDINGS AMERICAS, INC | AP33A000 | 74.29 | 69.43 | Y | 74.29 | 69.43 | 74.29
SCH-AP33A000 | 166560 | 5 | 134342 | ACT PRGT NSR 24V | SCHNEIDER ELECTRIC BUILDINGS AMERICAS, INC | AP33A000 | 74.29 | 69.2092 | Y | 74.29 | 69.43 | 74.29
SCH-AP33A000 | 166561 | 0 | 134342 | ACT PRGT NSR 24V | SCHNEIDER ELECTRIC BUILDINGS AMERICAS, INC | AP33A000 | 74.29 | 69.0569 | N | 74.29 | 69.43 | 74.29
SCH-AP33A000 | 175891 | 3 | 134342 | ACT PRGT NSR 24V | SCHNEIDER ELECTRIC BUILDINGS AMERICAS, INC | AP33A000 | 74.29 | 69.43 | Y | 74.29 | 69.43 | 74.29
SCH-AP9335T | 10008 | 0 | 134342 | APC TEMP SENSOR | SCHNEIDER ELECTRIC BUILDINGS AMERICAS, INC | AP9335T | 95.75 | 0 | N | 95.75 | 0 | 95.75
SCH-AP9335TH | 10008 | 0 | 134342 | TEMP AND HUMIDITY SENSOR | SCHNEIDER ELECTRIC BUILDINGS AMERICAS, INC | AP9335TH | 180.92 | 0 | N | 180.92 | 0 | 180.92
SCH-AT101 | 173042 | 4 | 134342 | AT-101 | SCHNEIDER ELECTRIC BUILDINGS AMERICAS, INC | AT-101 | 8.8925 | 2.92 | N | 8.8925 | 2.92 | 8.8925
SCH-AT104 | 173042 | 3 | 134342 | DIAL STOP PINS (100 PER PACK) | SCHNEIDER ELECTRIC BUILDINGS AMERICAS, INC | AT-104 | 26.16 | 5.96 | N | 26.16 | 5.96 | 26.16
SCH-AT1103 | 166557 | 4 | 134342 | AT-1103 | SCHNEIDER ELECTRIC BUILDINGS AMERICAS, INC | AT-1103 | 35.27 | 27.0763 | Y | 35.27 | 27.0763 | 35.27
SCH-AT11500 | 10510 | 4 | 134342 | STAT CVR SNGL SET POINT T-STAT | SCHNEIDER ELECTRIC BUILDINGS AMERICAS, INC | AT-11-500 | 51.3625 | 18.436 | N | 51.3625 | 40.9789 | 51.3625
SCH-AT11500 | 166559 | 3 | 134342 | STAT CVR SNGL SET POINT T-STAT | SCHNEIDER ELECTRIC BUILDINGS AMERICAS, INC | AT-11-500 | 51.3625 | 40.9789 | Y | 51.3625 | 40.9789 | 51.3625
SCH-AT1163 | 10510 | 1 | 134342 | TSTAT GUARD WIRE- DUPLEX W/WO | SCHNEIDER ELECTRIC BUILDINGS AMERICAS, INC | AT-1163 | 81.6975 | 81.6975 | Y | 81.6975 | 81.6975 | 81.6975
SCH-AT1163 | 166557 | 4 | 134342 | TSTAT GUARD WIRE- DUPLEX W/WO | SCHNEIDER ELECTRIC BUILDINGS AMERICAS, INC | AT-1163 | 81.6975 | 65.18 | Y | 81.6975 | 81.6975 | 81.6975
SCH-AT1163 | 175891 | 2 | 134342 | TSTAT GUARD WIRE- DUPLEX W/WO | SCHNEIDER ELECTRIC BUILDINGS AMERICAS, INC | AT-1163 | 81.6975 | 73.4387 | Y | 81.6975 | 81.6975 | 81.6975
SCH-AT13A00T | 175891 | 4 | 134342 | ACT FLGT SR 24V TO | SCHNEIDER ELECTRIC BUILDINGS AMERICAS, INC | AT13A00T | 114.045 | 107.59 | Y | 114.045 | 107.59 | 114.045
SCH-AT208 | 175891 | 1 | 134342 | DUCT MTG KIT FOR BULBS 24/CA | SCHNEIDER ELECTRIC BUILDINGS AMERICAS, INC | AT-208 | 14.41 | 3.71 | N | 14.41 | 3.71 | 14.41
SCH-AT23A00T | 166559 | 1 | 134342 | ACT FLGT SR 24V TO | SCHNEIDER ELECTRIC BUILDINGS AMERICAS, INC | AT23A00T | 115.1225 | 107.59 | Y | 115.1225 | 107.59 | 115.1225
SCH-AT23A00T | 175891 | 1 | 134342 | ACT FLGT SR 24V TO | SCHNEIDER ELECTRIC BUILDINGS AMERICAS, INC | AT23A00T | 115.1225 | 107.59 | Y | 115.1225 | 107.59 | 115.1225
SCH-AT33A000 | 166553 | 4 | 134342 | ACT FLGT NSR 24V | SCHNEIDER ELECTRIC BUILDINGS AMERICAS, INC | AT33A000 | 53.09 | 52.1025 | Y | 53.09 | 52.1025 | 53.09
SCH-AT33A000 | 166557 | 4 | 134342 | ACT FLGT NSR 24V | SCHNEIDER ELECTRIC BUILDINGS AMERICAS, INC | AT33A000 | 53.09 | 50.09 | Y | 53.09 | 52.1025 | 53.09
SCH-AT33A000 | 173042 | 3 | 134342 | ACT FLGT NSR 24V | SCHNEIDER ELECTRIC BUILDINGS AMERICAS, INC | AT33A000 | 53.09 | 51.09 | Y | 53.09 | 52.1025 | 53.09
SCH-AT33A000 | 175888 | 2 | 134342 | ACT FLGT NSR 24V | SCHNEIDER ELECTRIC BUILDINGS AMERICAS, INC | AT33A000 | 53.09 | 50.09 | Y | 53.09 | 52.1025 | 53.09
SCH-AT33A000 | 175890 | 7 | 134342 | ACT FLGT NSR 24V | SCHNEIDER ELECTRIC BUILDINGS AMERICAS, INC | AT33A000 | 53.09 | 50.0878 | Y | 53.09 | 52.1025 | 53.09
SCH-AT33A000 | 175891 | 7 | 134342 | ACT FLGT NSR 24V | SCHNEIDER ELECTRIC BUILDINGS AMERICAS, INC | AT33A000 | 53.09 | 50.0814 | Y | 53.09 | 52.1025 | 53.09
SCH-AT33A00T | 166553 | 2 | 134342 | ACT FLGT NSR 24V TO | SCHNEIDER ELECTRIC BUILDINGS AMERICAS, INC | AT33A00T | 59.2675 | 54.236 | N | 59.2675 | 54.236 | 59.2675
SCH-AT33A00T | 166561 | 1 | 134342 | ACT FLGT NSR 24V TO | SCHNEIDER ELECTRIC BUILDINGS AMERICAS, INC | AT33A00T | 59.2675 | 54.236 | N | 59.2675 | 54.236 | 59.2675
SCH-AT33A00T | 175890 | 1 | 134342 | ACT FLGT NSR 24V TO | SCHNEIDER ELECTRIC BUILDINGS AMERICAS, INC | AT33A00T | 59.2675 | 52.8208 | N | 59.2675 | 54.236 | 59.2675
SCH-AT33A00T | 175891 | 5 | 134342 | ACT FLGT NSR 24V TO | SCHNEIDER ELECTRIC BUILDINGS AMERICAS, INC | AT33A00T | 59.2675 | 52.8208 | Y | 59.2675 | 54.236 | 59.2675
SCH-AT505 | 10510 | 1 | 134342 | AT-505 | SCHNEIDER ELECTRIC BUILDINGS AMERICAS, INC | AT-505 | 25.1 | 12.85 | N | 25.1 | 12.85 | 25.1
SCH-AT546 | 175891 | 1 | 134342 | PNEU STAT AUXILIARY MTG. PLATE | SCHNEIDER ELECTRIC BUILDINGS AMERICAS, INC | AT-546 | 55.035 | 25.92 | N | 55.035 | 25.92 | 55.035
SCH-AT603 | 175888 | 3 | 134342 | ROOM STAT SUBBASE SNGL ELEC | SCHNEIDER ELECTRIC BUILDINGS AMERICAS, INC | AT-603 | 139.61 | 31.77 | N | 139.61 | 31.77 | 139.61
SCH-ATV212HD15M3X | 173042 | 1 | 134342 | ATV212 VFD 20HP 208/230V 3 | SCHNEIDER ELECTRIC BUILDINGS AMERICAS, INC | ATV212HD15M3X | 1381.23 | 975.25 | N | 1381.23 | 975.25 | 1381.23
SCH-ATV212HD18N4 | 173042 | 1 | 134342 | ATV212 VFD 25HP 460V 3PH | SCHNEIDER ELECTRIC BUILDINGS AMERICAS, INC | ATV212HD18N4 | 1936.3175 | 1220.75 | N | 1936.3175 | 1220.75 | 1936.3175
SCH-ATV212HU75N4 | 173042 | 3 | 134342 | ATV212 VFD 10HP 460V 3PH | SCHNEIDER ELECTRIC BUILDINGS AMERICAS, INC | ATV212HU75N4 | 902.115 | 711 | N | 902.115 | 711 | 902.115
SCH-AV01 | 166557 | 24 | 134342 | RELAY 35MM DIN RAIL | SCHNEIDER ELECTRIC BUILDINGS AMERICAS, INC | AV01 | 7.9056 | 7.9056 | Y | 7.9056 | 7.9056 | 7.9056
SCH-AV390 | 175888 | 4 | 134342 | VALVE LINKAGE KIT | SCHNEIDER ELECTRIC BUILDINGS AMERICAS, INC | AV-390 | 89.04 | 71.6185 | N | 89.04 | 71.6185 | 89.04
SCH-AV390 | 175891 | 1 | 134342 | VALVE LINKAGE KIT | SCHNEIDER ELECTRIC BUILDINGS AMERICAS, INC | AV-390 | 89.04 | 66.1751 | N | 89.04 | 71.6185 | 89.04
SCH-AV391 | 10510 | 1 | 134342 | VALVE LINKAGE KIT | SCHNEIDER ELECTRIC BUILDINGS AMERICAS, INC | AV-391 | 181.18 | 170.92 | Y | 181.18 | 170.92 | 181.18
SCH-AV393 | 10510 | 1 | 134342 | AV-393 | SCHNEIDER ELECTRIC BUILDINGS AMERICAS, INC | AV-393 | 181.62 | 174.64 | Y | 181.62 | 174.64 | 181.62
SCH-AV395 | 10510 | 0 | 134342 | VALVE LINKAGE KIT | SCHNEIDER ELECTRIC BUILDINGS AMERICAS, INC | AV-395 | 188.605 | 188.605 | N | 188.605 | 188.605 | 188.605
SCH-AV395 | 175891 | 1 | 134342 | VALVE LINKAGE KIT | SCHNEIDER ELECTRIC BUILDINGS AMERICAS, INC | AV-395 | 188.605 | 116.6011 | N | 188.605 | 188.605 | 188.605
SCH-AV396 | 10510 | 1 | 134342 | VALVE LINKAGE KIT | SCHNEIDER ELECTRIC BUILDINGS AMERICAS, INC | AV-396 | 188.605 | 174.64 | Y | 188.605 | 174.64 | 188.605
SCH-AV400 | 10510 | 46 | 134342 | Combined Linkage VB7 & VB9 | SCHNEIDER ELECTRIC BUILDINGS AMERICAS, INC | AV-400 | 15.1575 | 14.6498 | Y | 15.1575 | 14.6498 | 15.1575
SCH-AV400 | 166553 | 5 | 134342 | Combined Linkage VB7 & VB9 | SCHNEIDER ELECTRIC BUILDINGS AMERICAS, INC | AV-400 | 15.1575 | 13.4125 | Y | 15.1575 | 14.6498 | 15.1575
SCH-AV400 | 166557 | 1 | 134342 | Combined Linkage VB7 & VB9 | SCHNEIDER ELECTRIC BUILDINGS AMERICAS, INC | AV-400 | 15.1575 | 13.78 | N | 15.1575 | 14.6498 | 15.1575
SCH-AV400 | 166559 | 5 | 134342 | Combined Linkage VB7 & VB9 | SCHNEIDER ELECTRIC BUILDINGS AMERICAS, INC | AV-400 | 15.1575 | 14.3922 | Y | 15.1575 | 14.6498 | 15.1575
SCH-AV400 | 166561 | 1 | 134342 | Combined Linkage VB7 & VB9 | SCHNEIDER ELECTRIC BUILDINGS AMERICAS, INC | AV-400 | 15.1575 | 13.78 | Y | 15.1575 | 14.6498 | 15.1575
SCH-AV400 | 175888 | 1 | 134342 | Combined Linkage VB7 & VB9 | SCHNEIDER ELECTRIC BUILDINGS AMERICAS, INC | AV-400 | 15.1575 | 13.78 | N | 15.1575 | 14.6498 | 15.1575
SCH-AV400 | 175891 | 6 | 134342 | Combined Linkage VB7 & VB9 | SCHNEIDER ELECTRIC BUILDINGS AMERICAS, INC | AV-400 | 15.1575 | 13.78 | Y | 15.1575 | 14.6498 | 15.1575
SCH-AV401 | 10510 | 8 | 134342 | VALVE LINKAGE | SCHNEIDER ELECTRIC BUILDINGS AMERICAS, INC | AV-401 | 14.745 | 13.8898 | Y | 14.745 | 13.9782 | 14.745
SCH-AV401 | 166553 | 4 | 134342 | VALVE LINKAGE | SCHNEIDER ELECTRIC BUILDINGS AMERICAS, INC | AV-401 | 14.745 | 12.3444 | Y | 14.745 | 13.9782 | 14.745
SCH-AV401 | 166557 | 1 | 134342 | VALVE LINKAGE | SCHNEIDER ELECTRIC BUILDINGS AMERICAS, INC | AV-401 | 14.745 | 12.516 | Y | 14.745 | 13.9782 | 14.745
SCH-AV401 | 166559 | 2 | 134342 | VALVE LINKAGE | SCHNEIDER ELECTRIC BUILDINGS AMERICAS, INC | AV-401 | 14.745 | 13.78 | Y | 14.745 | 13.9782 | 14.745
SCH-AV401 | 166561 | 5 | 134342 | VALVE LINKAGE | SCHNEIDER ELECTRIC BUILDINGS AMERICAS, INC | AV-401 | 14.745 | 13.2303 | N | 14.745 | 13.9782 | 14.745
SCH-AV401 | 173042 | 1 | 134342 | VALVE LINKAGE | SCHNEIDER ELECTRIC BUILDINGS AMERICAS, INC | AV-401 | 14.745 | 13.9782 | Y | 14.745 | 13.9782 | 14.745
SCH-AV401 | 175888 | 3 | 134342 | VALVE LINKAGE | SCHNEIDER ELECTRIC BUILDINGS AMERICAS, INC | AV-401 | 14.745 | 12.3228 | N | 14.745 | 13.9782 | 14.745
SCH-AV401 | 175891 | 2 | 134342 | VALVE LINKAGE | SCHNEIDER ELECTRIC BUILDINGS AMERICAS, INC | AV-401 | 14.745 | 13.78 | Y | 14.745 | 13.9782 | 14.745
SCH-AV420 | 10510 | 1 | 134342 | VALVE LINKAGE | SCHNEIDER ELECTRIC BUILDINGS AMERICAS, INC | AV-420 | 36.3775 | 13.78 | N | 36.3775 | 13.78 | 36.3775
SCH-AV420 | 166553 | 4 | 134342 | VALVE LINKAGE | SCHNEIDER ELECTRIC BUILDINGS AMERICAS, INC | AV-420 | 36.3775 | 11.4843 | Y | 36.3775 | 13.78 | 36.3775
SCH-AV420 | 166561 | 4 | 134342 | VALVE LINKAGE | SCHNEIDER ELECTRIC BUILDINGS AMERICAS, INC | AV-420 | 36.3775 | 12.3505 | N | 36.3775 | 13.78 | 36.3775
SCH-AV430 | 10510 | 3 | 134342 | VALVE-LINK-PNEUMATIC | SCHNEIDER ELECTRIC BUILDINGS AMERICAS, INC | AV-430 | 63.515 | 56.71 | Y | 63.515 | 56.71 | 63.515
SCH-AV430 | 166553 | 4 | 134342 | VALVE-LINK-PNEUMATIC | SCHNEIDER ELECTRIC BUILDINGS AMERICAS, INC | AV-430 | 63.515 | 56.71 | Y | 63.515 | 56.71 | 63.515
SCH-AV430 | 175888 | 3 | 134342 | VALVE-LINK-PNEUMATIC | SCHNEIDER ELECTRIC BUILDINGS AMERICAS, INC | AV-430 | 63.515 | 56.71 | N | 63.515 | 56.71 | 63.515
SCH-AV600 | 10510 | 4 | 134342 | HYDRAULIC ACTUATOR VALVE LINKAGE KIT | SCHNEIDER ELECTRIC BUILDINGS AMERICAS, INC | AV-600 | 14.595 | 13.51 | Y | 14.595 | 14.4158 | 14.595
SCH-AV600 | 173042 | 2 | 134342 | HYDRAULIC ACTUATOR VALVE LINKAGE KIT | SCHNEIDER ELECTRIC BUILDINGS AMERICAS, INC | AV-600 | 14.595 | 14.4158 | Y | 14.595 | 14.4158 | 14.595
SCH-AV600 | 175891 | 8 | 134342 | HYDRAULIC ACTUATOR VALVE LINKAGE KIT | SCHNEIDER ELECTRIC BUILDINGS AMERICAS, INC | AV-600 | 14.595 | 13.52 | Y | 14.595 | 14.4158 | 14.595
SCH-AV601 | 10510 | 2 | 134342 | VALVE LINKAGE KIT | SCHNEIDER ELECTRIC BUILDINGS AMERICAS, INC | AV-601 | 60.08 | 48.655 | Y | 60.08 | 55.12 | 60.08
SCH-AV601 | 166553 | 3 | 134342 | VALVE LINKAGE KIT | SCHNEIDER ELECTRIC BUILDINGS AMERICAS, INC | AV-601 | 60.08 | 44.402 | N | 60.08 | 55.12 | 60.08
SCH-AV601 | 166559 | 1 | 134342 | VALVE LINKAGE KIT | SCHNEIDER ELECTRIC BUILDINGS AMERICAS, INC | AV-601 | 60.08 | 42.912 | N | 60.08 | 55.12 | 60.08
SCH-AV601 | 166561 | 3 | 134342 | VALVE LINKAGE KIT | SCHNEIDER ELECTRIC BUILDINGS AMERICAS, INC | AV-601 | 60.08 | 54.2379 | N | 60.08 | 55.12 | 60.08
SCH-AV601 | 173042 | 9 | 134342 | VALVE LINKAGE KIT | SCHNEIDER ELECTRIC BUILDINGS AMERICAS, INC | AV-601 | 60.08 | 54.9786 | Y | 60.08 | 55.12 | 60.08
SCH-AV601 | 175888 | 1 | 134342 | VALVE LINKAGE KIT | SCHNEIDER ELECTRIC BUILDINGS AMERICAS, INC | AV-601 | 60.08 | 55.12 | Y | 60.08 | 55.12 | 60.08
SCH-AV601 | 175890 | 1 | 134342 | VALVE LINKAGE KIT | SCHNEIDER ELECTRIC BUILDINGS AMERICAS, INC | AV-601 | 60.08 | 53.0076 | N | 60.08 | 55.12 | 60.08
SCH-AV601 | 175891 | 2 | 134342 | VALVE LINKAGE KIT | SCHNEIDER ELECTRIC BUILDINGS AMERICAS, INC | AV-601 | 60.08 | 55.12 | Y | 60.08 | 55.12 | 60.08
SCH-AV611 | 10770 | 4 | 134342 | GLOBE VLV LINKAGE KIT | SCHNEIDER ELECTRIC BUILDINGS AMERICAS, INC | AV-611 | 135.395 | 127.73 | Y | 135.395 | 127.73 | 135.395
SCH-AV672 | 166553 | 3 | 134342 | Valve Linkage Kit for VB-9000 | SCHNEIDER ELECTRIC BUILDINGS AMERICAS, INC | AV672 | 31.2714 | 31.2714 | N | 31.2714 | 31.2714 | 31.2714
SCH-AV672 | 166561 | 1 | 134342 | Valve Linkage Kit for VB-9000 | SCHNEIDER ELECTRIC BUILDINGS AMERICAS, INC | AV672 | 31.2714 | 30.1 | N | 31.2714 | 31.2714 | 31.2714
SCH-AV7400 | 10008 | 2 | 134342 | Actuator Linkage VB7000 1-1/2"- 2" | SCHNEIDER ELECTRIC BUILDINGS AMERICAS, INC | AV-7400 | 14.33 | 13.6942 | Y | 14.33 | 14.377 | 14.377
SCH-AV7400 | 166553 | 5 | 134342 | Actuator Linkage VB7000 1-1/2"- 2" | SCHNEIDER ELECTRIC BUILDINGS AMERICAS, INC | AV-7400 | 14.33 | 13.78 | Y | 14.33 | 14.377 | 14.377
SCH-AV7400 | 166557 | 2 | 134342 | Actuator Linkage VB7000 1-1/2"- 2" | SCHNEIDER ELECTRIC BUILDINGS AMERICAS, INC | AV-7400 | 14.33 | 13.78 | Y | 14.33 | 14.377 | 14.377
SCH-AV7400 | 173042 | 9 | 134342 | Actuator Linkage VB7000 1-1/2"- 2" | SCHNEIDER ELECTRIC BUILDINGS AMERICAS, INC | AV-7400 | 14.33 | 13.78 | Y | 14.33 | 14.377 | 14.377
SCH-AV7400 | 175888 | 14 | 134342 | Actuator Linkage VB7000 1-1/2"- 2" | SCHNEIDER ELECTRIC BUILDINGS AMERICAS, INC | AV-7400 | 14.33 | 14.377 | Y | 14.33 | 14.377 | 14.377
SCH-AV7400 | 175890 | 8 | 134342 | Actuator Linkage VB7000 1-1/2"- 2" | SCHNEIDER ELECTRIC BUILDINGS AMERICAS, INC | AV-7400 | 14.33 | 13.3666 | Y | 14.33 | 14.377 | 14.377
SCH-AV76001 | 10510 | 1 | 134342 | LINKAGE KIT | SCHNEIDER ELECTRIC BUILDINGS AMERICAS, INC | AV-7600-1 | 15.45 | 12.2477 | N | 15.45 | 14.2565 | 15.45
SCH-AV76001 | 166553 | 2 | 134342 | LINKAGE KIT | SCHNEIDER ELECTRIC BUILDINGS AMERICAS, INC | AV-7600-1 | 15.45 | 11.7818 | Y | 15.45 | 14.2565 | 15.45
SCH-AV76001 | 166557 | 1 | 134342 | LINKAGE KIT | SCHNEIDER ELECTRIC BUILDINGS AMERICAS, INC | AV-7600-1 | 15.45 | 12.814 | Y | 15.45 | 14.2565 | 15.45
SCH-AV76001 | 166561 | 2 | 134342 | LINKAGE KIT | SCHNEIDER ELECTRIC BUILDINGS AMERICAS, INC | AV-7600-1 | 15.45 | 13.7159 | N | 15.45 | 14.2565 | 15.45
SCH-AV76001 | 175888 | 3 | 134342 | LINKAGE KIT | SCHNEIDER ELECTRIC BUILDINGS AMERICAS, INC | AV-7600-1 | 15.45 | 14.05 | Y | 15.45 | 14.2565 | 15.45
SCH-AV76001 | 175890 | 2 | 134342 | LINKAGE KIT | SCHNEIDER ELECTRIC BUILDINGS AMERICAS, INC | AV-7600-1 | 15.45 | 14.2565 | Y | 15.45 | 14.2565 | 15.45
SCH-AV813 | 166559 | 1 | 134342 | STEM ADAPTER KIT 3/8 TO 1/2 | SCHNEIDER ELECTRIC BUILDINGS AMERICAS, INC | AV-813 | 40.9425 | 29.26 | N | 40.9425 | 29.26 | 40.9425
SCH-AV821 | 166561 | 3 | 134342 | ADPT KIT FORTA VB-7XXX | SCHNEIDER ELECTRIC BUILDINGS AMERICAS, INC | AV-821 | 17.0875 | 16.43 | N | 17.0875 | 16.43 | 17.0875
SCH-AV822 | 166561 | 2 | 134342 | ADPT KIT FORTA VB-8XXX & VB-9 | SCHNEIDER ELECTRIC BUILDINGS AMERICAS, INC | AV-822 | 17.0875 | 16.009 | N | 17.0875 | 16.009 | 17.0875
SCH-AV91 | 175888 | 1 | 134342 | PLUNGER CAM EST KIT | SCHNEIDER ELECTRIC BUILDINGS AMERICAS, INC | AV-91 | 65.0425 | 56.1161 | N | 65.0425 | 56.1161 | 65.0425
SCH-AV92 | 175888 | 1 | 134342 | VALVE LINKAGE KIT | SCHNEIDER ELECTRIC BUILDINGS AMERICAS, INC | AV-92 | 65.6675 | 35.2506 | N | 65.6675 | 38.3184 | 65.6675
SCH-AV92 | 175890 | 1 | 134342 | VALVE LINKAGE KIT | SCHNEIDER ELECTRIC BUILDINGS AMERICAS, INC | AV-92 | 65.6675 | 38.3184 | N | 65.6675 | 38.3184 | 65.6675
SCH-AV93 | 175888 | 2 | 134342 | PLUNGER CAM EST KIT | SCHNEIDER ELECTRIC BUILDINGS AMERICAS, INC | AV-93 | 66.2925 | 43.1567 | N | 66.2925 | 43.1567 | 66.2925
SCH-BE600M1 | 10770 | 4 | 134342 | ES 600VA 120V 1 USB CHARGE POR | SCHNEIDER ELECTRIC BUILDINGS AMERICAS, INC | BE600M1 | 80.2025 | 79.8817 | Y | 80.2025 | 79.8817 | 80.2025
SCH-BYRF3105 | 166559 | 50 | 134078 | BYRF-3105 | MARS MOTORS & ARMATURES INC | BYRF3105 | 1.037 | 1.037 | N | 1.037 | 1.037 | 1.037
SCH-BYRF895 | 166559 | 56 | 134342 | BYRF895 SCREW FOR TK COVERS | SCHNEIDER ELECTRIC BUILDINGS AMERICAS, INC | BYRF895 | 0.14 | 0.14 | N | 0.14 | 0.14 | 0.14
SCH-CC8104 | 173042 | 1 | 134342 | 4 STAGE SEQUENCER | SCHNEIDER ELECTRIC BUILDINGS AMERICAS, INC | CC-8104 | 115.69 | 115.69 | N | 115.69 | 115.69 | 115.69
SCH-COVFCUC5045 | 173042 | 2 | 134342 | COVER - SE7300 COMMERCIAL | SCHNEIDER ELECTRIC BUILDINGS AMERICAS, INC | COV-FCU-C-5045 | 5.93 | 5.93 | N | 5.93 | 5.93 | 5.93
SCH-COVPIRRTUHP5031 | 173042 | -13 | 134342 | PIR COVER - VT7600 NO LOGO | SCHNEIDER ELECTRIC BUILDINGS AMERICAS, INC | COV-PIR-RTUHP-5031 | 84.375 | 84.37 | N | 84.375 | 84.37 | 84.375
SCH-CP8301120 | 166557 | 1 | 134342 | SOLID STATE DRIVER | SCHNEIDER ELECTRIC BUILDINGS AMERICAS, INC | CP-8301-120 | 237.08 | 182.25 | N | 237.08 | 223.66 | 237.08
SCH-CP8301120 | 175888 | 1 | 134342 | SOLID STATE DRIVER | SCHNEIDER ELECTRIC BUILDINGS AMERICAS, INC | CP-8301-120 | 237.08 | 223.66 | N | 237.08 | 223.66 | 237.08
SCH-CP8391716 | 175891 | 1 | 134342 | CP-8391-716 | SCHNEIDER ELECTRIC BUILDINGS AMERICAS, INC | CP-8391-716 | 457.22 | 481.11 | N | 457.22 | 481.11 | 481.11
SCH-CP8551 | 175891 | 1 | 134342 | 4-20MA/PNEU OUTPUT TRANSDUCER | SCHNEIDER ELECTRIC BUILDINGS AMERICAS, INC | KEL-CP-8551 | 86.5632 | 117.09 | Y | 86.5632 | 117.09 | 117.09
SCH-CP9301 | 10510 | 1 | 134342 | ACTUATOR DRIVE | SCHNEIDER ELECTRIC BUILDINGS AMERICAS, INC | CP-9301 | 178.51 | 105.19 | N | 178.51 | 119.7847 | 178.51
SCH-CP9301 | 175888 | 1 | 134342 | ACTUATOR DRIVE | SCHNEIDER ELECTRIC BUILDINGS AMERICAS, INC | CP-9301 | 178.51 | 119.7847 | N | 178.51 | 119.7847 | 178.51
SCH-CW2LAXA | 166553 | 1 | 134342 | CO2 WALL LCD TEMP XMTR | SCHNEIDER ELECTRIC BUILDINGS AMERICAS, INC | CW2LAXA | 172.49 | 197.1 | N | 172.49 | 197.1 | 197.1
SCH-CW2LAXH | 166553 | 1 | 134342 | CO2 WALL LCD TEMP 10K T3 | SCHNEIDER ELECTRIC BUILDINGS AMERICAS, INC | CW2LAXH | 172.49 | 168.75 | N | 172.49 | 168.75 | 172.49
SCH-CW2LAXH | 166557 | 1 | 134342 | CO2 WALL LCD TEMP 10K T3 | SCHNEIDER ELECTRIC BUILDINGS AMERICAS, INC | CW2LAXH | 172.49 | 168.75 | N | 172.49 | 168.75 | 172.49
SCH-CWE2 | 175891 | 0 | 134342 | CO2 WALL ECONOMY 2-WIRE | SCHNEIDER ELECTRIC BUILDINGS AMERICAS, INC | CWE2 | 158.02 | 158.02 | N | 158.02 | 158.02 | 158.02
SCH-CWE2D | 10006 | 4 | 134342 | CO2 WALL ECON 2W TEMP 10K T2 | SCHNEIDER ELECTRIC BUILDINGS AMERICAS, INC | CWE2D | 161.49 | 185.86 | N | 161.49 | 185.86 | 185.86
SCH-DCQC150SE | 175891 | 90 | 134342 | SNSR CVR SE LOGO | SCHNEIDER ELECTRIC BUILDINGS AMERICAS, INC | DCQC-150-SE | 5.0575 | 3.1267 | N | 5.0575 | 3.1267 | 5.0575
SCH-E50H2A | 10008 | 1 | 134342 | PWR MTR DIN BACNT 1PULSE ALARM | SCHNEIDER ELECTRIC BUILDINGS AMERICAS, INC | E50H2A | 415.42 | 406.405 | N | 415.42 | 406.405 | 415.42
SCH-EP2100S | 10770 | 0 | 134342 | TRANSDUCER ELECTROPNEUMATIC | SCHNEIDER ELECTRIC BUILDINGS AMERICAS, INC | EP2100S | 127.4 | 116.88 | N | 127.4 | 116.88 | 127.4
SCH-EP2100S1 | 173042 | 1 | 134342 | TRANSDUCER ELECTROPNEUMATIC | SCHNEIDER ELECTRIC BUILDINGS AMERICAS, INC | EP2100S1 | 100.13 | 100.13 | N | 100.13 | 100.13 | 100.13
SCH-EP2101S | 175891 | 6 | 134342 | TRANSDUCER ELECTROPNEUMATIC | SCHNEIDER ELECTRIC BUILDINGS AMERICAS, INC | EP2101S | 161.18 | 156.6997 | Y | 161.18 | 156.6997 | 161.18
SCH-EP3330S2 | 175891 | 1 | 134342 | EP3 ANLG OUT ALARM NO FAIL CVR | SCHNEIDER ELECTRIC BUILDINGS AMERICAS, INC | EP3330S2 | 180.87 | 107.6083 | N | 180.87 | 107.6083 | 180.87
SCH-ETR503 | 166553 | 2 | 134342 | ROOM TEMP SENSOR 10K OHM | SCHNEIDER ELECTRIC BUILDINGS AMERICAS, INC | ETR503 | 18.0575 | 16.2288 | N | 18.0575 | 16.2288 | 18.0575
SCH-FS38 | 166557 | 9 | 134467 | Freeze Thermostat Clamp On 2 wire | JACKSON SYSTEMS, LLC. (IO HVAC) | FS-38 | 12.5 | 12.5 | N | 12.5 | 12.5 | 12.5
SCH-FYBA539 | 10510 | 2 | 134342 | 300 LB PLUNGER | SCHNEIDER ELECTRIC BUILDINGS AMERICAS, INC | FYBA-53-9 | 51.9675 | 49.25 | Y | 51.9675 | 49.25 | 51.9675
SCH-GWNVXX | 166557 | 1 | 134342 | GAS BACKPLT 1-GANG IND 0-5/10 | SCHNEIDER ELECTRIC BUILDINGS AMERICAS, INC | GWNVXX | 119.92 | 119.25 | N | 119.92 | 119.25 | 119.92
SCH-H120 | 166559 | 7 | 134342 | CURRENT SWITCH RELAY N.O. | SCHNEIDER ELECTRIC BUILDINGS AMERICAS, INC | H120 | 34.87 | 42.237 | Y | 34.87 | 42.237 | 42.237
SCH-H120 | 166561 | 1 | 134342 | CURRENT SWITCH RELAY N.O. | SCHNEIDER ELECTRIC BUILDINGS AMERICAS, INC | H120 | 34.87 | 33.815 | Y | 34.87 | 42.237 | 42.237
SCH-H221 | 166559 | 2 | 134342 | CURRENT TRANSDUCER SPLIT CORE | SCHNEIDER ELECTRIC BUILDINGS AMERICAS, INC | H221 | 109.03 | 104.0062 | Y | 109.03 | 104.0062 | 109.03
SCH-H300 | 10770 | 4 | 134342 | CURRENT SWITCH N.O. SPLIT MINI | SCHNEIDER ELECTRIC BUILDINGS AMERICAS, INC | H300 | 25 | 22.11 | Y | 25 | 22.11 | 25
SCH-H300 | 166559 | 2 | 134342 | CURRENT SWITCH N.O. SPLIT MINI | SCHNEIDER ELECTRIC BUILDINGS AMERICAS, INC | H300 | 25 | 22.11 | Y | 25 | 22.11 | 25
SCH-H300 | 173042 | 8 | 134342 | CURRENT SWITCH N.O. SPLIT MINI | SCHNEIDER ELECTRIC BUILDINGS AMERICAS, INC | H300 | 25 | 22.11 | Y | 25 | 22.11 | 25
SCH-H300 | 175883 | -13 | 134342 | CURRENT SWITCH N.O. SPLIT MINI | SCHNEIDER ELECTRIC BUILDINGS AMERICAS, INC | H300 | 25 | 21.9322 | Y | 25 | 22.11 | 25
SCH-H300 | 175891 | 5 | 134342 | CURRENT SWITCH N.O. SPLIT MINI | SCHNEIDER ELECTRIC BUILDINGS AMERICAS, INC | H300 | 25 | 22.11 | N | 25 | 22.11 | 25
SCH-H321 | 166559 | 1 | 134342 | CURRENT TRANSDUCER SPLIT CORE | SCHNEIDER ELECTRIC BUILDINGS AMERICAS, INC | H321 | 136.34 | 136.34 | Y | 136.34 | 136.34 | 136.34
SCH-H600 | 10510 | 1 | 134342 | CURRENT SWITCH N.O. SPLIT CORE | SCHNEIDER ELECTRIC BUILDINGS AMERICAS, INC | H600 | 22.87 | 16.128 | N | 22.87 | 22.0497 | 22.87
SCH-H600 | 10770 | 5 | 134342 | CURRENT SWITCH N.O. SPLIT CORE | SCHNEIDER ELECTRIC BUILDINGS AMERICAS, INC | H600 | 22.87 | 20 | Y | 22.87 | 22.0497 | 22.87
SCH-H600 | 166553 | 29 | 134342 | CURRENT SWITCH N.O. SPLIT CORE | SCHNEIDER ELECTRIC BUILDINGS AMERICAS, INC | H600 | 22.87 | 22.0497 | Y | 22.87 | 22.0497 | 22.87
SCH-H600 | 166557 | 19 | 134342 | CURRENT SWITCH N.O. SPLIT CORE | SCHNEIDER ELECTRIC BUILDINGS AMERICAS, INC | H600 | 22.87 | 20.2347 | Y | 22.87 | 22.0497 | 22.87
SCH-H600 | 166559 | 4 | 134342 | CURRENT SWITCH N.O. SPLIT CORE | SCHNEIDER ELECTRIC BUILDINGS AMERICAS, INC | H600 | 22.87 | 20.1659 | Y | 22.87 | 22.0497 | 22.87
SCH-H600 | 166561 | 26 | 134342 | CURRENT SWITCH N.O. SPLIT CORE | SCHNEIDER ELECTRIC BUILDINGS AMERICAS, INC | H600 | 22.87 | 20.2341 | Y | 22.87 | 22.0497 | 22.87
SCH-H606 | 166559 | 5 | 134342 | CURRENT SWITCH N.C. SPLIT CORE | SCHNEIDER ELECTRIC BUILDINGS AMERICAS, INC | H606 | 50.63 | 56.12 | N | 50.63 | 56.12 | 56.12
SCH-H608 | 10006 | 4 | 134342 | CURRENT SWITCH N.O. SPLIT CORE | SCHNEIDER ELECTRIC BUILDINGS AMERICAS, INC | H608 | 22.98 | 28.0459 | N | 22.98 | 28.0459 | 28.0459
SCH-H608 | 10008 | 1 | 134342 | CURRENT SWITCH N.O. SPLIT CORE | SCHNEIDER ELECTRIC BUILDINGS AMERICAS, INC | H608 | 22.98 | 28.0459 | N | 22.98 | 28.0459 | 28.0459
SCH-H608 | 10510 | 12 | 134342 | CURRENT SWITCH N.O. SPLIT CORE | SCHNEIDER ELECTRIC BUILDINGS AMERICAS, INC | H608 | 22.98 | 20.34 | Y | 22.98 | 28.0459 | 28.0459
SCH-H608 | 10770 | 3 | 134342 | CURRENT SWITCH N.O. SPLIT CORE | SCHNEIDER ELECTRIC BUILDINGS AMERICAS, INC | H608 | 22.98 | 27.41 | Y | 22.98 | 28.0459 | 28.0459
SCH-H608 | 166553 | 28 | 134342 | CURRENT SWITCH N.O. SPLIT CORE | SCHNEIDER ELECTRIC BUILDINGS AMERICAS, INC | H608 | 22.98 | 20.7972 | Y | 22.98 | 28.0459 | 28.0459
SCH-H608 | 166557 | 20 | 134342 | CURRENT SWITCH N.O. SPLIT CORE | SCHNEIDER ELECTRIC BUILDINGS AMERICAS, INC | H608 | 22.98 | 25.47 | Y | 22.98 | 28.0459 | 28.0459
SCH-H608 | 166559 | 28 | 134342 | CURRENT SWITCH N.O. SPLIT CORE | SCHNEIDER ELECTRIC BUILDINGS AMERICAS, INC | H608 | 22.98 | 21.359 | Y | 22.98 | 28.0459 | 28.0459
SCH-H608 | 166560 | 5 | 134342 | CURRENT SWITCH N.O. SPLIT CORE | SCHNEIDER ELECTRIC BUILDINGS AMERICAS, INC | H608 | 22.98 | 21.1133 | Y | 22.98 | 28.0459 | 28.0459
SCH-H608 | 166561 | 24 | 134342 | CURRENT SWITCH N.O. SPLIT CORE | SCHNEIDER ELECTRIC BUILDINGS AMERICAS, INC | H608 | 22.98 | 20.8533 | Y | 22.98 | 28.0459 | 28.0459
SCH-H608 | 173042 | 10 | 134342 | CURRENT SWITCH N.O. SPLIT CORE | SCHNEIDER ELECTRIC BUILDINGS AMERICAS, INC | H608 | 22.98 | 22.7285 | Y | 22.98 | 28.0459 | 28.0459
SCH-H608 | 175883 | 9 | 134342 | CURRENT SWITCH N.O. SPLIT CORE | SCHNEIDER ELECTRIC BUILDINGS AMERICAS, INC | H608 | 22.98 | 20.34 | Y | 22.98 | 28.0459 | 28.0459
SCH-H608 | 175888 | 3 | 134342 | CURRENT SWITCH N.O. SPLIT CORE | SCHNEIDER ELECTRIC BUILDINGS AMERICAS, INC | H608 | 22.98 | 25.42 | Y | 22.98 | 28.0459 | 28.0459
SCH-H608 | 175891 | 9 | 134342 | CURRENT SWITCH N.O. SPLIT CORE | SCHNEIDER ELECTRIC BUILDINGS AMERICAS, INC | H608 | 22.98 | 20.4713 | Y | 22.98 | 28.0459 | 28.0459
SCH-H68122000A5A | 166557 | 1 | 134342 | CURRENT TRANSFORMER SPLIT CORE | SCHNEIDER ELECTRIC BUILDINGS AMERICAS, INC | H6812-2000A-5A | 85.59 | 109.75 | N | 85.59 | 109.75 | 109.75
SCH-H6ECM05 | 166561 | 0 | 134342 | CRNT SNSR ECM 175A .5A SP-CORE | SCHNEIDER ELECTRIC BUILDINGS AMERICAS, INC | H6ECM05 | 26.42 | 0 | N | 26.42 | 0 | 26.42
SCH-H708 | 175891 | 1 | 134342 | CURRENT SWITCH SOLID CORE | SCHNEIDER ELECTRIC BUILDINGS AMERICAS, INC | H708 | 42.95 | 37.1574 | N | 42.95 | 37.1574 | 42.95
SCH-H722LC | 166557 | 1 | 134342 | CURRENT TRANSDUCER VDC LOW | SCHNEIDER ELECTRIC BUILDINGS AMERICAS, INC | H722LC | 39.25 | 25 | N | 39.25 | 25 | 39.25
SCH-H735 | 10008 | 1 | 134342 | CURRENT SWITCH RELAY SOLID COR | SCHNEIDER ELECTRIC BUILDINGS AMERICAS, INC | H735 | 47.06 | 43.17 | N | 47.06 | 47.06 | 47.06
SCH-H735 | 166559 | 3 | 134342 | CURRENT SWITCH RELAY SOLID COR | SCHNEIDER ELECTRIC BUILDINGS AMERICAS, INC | H735 | 47.06 | 47.06 | Y | 47.06 | 47.06 | 47.06
SCH-H738 | 175891 | 4 | 134342 | CURRENT SWITCH RELAY SOLID COR | SCHNEIDER ELECTRIC BUILDINGS AMERICAS, INC | H738 | 43.12 | 39.56 | N | 43.12 | 39.56 | 43.12
SCH-H748 | 175891 | 1 | 134342 | CURRENT SWITCH RELAY SOLID COR | SCHNEIDER ELECTRIC BUILDINGS AMERICAS, INC | H748 | 61.9 | 45.0844 | N | 61.9 | 45.0844 | 61.9
SCH-H800 | 10008 | 2 | 134342 | CURRENT SWITCH SOLID CORE MINI | SCHNEIDER ELECTRIC BUILDINGS AMERICAS, INC | H800 | 12.15 | 12.2829 | N | 12.15 | 19.16 | 19.16
SCH-H800 | 10510 | 1 | 134342 | CURRENT SWITCH SOLID CORE MINI | SCHNEIDER ELECTRIC BUILDINGS AMERICAS, INC | H800 | 12.15 | 11.4369 | N | 12.15 | 19.16 | 19.16
SCH-H800 | 166559 | 7 | 134342 | CURRENT SWITCH SOLID CORE MINI | SCHNEIDER ELECTRIC BUILDINGS AMERICAS, INC | H800 | 12.15 | 12.83 | Y | 12.15 | 19.16 | 19.16
SCH-H800 | 173042 | 1 | 134342 | CURRENT SWITCH SOLID CORE MINI | SCHNEIDER ELECTRIC BUILDINGS AMERICAS, INC | H800 | 12.15 | 14.51 | N | 12.15 | 19.16 | 19.16
SCH-H800 | 175888 | 4 | 134342 | CURRENT SWITCH SOLID CORE MINI | SCHNEIDER ELECTRIC BUILDINGS AMERICAS, INC | H800 | 12.15 | 14.51 | N | 12.15 | 19.16 | 19.16
SCH-H800 | 175891 | 1 | 134342 | CURRENT SWITCH SOLID CORE MINI | SCHNEIDER ELECTRIC BUILDINGS AMERICAS, INC | H800 | 12.15 | 19.16 | N | 12.15 | 19.16 | 19.16
SCH-H900 | 10510 | 21 | 134342 | CURRENT SWITCH SPLIT CORE | SCHNEIDER ELECTRIC BUILDINGS AMERICAS, INC | H900 | 33.95 | 22.9178 | N | 33.95 | 33.4151 | 33.95
SCH-H900 | 166553 | 6 | 134342 | CURRENT SWITCH SPLIT CORE | SCHNEIDER ELECTRIC BUILDINGS AMERICAS, INC | H900 | 33.95 | 31.307 | Y | 33.95 | 33.4151 | 33.95
SCH-H900 | 166557 | 4 | 134342 | CURRENT SWITCH SPLIT CORE | SCHNEIDER ELECTRIC BUILDINGS AMERICAS, INC | H900 | 33.95 | 31.4388 | N | 33.95 | 33.4151 | 33.95
SCH-H900 | 166559 | 1 | 134342 | CURRENT SWITCH SPLIT CORE | SCHNEIDER ELECTRIC BUILDINGS AMERICAS, INC | H900 | 33.95 | 33.4151 | N | 33.95 | 33.4151 | 33.95
SCH-H904 | 10008 | 3 | 134342 | CURRENT SWITCH SPLIT CORE | SCHNEIDER ELECTRIC BUILDINGS AMERICAS, INC | H904 | 63.43 | 60.48 | Y | 63.43 | 60.48 | 63.43
SCH-H904 | 166553 | 8 | 134342 | CURRENT SWITCH SPLIT CORE | SCHNEIDER ELECTRIC BUILDINGS AMERICAS, INC | H904 | 63.43 | 59.335 | Y | 63.43 | 60.48 | 63.43
SCH-H904 | 166559 | 3 | 134342 | CURRENT SWITCH SPLIT CORE | SCHNEIDER ELECTRIC BUILDINGS AMERICAS, INC | H904 | 63.43 | 60.48 | N | 63.43 | 60.48 | 63.43
SCH-H908 | 10510 | 13 | 134342 | CURRENT SWITCH SPLIT CORE | SCHNEIDER ELECTRIC BUILDINGS AMERICAS, INC | H908 | 47 | 47 | Y | 47 | 47 | 47
SCH-H908 | 166553 | 8 | 134342 | CURRENT SWITCH SPLIT CORE | SCHNEIDER ELECTRIC BUILDINGS AMERICAS, INC | H908 | 47 | 39.0211 | N | 47 | 47 | 47
SCH-H908 | 166560 | 11 | 134342 | CURRENT SWITCH SPLIT CORE | SCHNEIDER ELECTRIC BUILDINGS AMERICAS, INC | H908 | 47 | 36.7794 | Y | 47 | 47 | 47
SCH-H908 | 166561 | 1 | 134342 | CURRENT SWITCH SPLIT CORE | SCHNEIDER ELECTRIC BUILDINGS AMERICAS, INC | H908 | 47 | 43.12 | Y | 47 | 47 | 47
SCH-H908 | 173042 | 8 | 134342 | CURRENT SWITCH SPLIT CORE | SCHNEIDER ELECTRIC BUILDINGS AMERICAS, INC | H908 | 47 | 43.3667 | N | 47 | 47 | 47
SCH-H908 | 175888 | 4 | 134342 | CURRENT SWITCH SPLIT CORE | SCHNEIDER ELECTRIC BUILDINGS AMERICAS, INC | H908 | 47 | 37.53 | Y | 47 | 47 | 47
SCH-H908 | 175890 | 5 | 134342 | CURRENT SWITCH SPLIT CORE | SCHNEIDER ELECTRIC BUILDINGS AMERICAS, INC | H908 | 47 | 37.53 | Y | 47 | 47 | 47
SCH-H908 | 175891 | 21 | 134342 | CURRENT SWITCH SPLIT CORE | SCHNEIDER ELECTRIC BUILDINGS AMERICAS, INC | H908 | 47 | 43.0911 | Y | 47 | 47 | 47
SCH-H921 | 166559 | 8 | 134342 | CURRENT TRANSDUCER 4-20MA SPLI | SCHNEIDER ELECTRIC BUILDINGS AMERICAS, INC | H921 | 37.68 | 34.57 | N | 37.68 | 34.57 | 37.68
SCH-H922 | 175883 | -67 | 134342 | CURRENT TRANSDUCER VDC SPLIT | SCHNEIDER ELECTRIC BUILDINGS AMERICAS, INC | H922 | 47.68 | 47.68 | N | 47.68 | 47.68 | 47.68
SCH-H934 | 166553 | 1 | 134342 | CURRENT SWITCH RELAY N.O.SPLIT | SCHNEIDER ELECTRIC BUILDINGS AMERICAS, INC | H934 | 76.39 | 91.335 | N | 76.39 | 92.87 | 92.87
SCH-H934 | 166557 | 1 | 134342 | CURRENT SWITCH RELAY N.O.SPLIT | SCHNEIDER ELECTRIC BUILDINGS AMERICAS, INC | H934 | 76.39 | 63.75 | N | 76.39 | 92.87 | 92.87
SCH-H934 | 166561 | 2 | 134342 | CURRENT SWITCH RELAY N.O.SPLIT | SCHNEIDER ELECTRIC BUILDINGS AMERICAS, INC | H934 | 76.39 | 63.57 | N | 76.39 | 92.87 | 92.87
SCH-H934 | 175890 | 3 | 134342 | CURRENT SWITCH RELAY N.O.SPLIT | SCHNEIDER ELECTRIC BUILDINGS AMERICAS, INC | H934 | 76.39 | 75.7527 | N | 76.39 | 92.87 | 92.87
SCH-H934 | 175891 | 1 | 134342 | CURRENT SWITCH RELAY N.O.SPLIT | SCHNEIDER ELECTRIC BUILDINGS AMERICAS, INC | H934 | 76.39 | 92.87 | N | 76.39 | 92.87 | 92.87
SCH-H938 | 166553 | 3 | 134342 | CURRENT SWITCH RELAY N.O.SPLIT | SCHNEIDER ELECTRIC BUILDINGS AMERICAS, INC | H938 | 43.32 | 41.07 | N | 43.32 | 41.07 | 43.32
SCH-H938 | 166559 | 1 | 134342 | CURRENT SWITCH RELAY N.O.SPLIT | SCHNEIDER ELECTRIC BUILDINGS AMERICAS, INC | H938 | 43.32 | 37.49 | N | 43.32 | 41.07 | 43.32
SCH-H938 | 166561 | 5 | 134342 | CURRENT SWITCH RELAY N.O.SPLIT | SCHNEIDER ELECTRIC BUILDINGS AMERICAS, INC | H938 | 43.32 | 40.272 | Y | 43.32 | 41.07 | 43.32
SCH-H938 | 175888 | 3 | 134342 | CURRENT SWITCH RELAY N.O.SPLIT | SCHNEIDER ELECTRIC BUILDINGS AMERICAS, INC | H938 | 43.32 | 41.07 | Y | 43.32 | 41.07 | 43.32
SCH-H938 | 175891 | 2 | 134342 | CURRENT SWITCH RELAY N.O.SPLIT | SCHNEIDER ELECTRIC BUILDINGS AMERICAS, INC | H938 | 43.32 | 39.74 | Y | 43.32 | 41.07 | 43.32
SCH-H940 | 175891 | 1 | 134342 | CURRENT SWITCH RELAY SPLIT COR | SCHNEIDER ELECTRIC BUILDINGS AMERICAS, INC | H940 | 57.33 | 32 | N | 57.33 | 32 | 57.33
SCH-H950 | 166553 | 11 | 134342 | CURRENT SWITCH RELAY SPLIT COR | SCHNEIDER ELECTRIC BUILDINGS AMERICAS, INC | H950 | 47.82 | 53.4067 | N | 47.82 | 53.4067 | 53.4067
SCH-HC101 | 173042 | 1 | 134342 | HC-101 | SCHNEIDER ELECTRIC BUILDINGS AMERICAS, INC | HC-101 | 177.5275 | 125.46 | N | 177.5275 | 125.46 | 177.5275
SCH-HC201 | 10510 | 1 | 134342 | Schneider Electric Humidistats, Duct | SCHNEIDER ELECTRIC BUILDINGS AMERICAS, INC | HC-201 | 177.5275 | 162.87 | Y | 177.5275 | 162.87 | 177.5275
SCH-HC201 | 166553 | 1 | 134342 | Schneider Electric Humidistats, Duct | SCHNEIDER ELECTRIC BUILDINGS AMERICAS, INC | HC-201 | 177.5275 | 162.87 | N | 177.5275 | 162.87 | 177.5275
SCH-HC201 | 175890 | 4 | 134342 | Schneider Electric Humidistats, Duct | SCHNEIDER ELECTRIC BUILDINGS AMERICAS, INC | HC-201 | 177.5275 | 162.87 | Y | 177.5275 | 162.87 | 177.5275
SCH-HEW2MSTC | 166559 | 2 | 134342 | RH WALL 2% 4-20MA TEMP 1KPLAT | SCHNEIDER ELECTRIC BUILDINGS AMERICAS, INC | HEW2MSTC | 80.12 | 74.94 | N | 80.12 | 74.94 | 80.12
SCH-HO3XVSTM | 10510 | 2 | 134342 | RH SENSOR 3% TEMP VDC OUTDOOR | SCHNEIDER ELECTRIC BUILDINGS AMERICAS, INC | HO3XVSTM | 125 | 125 | N | 125 | 125 | 125
SCH-HOMT215220 | 10008 | 1 | 134342 | CKT BRKR 120/240V 215+220 | SCHNEIDER ELECTRIC BUILDINGS AMERICAS, INC | HOMT215220 | 37.375 | 32 | N | 37.375 | 32 | 37.375
SCH-HW2LA2A | 10008 | 0 | 134342 | RH WALL LCD 2% TEMP XMTR | SCHNEIDER ELECTRIC BUILDINGS AMERICAS, INC | HW2LA2A | 156.28 | 0 | N | 156.28 | 0 | 156.28
SCH-HW2LA2D | 166557 | 1 | 134342 | RH WALL LCD 2% TEMP 10K T2 | SCHNEIDER ELECTRIC BUILDINGS AMERICAS, INC | HW2LA2D | 156.28 | 182.12 | N | 156.28 | 182.12 | 182.12
SCH-HW3MT1 | 175891 | 2 | 134342 | NLO-ROOM HUM TRANS | SCHNEIDER ELECTRIC BUILDINGS AMERICAS, INC | HW3M-T1 | 50.6806 | 50.6805 | N | 50.6806 | 50.6805 | 50.6806
SCH-HWX3XSTD | 10008 | 1 | 134342 | NLO-RH SENSOR 3% TEMP WALL | SCHNEIDER ELECTRIC BUILDINGS AMERICAS, INC | HWX3XSTD | 98 | 98 | N | 98 | 98 | 98
SCH-KELB574 | 173042 | 271 | 134342 | 3/8 X 3/8 BARB 90 DEG ELL PKG100 | SCHNEIDER ELECTRIC BUILDINGS AMERICAS, INC | B-574 BL-66 | 1.58 | 1.58 | N | 1.58 | 1.58 | 1.58
SCH-KELFILN05S | 166557 | 20 | 134342 | ROB 21-196 IN-LINE FILTER | SCHNEIDER ELECTRIC BUILDINGS AMERICAS, INC | KEL-FILN05-S | 28.8 | 23.04 | N | 28.8 | 28.8 | 28.8
SCH-KELFILN05S | 166561 | 7 | 134342 | ROB 21-196 IN-LINE FILTER | SCHNEIDER ELECTRIC BUILDINGS AMERICAS, INC | KEL-FILN05-S | 28.8 | 28.8 | Y | 28.8 | 28.8 | 28.8
SCH-KELFILN05S | 173042 | 15 | 134342 | ROB 21-196 IN-LINE FILTER | SCHNEIDER ELECTRIC BUILDINGS AMERICAS, INC | KEL-FILN05-S | 28.8 | 13.09 | N | 28.8 | 28.8 | 28.8
SCH-KELM106 | 166553 | 208 | 134342 | M-106 3/16 Rubber Seal Cap | SCHNEIDER ELECTRIC BUILDINGS AMERICAS, INC | KELM106 | 0.256 | 0.164 | Y | 0.256 | 0.25598 | 0.256
SCH-KELM106 | 166559 | 78 | 134342 | M-106 3/16 Rubber Seal Cap | SCHNEIDER ELECTRIC BUILDINGS AMERICAS, INC | KELM106 | 0.256 | 0.25598 | Y | 0.256 | 0.25598 | 0.256
SCH-KELM106 | 166561 | 28 | 134342 | M-106 3/16 Rubber Seal Cap | SCHNEIDER ELECTRIC BUILDINGS AMERICAS, INC | KELM106 | 0.256 | 0.21818 | Y | 0.256 | 0.25598 | 0.256
SCH-KELM622 | 10510 | 370 | 134039 | 1/4" Copper Plated Single Pipe Clamps | KELE & ASSOCIATES | M-622 | 0.4204 | 0.40067 | Y | 0.4204 | 0.45527 | 0.45527
SCH-KELM622 | 166553 | 108 | 134179 | 1/4" Copper Plated Single Pipe Clamps | NEUCO INC. | M-622 | 0.4204 | 0.4204 | Y | 0.4204 | 0.45527 | 0.45527
SCH-KELM622 | 166559 | 57 | 134039 | 1/4" Copper Plated Single Pipe Clamps | KELE & ASSOCIATES | M-622 | 0.4204 | 0.4 | Y | 0.4204 | 0.45527 | 0.45527
SCH-KELM622 | 166560 | 40 | 134179 | 1/4" Copper Plated Single Pipe Clamps | NEUCO INC. | M-622 | 0.4204 | 0.14 | Y | 0.4204 | 0.45527 | 0.45527
SCH-KELM622 | 166561 | 30 | 134179 | 1/4" Copper Plated Single Pipe Clamps | NEUCO INC. | M-622 | 0.4204 | 0.1594 | Y | 0.4204 | 0.45527 | 0.45527
SCH-KELM622 | 175888 | 99 | 134039 | 1/4" Copper Plated Single Pipe Clamps | KELE & ASSOCIATES | M-622 | 0.4204 | 0.396 | Y | 0.4204 | 0.45527 | 0.45527
SCH-KELM622 | 175890 | 150 | 134039 | 1/4" Copper Plated Single Pipe Clamps | KELE & ASSOCIATES | M-622 | 0.4204 | 0.4 | Y | 0.4204 | 0.45527 | 0.45527
SCH-KELM622 | 175891 | 550 | 134039 | 1/4" Copper Plated Single Pipe Clamps | KELE & ASSOCIATES | M-622 | 0.4204 | 0.45527 | Y | 0.4204 | 0.45527 | 0.45527
SCH-KELM623 | 10510 | 124 | 134342 | 3/8 Single Strap | SCHNEIDER ELECTRIC BUILDINGS AMERICAS, INC | KELM623 | 0.375 | 0.35548 | Y | 0.375 | 0.375 | 0.375
SCH-KELM623 | 166553 | 125 | 134342 | 3/8 Single Strap | SCHNEIDER ELECTRIC BUILDINGS AMERICAS, INC | KELM623 | 0.375 | 0.2779 | Y | 0.375 | 0.375 | 0.375
SCH-KELM623 | 166559 | 21 | 134342 | 3/8 Single Strap | SCHNEIDER ELECTRIC BUILDINGS AMERICAS, INC | KELM623 | 0.375 | 0.312 | Y | 0.375 | 0.375 | 0.375
SCH-KELM623 | 166561 | 187 | 134342 | 3/8 Single Strap | SCHNEIDER ELECTRIC BUILDINGS AMERICAS, INC | KELM623 | 0.375 | 0.2242 | N | 0.375 | 0.375 | 0.375
SCH-KELM623 | 175891 | 50 | 134342 | 3/8 Single Strap | SCHNEIDER ELECTRIC BUILDINGS AMERICAS, INC | KELM623 | 0.375 | 0.375 | Y | 0.375 | 0.375 | 0.375
SCH-KELTS470 | 10008 | 2 | 134342 | Switch, End | SCHNEIDER ELECTRIC BUILDINGS AMERICAS, INC | KEL-TS-470 | 46.33 | 45.9784 | Y | 46.33 | 46.33 | 46.33
SCH-KELTS470 | 166553 | 8 | 134342 | Switch, End | SCHNEIDER ELECTRIC BUILDINGS AMERICAS, INC | KEL-TS-470 | 46.33 | 46.33 | Y | 46.33 | 46.33 | 46.33
SCH-KELTS470 | 166557 | 8 | 134342 | Switch, End | SCHNEIDER ELECTRIC BUILDINGS AMERICAS, INC | KEL-TS-470 | 46.33 | 46.33 | Y | 46.33 | 46.33 | 46.33
SCH-KELTS470 | 166559 | 5 | 134342 | Switch, End | SCHNEIDER ELECTRIC BUILDINGS AMERICAS, INC | KEL-TS-470 | 46.33 | 46.33 | Y | 46.33 | 46.33 | 46.33
SCH-KELTS470 | 175890 | 6 | 134342 | Switch, End | SCHNEIDER ELECTRIC BUILDINGS AMERICAS, INC | KEL-TS-470 | 46.33 | 46.33 | Y | 46.33 | 46.33 | 46.33
SCH-LAD7B106 | 175888 | 3 | 134342 | TERMINAL BLOCK FOR TH.OLR | SCHNEIDER ELECTRIC BUILDINGS AMERICAS, INC | LAD7B106 | 8.0425 | 6.7 | N | 8.0425 | 6.7 | 8.0425
SCH-LAD7B106 | 175890 | 2 | 134342 | TERMINAL BLOCK FOR TH.OLR | SCHNEIDER ELECTRIC BUILDINGS AMERICAS, INC | LAD7B106 | 8.0425 | 6.7 | N | 8.0425 | 6.7 | 8.0425
SCH-LAD96560 | 175888 | 1 | 134342 | EVERLINK SIZE 3 PWR BLOCK | SCHNEIDER ELECTRIC BUILDINGS AMERICAS, INC | LAD96560 | 9.905 | 9.7027 | N | 9.905 | 9.7027 | 9.905
SCH-LADN31 | 166561 | 1 | 134342 | CONTACTOR AUX CONTACT BLK | SCHNEIDER ELECTRIC BUILDINGS AMERICAS, INC | LADN31 | 38.415 | 46.72 | N | 38.415 | 46.72 | 46.72
SCH-LC1D09G7 | 175890 | 2 | 134342 | CONTACTOR 3POLE 9A TESYS D | SCHNEIDER ELECTRIC BUILDINGS AMERICAS, INC | LC1D09G7 | 87.035 | 79.7675 | Y | 87.035 | 79.7675 | 87.035
SCH-LC1D12B7 | 175890 | 3 | 134342 | CONTACTOR 3POLE 12A TESYS D | SCHNEIDER ELECTRIC BUILDINGS AMERICAS, INC | LC1D12B7 | 110.1425 | 89.775 | N | 110.1425 | 89.775 | 110.1425
SCH-LC1D12G7 | 175888 | 2 | 134342 | CONTACTOR 3POLE 12A TESYS D | SCHNEIDER ELECTRIC BUILDINGS AMERICAS, INC | LC1D12G7 | 110.1425 | 91.75 | N | 110.1425 | 91.75 | 110.1425
SCH-LC1D12G7 | 175890 | 3 | 134342 | CONTACTOR 3POLE 12A TESYS D | SCHNEIDER ELECTRIC BUILDINGS AMERICAS, INC | LC1D12G7 | 110.1425 | 91.75 | N | 110.1425 | 91.75 | 110.1425
SCH-LC1D18B7 | 175890 | 3 | 134342 | CONTACTOR 3POLE 18A TESYS D | SCHNEIDER ELECTRIC BUILDINGS AMERICAS, INC | LC1D18B7 | 125.75 | 102.4955 | N | 125.75 | 102.4955 | 125.75
SCH-LC1D18G7 | 175888 | 4 | 134342 | CONTACTOR 3POLE 18A TESYS D | SCHNEIDER ELECTRIC BUILDINGS AMERICAS, INC | LC1D18G7 | 125.75 | 104.75 | N | 125.75 | 104.75 | 125.75
SCH-LC1D18G7 | 175890 | 7 | 134342 | CONTACTOR 3POLE 18A TESYS D | SCHNEIDER ELECTRIC BUILDINGS AMERICAS, INC | LC1D18G7 | 125.75 | 104.75 | Y | 125.75 | 104.75 | 125.75
SCH-LC1D25B7 | 175890 | 2 | 134342 | CONTACTOR 3POLE 25A TESYS D | SCHNEIDER ELECTRIC BUILDINGS AMERICAS, INC | LC1D25B7 | 139.555 | 113.753 | N | 139.555 | 113.753 | 139.555
SCH-LC1D25G7 | 175888 | 5 | 134342 | CONTACTOR 600V 25A | SCHNEIDER ELECTRIC BUILDINGS AMERICAS, INC | LC1D25G7 | 150.0575 | 125 | N | 150.0575 | 128.1746 | 150.0575
SCH-LC1D25G7 | 175890 | 2 | 134342 | CONTACTOR 600V 25A | SCHNEIDER ELECTRIC BUILDINGS AMERICAS, INC | LC1D25G7 | 150.0575 | 128.1746 | N | 150.0575 | 128.1746 | 150.0575
SCH-LC1D32B7 | 175890 | 3 | 134342 | CONTACTOR 3POLE 32A TESYS D | SCHNEIDER ELECTRIC BUILDINGS AMERICAS, INC | LC1D32B7 | 159.0625 | 135.9035 | Y | 159.0625 | 135.9035 | 159.0625
SCH-LC1D32G7 | 175888 | 4 | 134342 | CONTACTOR 3POLE 32A TESYS D | SCHNEIDER ELECTRIC BUILDINGS AMERICAS, INC | LC1D32G7 | 170.765 | 148.3865 | Y | 170.765 | 148.3865 | 170.765
SCH-LC1D32G7 | 175890 | 2 | 134342 | CONTACTOR 3POLE 32A TESYS D | SCHNEIDER ELECTRIC BUILDINGS AMERICAS, INC | LC1D32G7 | 170.765 | 146.9702 | Y | 170.765 | 148.3865 | 170.765
SCH-LC1D40AB7 | 175890 | 3 | 134342 | CONTACTOR 3POLE 40A TESYS D | SCHNEIDER ELECTRIC BUILDINGS AMERICAS, INC | LC1D40AB7 | 201.38 | 164.6566 | N | 201.38 | 164.6566 | 201.38
SCH-LC1D50AB7 | 175890 | 8 | 134342 | CONTACTOR 3POLE 50A TESYS D | SCHNEIDER ELECTRIC BUILDINGS AMERICAS, INC | LC1D50AB7 | 227.49 | 186.4408 | N | 227.49 | 186.4408 | 227.49
SCH-LC1D50G7 | 175890 | 2 | 134342 | CONTACTOR 50A TESYS D IEC OPT | SCHNEIDER ELECTRIC BUILDINGS AMERICAS, INC | LC1D50G7 | 299.5175 | 249.5 | N | 299.5175 | 249.5 | 299.5175
SCH-LC1D65AG7 | 175888 | 1 | 134342 | CONTACTOR 3POLE 65A TESYS D | SCHNEIDER ELECTRIC BUILDINGS AMERICAS, INC | LC1D65AG7 | 319.925 | 266.5 | N | 319.925 | 285.0439 | 319.925
SCH-LC1D65AG7 | 175890 | 6 | 134342 | CONTACTOR 3POLE 65A TESYS D | SCHNEIDER ELECTRIC BUILDINGS AMERICAS, INC | LC1D65AG7 | 319.925 | 285.0439 | Y | 319.925 | 285.0439 | 319.925
SCH-LRD07 | 175890 | 2 | 134342 | BIMETTALIC OVERLOAD RELAY 600V | SCHNEIDER ELECTRIC BUILDINGS AMERICAS, INC | LRD07 | 48.9175 | 40.0911 | N | 48.9175 | 40.0911 | 48.9175
SCH-LRD08 | 175890 | 1 | 134342 | BIMETALLIC OVERLOAD RELAY 600V | SCHNEIDER ELECTRIC BUILDINGS AMERICAS, INC | LRD08 | 46.5175 | 37.9145 | N | 46.5175 | 37.9145 | 46.5175
SCH-LRD10 | 175888 | 2 | 134342 | BIMETALLIC OVERLOAD RELAY 600V | SCHNEIDER ELECTRIC BUILDINGS AMERICAS, INC | LRD10 | 46.5175 | 38.75 | N | 46.5175 | 38.75 | 46.5175
SCH-LRD10 | 175890 | 5 | 134342 | BIMETALLIC OVERLOAD RELAY 600V | SCHNEIDER ELECTRIC BUILDINGS AMERICAS, INC | LRD10 | 46.5175 | 38.3919 | N | 46.5175 | 38.75 | 46.5175
SCH-LRD12 | 175890 | 10 | 134342 | BIMETTALIC OVERLOAD RELAY 600V | SCHNEIDER ELECTRIC BUILDINGS AMERICAS, INC | LRD12 | 50.42 | 41.0418 | Y | 50.42 | 41.0418 | 50.42
SCH-LRD14 | 175888 | 2 | 134342 | BIMETALLIC OVERLOAD RELAY 600V | SCHNEIDER ELECTRIC BUILDINGS AMERICAS, INC | LRD14 | 48.3175 | 39.7885 | N | 48.3175 | 39.7885 | 48.3175
SCH-LRD14 | 175890 | 4 | 134342 | BIMETALLIC OVERLOAD RELAY 600V | SCHNEIDER ELECTRIC BUILDINGS AMERICAS, INC | LRD14 | 48.3175 | 39.4808 | N | 48.3175 | 39.7885 | 48.3175
SCH-LRD16 | 175888 | 2 | 134342 | BIMETALLIC OVERLOAD RELAY | SCHNEIDER ELECTRIC BUILDINGS AMERICAS, INC | LRD16 | 48.3175 | 40.25 | N | 48.3175 | 40.25 | 48.3175
SCH-LRD16 | 175890 | 10 | 134342 | BIMETALLIC OVERLOAD RELAY | SCHNEIDER ELECTRIC BUILDINGS AMERICAS, INC | LRD16 | 48.3175 | 38.9137 | N | 48.3175 | 40.25 | 48.3175
SCH-LRD21 | 175890 | 1 | 134342 | 12-18A OVERLOAD RELAY | SCHNEIDER ELECTRIC BUILDINGS AMERICAS, INC | LRD21 | 50.42 | 41.097 | Y | 50.42 | 41.097 | 50.42
SCH-LRD21L | 166559 | 2 | 134342 | BIMETALLIC RELAY 600V 18A | SCHNEIDER ELECTRIC BUILDINGS AMERICAS, INC | LRD21L | 48.3175 | 44.5 | N | 48.3175 | 44.5 | 48.3175
SCH-LRD22 | 175888 | 1 | 134342 | B-METAL OVERLOAD RELAY | SCHNEIDER ELECTRIC BUILDINGS AMERICAS, INC | LRD22 | 50.42 | 42 | N | 50.42 | 42 | 50.42
SCH-LRD22 | 175890 | 1 | 134342 | B-METAL OVERLOAD RELAY | SCHNEIDER ELECTRIC BUILDINGS AMERICAS, INC | LRD22 | 50.42 | 41.3227 | N | 50.42 | 42 | 50.42
SCH-LRD32 | 175888 | 1 | 134342 | OVERLOAD RELAY 600V 32A | SCHNEIDER ELECTRIC BUILDINGS AMERICAS, INC | LRD32 | 59.125 | 48.6398 | N | 59.125 | 48.6398 | 59.125
SCH-LRD32 | 175890 | 4 | 134342 | OVERLOAD RELAY 600V 32A | SCHNEIDER ELECTRIC BUILDINGS AMERICAS, INC | LRD32 | 59.125 | 48.1935 | Y | 59.125 | 48.6398 | 59.125
SCH-LRD332 | 175891 | 1 | 134342 | EVERLING POWER TERMINAL | SCHNEIDER ELECTRIC BUILDINGS AMERICAS, INC | LRD332 | 83.1325 | 48.9192 | N | 83.1325 | 48.9192 | 83.1325
SCH-LRD340 | 175888 | 2 | 134342 | EVERLINK POWER TERMINAL 30-40A | SCHNEIDER ELECTRIC BUILDINGS AMERICAS, INC | LRD340 | 83.1325 | 69.25 | N | 83.1325 | 69.25 | 83.1325
SCH-LRD340 | 175890 | 6 | 134342 | EVERLINK POWER TERMINAL 30-40A | SCHNEIDER ELECTRIC BUILDINGS AMERICAS, INC | LRD340 | 83.1325 | 67.7635 | N | 83.1325 | 69.25 | 83.1325
SCH-LRD35 | 175888 | 2 | 134342 | BIMETALLIC OVERLOAD RELAY 600V | SCHNEIDER ELECTRIC BUILDINGS AMERICAS, INC | LRD35 | 56.4225 | 47 | N | 56.4225 | 47 | 56.4225
SCH-LRD35 | 175890 | 5 | 134342 | BIMETALLIC OVERLOAD RELAY 600V | SCHNEIDER ELECTRIC BUILDINGS AMERICAS, INC | LRD35 | 56.4225 | 45.9895 | N | 56.4225 | 47 | 56.4225
SCH-LRD350 | 175888 | 1 | 134342 | OVERLOAD 37-50A | SCHNEIDER ELECTRIC BUILDINGS AMERICAS, INC | LRD350 | 83.1325 | 69.25 | N | 83.1325 | 69.25 | 83.1325
SCH-LRD350 | 175890 | 8 | 134342 | OVERLOAD 37-50A | SCHNEIDER ELECTRIC BUILDINGS AMERICAS, INC | LRD350 | 83.1325 | 63.807 | N | 83.1325 | 69.25 | 83.1325
SCH-LRD365 | 175888 | 2 | 134342 | EVERLINK POWER TERMINAL 48-65A | SCHNEIDER ELECTRIC BUILDINGS AMERICAS, INC | LRD365 | 83.1325 | 69.25 | N | 83.1325 | 69.25 | 83.1325
SCH-LRD365 | 175890 | 6 | 134342 | EVERLINK POWER TERMINAL 48-65A | SCHNEIDER ELECTRIC BUILDINGS AMERICAS, INC | LRD365 | 83.1325 | 67.7935 | N | 83.1325 | 69.25 | 83.1325
SCH-LXD1B7 | 175888 | 11 | 134342 | CONTACTOR COIL 24V AC | SCHNEIDER ELECTRIC BUILDINGS AMERICAS, INC | LXD1B7 | 25.51 | 21.25 | N | 25.51 | 21.4633 | 25.51
SCH-LXD1B7 | 175890 | 5 | 134342 | CONTACTOR COIL 24V AC | SCHNEIDER ELECTRIC BUILDINGS AMERICAS, INC | LXD1B7 | 25.51 | 21.4633 | Y | 25.51 | 21.4633 | 25.51
SCH-LXD1G7 | 175890 | 1 | 134342 | OBS-CONTACTOR COIL 120V | SCHNEIDER ELECTRIC BUILDINGS AMERICAS, INC | LXD1G7 | 25.51 | 10.2363 | N | 25.51 | 10.2363 | 25.51
SCH-LXD1LE7 | 175888 | 2 | 134342 | CONTACTOR COIL 208V 50/60HZ | SCHNEIDER ELECTRIC BUILDINGS AMERICAS, INC | LXD1LE7 | 25.51 | 21.25 | N | 25.51 | 23.6906 | 25.51
SCH-LXD1LE7 | 175890 | 4 | 134342 | CONTACTOR COIL 208V 50/60HZ | SCHNEIDER ELECTRIC BUILDINGS AMERICAS, INC | LXD1LE7 | 25.51 | 23.6906 | N | 25.51 | 23.6906 | 25.51
SCH-LXD1M7 | 175888 | 2 | 134342 | CONTACTOR COIL 220/230V AC IEC | SCHNEIDER ELECTRIC BUILDINGS AMERICAS, INC | LXD1M7 | 25.51 | 21.25 | N | 25.51 | 21.25 | 25.51
SCH-LXD1M7 | 175890 | 4 | 134342 | CONTACTOR COIL 220/230V AC IEC | SCHNEIDER ELECTRIC BUILDINGS AMERICAS, INC | LXD1M7 | 25.51 | 19.7117 | N | 25.51 | 21.25 | 25.51
SCH-LXD3B7 | 175888 | 1 | 134342 | D40A TO D65A REPLC COIL 24VAC | SCHNEIDER ELECTRIC BUILDINGS AMERICAS, INC | LXD3B7 | 40.215 | 33.7784 | N | 40.215 | 34.237 | 40.215
SCH-LXD3B7 | 175890 | 2 | 134342 | D40A TO D65A REPLC COIL 24VAC | SCHNEIDER ELECTRIC BUILDINGS AMERICAS, INC | LXD3B7 | 40.215 | 34.237 | Y | 40.215 | 34.237 | 40.215
SCH-LXD3LE7 | 175888 | 4 | 134342 | D40A TO D65A REPLACE | SCHNEIDER ELECTRIC BUILDINGS AMERICAS, INC | LXD3LE7 | 40.215 | 35.1123 | N | 40.215 | 35.1123 | 40.215
SCH-LXD3M7 | 175888 | 2 | 134342 | REPLACEMENT COIL 220 V | SCHNEIDER ELECTRIC BUILDINGS AMERICAS, INC | LXD3M7 | 40.215 | 33.5 | N | 40.215 | 33.5 | 40.215
SCH-M107 | 10510 | 104 | 134342 | M-107 1/4 Rubber Sealing Cap | SCHNEIDER ELECTRIC BUILDINGS AMERICAS, INC | M107 | 0.3813 | 0.25854 | Y | 0.3813 | 0.3813 | 0.3813
SCH-M107 | 166553 | 257 | 134342 | M-107 1/4 Rubber Sealing Cap | SCHNEIDER ELECTRIC BUILDINGS AMERICAS, INC | M107 | 0.3813 | 0.193 | Y | 0.3813 | 0.3813 | 0.3813
SCH-M107 | 166557 | 120 | 134342 | M-107 1/4 Rubber Sealing Cap | SCHNEIDER ELECTRIC BUILDINGS AMERICAS, INC | M107 | 0.3813 | 0.193 | N | 0.3813 | 0.3813 | 0.3813
SCH-M107 | 166559 | 40 | 134342 | M-107 1/4 Rubber Sealing Cap | SCHNEIDER ELECTRIC BUILDINGS AMERICAS, INC | M107 | 0.3813 | 0.1575 | Y | 0.3813 | 0.3813 | 0.3813
SCH-M107 | 166561 | 154 | 134342 | M-107 1/4 Rubber Sealing Cap | SCHNEIDER ELECTRIC BUILDINGS AMERICAS, INC | M107 | 0.3813 | 0.3813 | N | 0.3813 | 0.3813 | 0.3813
SCH-M112 | 166560 | 2 | 134342 | 3/8 MPT x 1/8 FPT Bushing | SCHNEIDER ELECTRIC BUILDINGS AMERICAS, INC | M112 | 0.36 | 0.36 | N | 0.36 | 0.36 | 0.36
SCH-M117 | 166560 | 4 | 134342 | 1/8 x 1/8 x 1/8 FPT Tee | SCHNEIDER ELECTRIC BUILDINGS AMERICAS, INC | M117 | 0.92 | 0.92 | N | 0.92 | 0.92 | 0.92
SCH-M143 | 166560 | 5 | 134342 | M-143 3/8 MPT Hex Nipple | SCHNEIDER ELECTRIC BUILDINGS AMERICAS, INC | M143 | 0.53 | 0.53 | N | 0.53 | 0.53 | 0.53
SCH-M143 | 166561 | 5 | 134342 | M-143 3/8 MPT Hex Nipple | SCHNEIDER ELECTRIC BUILDINGS AMERICAS, INC | M143 | 0.53 | 0.46 | N | 0.53 | 0.53 | 0.53
SCH-M1500A | 166561 | 1 | 134342 | 1500N TALL GV ACT 1500N TALL G | SCHNEIDER ELECTRIC BUILDINGS AMERICAS, INC | M1500A | 373.57 | 477.9 | N | 373.57 | 477.9 | 477.9
SCH-M161 | 10510 | 2 | 134342 | 1/4 SPRING CLAMP | SCHNEIDER ELECTRIC BUILDINGS AMERICAS, INC | M-161 | 0.31 | 0.31 | N | 0.31 | 0.31 | 0.31
SCH-M322A00 | 10008 | 2 | 134342 | ACT FL SR 24V TB | SCHNEIDER ELECTRIC BUILDINGS AMERICAS, INC | M322A00 | 115.625 | 107.06 | Y | 115.625 | 107.06 | 115.625
SCH-M332A00 | 10008 | 2 | 134342 | ACT FL NSR 24V TB | SCHNEIDER ELECTRIC BUILDINGS AMERICAS, INC | M332A00 | 58.1525 | 81.64 | N | 58.1525 | 81.64 | 81.64
SCH-M370 | 166561 | 1 | 130071 | Wrench for AV430 link kit VB7xxx, VB | Schneider Electric Buildings America | M370 | 62.24 | 62.24 | N | 62.24 | 62.24 | 62.24
SCH-M400A | 166553 | 1 | 134342 | 400N TALL GV ACT | SCHNEIDER ELECTRIC BUILDINGS AMERICAS, INC | M400A | 234.95 | 176.792 | N | 234.95 | 177.3475 | 234.95
SCH-M400A | 166561 | 1 | 134342 | 400N TALL GV ACT | SCHNEIDER ELECTRIC BUILDINGS AMERICAS, INC | M400A | 234.95 | 177.3475 | N | 234.95 | 177.3475 | 234.95
SCH-M400AVB | 166561 | 2 | 134342 | 400N SHORT GV ACT | SCHNEIDER ELECTRIC BUILDINGS AMERICAS, INC | M400A-VB | 229.7025 | 200.2233 | Y | 229.7025 | 200.2233 | 229.7025
SCH-M400AVB | 175891 | 7 | 134342 | 400N SHORT GV ACT | SCHNEIDER ELECTRIC BUILDINGS AMERICAS, INC | M400A-VB | 229.7025 | 165.8364 | N | 229.7025 | 200.2233 | 229.7025
SCH-M5725311 | 10510 | 3 | 134342 | ACT PN 2PR SR 8-13PSIG | SCHNEIDER ELECTRIC BUILDINGS AMERICAS, INC | M572-5311 | 119.515 | 113.22 | Y | 119.515 | 113.22 | 119.515
SCH-M5732111 | 10510 | 1 | 134342 | ACT PN 2PR SR 3-12PSIG | SCHNEIDER ELECTRIC BUILDINGS AMERICAS, INC | M5732-111 | 157.805 | 157.805 | N | 157.805 | 157.805 | 157.805
SCH-M5732111 | 175891 | 1 | 134342 | ACT PN 2PR SR 3-12PSIG | SCHNEIDER ELECTRIC BUILDINGS AMERICAS, INC | M5732-111 | 157.805 | 139.242 | N | 157.805 | 157.805 | 157.805
SCH-M5735111 | 10510 | 2 | 134342 | ACT PN 2PR SR 8-13PSIG | SCHNEIDER ELECTRIC BUILDINGS AMERICAS, INC | M573-5111 | 134.541 | 131.224 | N | 134.541 | 131.224 | 134.541
SCH-M5745211 | 10510 | 1 | 134342 | ACT PN 2PR SR 8-13PSIG | SCHNEIDER ELECTRIC BUILDINGS AMERICAS, INC | M574-5211 | 187.636 | 156.427 | N | 187.636 | 177.4472 | 187.636
SCH-M5745211 | 175891 | 3 | 134342 | ACT PN 2PR SR 8-13PSIG | SCHNEIDER ELECTRIC BUILDINGS AMERICAS, INC | M574-5211 | 187.636 | 177.4472 | N | 187.636 | 177.4472 | 187.636
SCH-M624 | 166553 | 129 | 130071 | 1/2 Single Strap | Schneider Electric Buildings America | M624 | 0.12 | 0.0577 | N | 0.12 | 0.12 | 0.12
SCH-M624 | 166559 | 100 | 130071 | 1/2 Single Strap | Schneider Electric Buildings America | M624 | 0.12 | 0.12 | N | 0.12 | 0.12 | 0.12
SCH-M628 | 166559 | 16 | 134342 | 1/4 Double Strap | SCHNEIDER ELECTRIC BUILDINGS AMERICAS, INC | M-628 | 0.3331 | 0.33314 | Y | 0.3464 | 0.33314 | 0.3464
SCH-M628 | 166561 | 84 | 134342 | 1/4 Double Strap | SCHNEIDER ELECTRIC BUILDINGS AMERICAS, INC | M-628 | 0.3331 | 0.3195 | N | 0.3464 | 0.33314 | 0.3464
SCH-M628 | 175891 | 126 | 168837 | 1/4 Double Strap | Altech Corporation | M-628 | 0.3464 | 0.129 | N | 0.3464 | 0.33314 | 0.3464
SCH-M630 | 166553 | 50 | 134342 | 3/8 Double Strap | SCHNEIDER ELECTRIC BUILDINGS AMERICAS, INC | M630 | 0.08 | 0.08 | N | 0.08 | 0.08 | 0.08
SCH-M630 | 166561 | 79 | 134342 | 3/8 Double Strap | SCHNEIDER ELECTRIC BUILDINGS AMERICAS, INC | M630 | 0.08 | 0.08 | N | 0.08 | 0.08 | 0.08
SCH-M633 | 166553 | 164 | 134342 | M-633 6 Gang Strap | SCHNEIDER ELECTRIC BUILDINGS AMERICAS, INC | M633 | 0.68 | 0.68 | N | 0.68 | 0.68 | 0.68
SCH-M645 | 166559 | 4 | 130071 | M-645 1/4 OD 10 Tube Rack | Schneider Electric Buildings America | M645 | 5.4 | 5.4 | N | 5.4 | 5.4 | 5.4
SCH-M655 | 166559 | 290 | 130071 | SNAP-IN BUSHING 7/8 | Schneider Electric Buildings America | M655 | 0.1003 | 0.11598 | Y | 0.1003 | 0.11598 | 0.11598
SCH-M800AVB | 166553 | 1 | 134342 | 800N SHORT GV ACT | SCHNEIDER ELECTRIC BUILDINGS AMERICAS, INC | M800A-VB | 246.9 | 197.574 | N | 246.9 | 224.46 | 246.9
SCH-M800AVB | 166559 | 1 | 134342 | 800N SHORT GV ACT | SCHNEIDER ELECTRIC BUILDINGS AMERICAS, INC | M800A-VB | 246.9 | 224.46 | N | 246.9 | 224.46 | 246.9
SCH-M800AVB | 166561 | 1 | 134342 | 800N SHORT GV ACT | SCHNEIDER ELECTRIC BUILDINGS AMERICAS, INC | M800A-VB | 246.9 | 224.46 | Y | 246.9 | 224.46 | 246.9
SCH-M9F22363 | 175890 | 12 | 134342 | MULT9 C60SP 3P C 63AMCB | SCHNEIDER ELECTRIC BUILDINGS AMERICAS, INC | M9F22363 | 174.035 | 149 | N | 174.035 | 149 | 174.035
SCH-MA318 | 175888 | 1 | 134342 | 24 VAC 2 POSITION ACTUATOR | SCHNEIDER ELECTRIC BUILDINGS AMERICAS, INC | MA-318 | 406.1225 | 369.0763 | N | 406.1225 | 369.0763 | 406.1225
SCH-MA405500 | 10510 | 2 | 134342 | Two Position, SR, 120V, 16 lb-in. w/ | SCHNEIDER ELECTRIC BUILDINGS AMERICAS, INC | MA-405-500 | 389.08 | 356.956 | Y | 389.08 | 356.96 | 389.08
SCH-MA405500 | 175891 | 1 | 134342 | Two Position, SR, 120V, 16 lb-in. w/ | SCHNEIDER ELECTRIC BUILDINGS AMERICAS, INC | MA-405-500 | 389.08 | 356.96 | Y | 389.08 | 356.96 | 389.08
SCH-MA418 | 10008 | 1 | 134342 | Actuator, Two Position, SR, 120v, 60# | SCHNEIDER ELECTRIC BUILDINGS AMERICAS, INC | MA-418 | 406.1225 | 372.59 | Y | 406.1225 | 394.945 | 406.1225
SCH-MA418 | 10510 | 3 | 134342 | Actuator, Two Position, SR, 120v, 60# | SCHNEIDER ELECTRIC BUILDINGS AMERICAS, INC | MA-418 | 406.1225 | 394.945 | Y | 406.1225 | 394.945 | 406.1225
SCH-MA418 | 173042 | 3 | 134342 | Actuator, Two Position, SR, 120v, 60# | SCHNEIDER ELECTRIC BUILDINGS AMERICAS, INC | MA-418 | 406.1225 | 372.59 | Y | 406.1225 | 394.945 | 406.1225
SCH-MA418 | 175888 | 1 | 134342 | Actuator, Two Position, SR, 120v, 60# | SCHNEIDER ELECTRIC BUILDINGS AMERICAS, INC | MA-418 | 406.1225 | 372.59 | Y | 406.1225 | 394.945 | 406.1225
SCH-MA418 | 175891 | 3 | 134342 | Actuator, Two Position, SR, 120v, 60# | SCHNEIDER ELECTRIC BUILDINGS AMERICAS, INC | MA-418 | 406.1225 | 394.945 | Y | 406.1225 | 394.945 | 406.1225
SCH-MA418500 | 10510 | 5 | 134342 | Actuator, Two Position, SR, 120v, 60# | SCHNEIDER ELECTRIC BUILDINGS AMERICAS, INC | MA-418-500 | 457.5375 | 427.7784 | Y | 457.5375 | 427.7784 | 457.5375
SCH-MA418500 | 173042 | 2 | 134342 | Actuator, Two Position, SR, 120v, 60# | SCHNEIDER ELECTRIC BUILDINGS AMERICAS, INC | MA-418-500 | 457.5375 | 419.76 | Y | 457.5375 | 427.7784 | 457.5375
SCH-MA418500 | 175890 | 1 | 134342 | Actuator, Two Position, SR, 120v, 60# | SCHNEIDER ELECTRIC BUILDINGS AMERICAS, INC | MA-418-500 | 457.5375 | 419.76 | N | 457.5375 | 427.7784 | 457.5375
SCH-MA418500 | 175891 | 1 | 134342 | Actuator, Two Position, SR, 120v, 60# | SCHNEIDER ELECTRIC BUILDINGS AMERICAS, INC | MA-418-500 | 457.5375 | 419.76 | Y | 457.5375 | 427.7784 | 457.5375
SCH-MA5210 | 10510 | 1 | 134342 | MA-5210 120V, 50/60 Hz (8/Case) | SCHNEIDER ELECTRIC BUILDINGS AMERICAS, INC | MA-5210 | 228.77 | 209.88 | Y | 228.77 | 209.88 | 228.77
SCH-MA5210 | 166553 | 2 | 134342 | MA-5210 120V, 50/60 Hz (8/Case) | SCHNEIDER ELECTRIC BUILDINGS AMERICAS, INC | MA-5210 | 228.77 | 199.9645 | Y | 228.77 | 209.88 | 228.77
SCH-MA5210 | 166559 | 1 | 134342 | MA-5210 120V, 50/60 Hz (8/Case) | SCHNEIDER ELECTRIC BUILDINGS AMERICAS, INC | MA-5210 | 228.77 | 196.68 | N | 228.77 | 209.88 | 228.77
SCH-MA5210 | 166561 | 4 | 134342 | MA-5210 120V, 50/60 Hz (8/Case) | SCHNEIDER ELECTRIC BUILDINGS AMERICAS, INC | MA-5210 | 228.77 | 187.4172 | Y | 228.77 | 209.88 | 228.77
SCH-MA5210 | 173042 | 4 | 134342 | MA-5210 120V, 50/60 Hz (8/Case) | SCHNEIDER ELECTRIC BUILDINGS AMERICAS, INC | MA-5210 | 228.77 | 209.88 | Y | 228.77 | 209.88 | 228.77
SCH-MA5210 | 175891 | 2 | 134342 | MA-5210 120V, 50/60 Hz (8/Case) | SCHNEIDER ELECTRIC BUILDINGS AMERICAS, INC | MA-5210 | 228.77 | 188.1563 | Y | 228.77 | 209.88 | 228.77
SCH-MA5210500 | 173042 | 3 | 134342 | 120V, w/Switch SPDT | SCHNEIDER ELECTRIC BUILDINGS AMERICAS, INC | MA-5210-500 | 325.18 | 253.7867 | N | 325.18 | 253.7867 | 325.18
SCH-MA5210500 | 175891 | 2 | 134342 | 120V, w/Switch SPDT | SCHNEIDER ELECTRIC BUILDINGS AMERICAS, INC | MA-5210-500 | 325.18 | 239.4765 | Y | 325.18 | 253.7867 | 325.18
SCH-MA5213 | 10510 | 2 | 134342 | MA-5213 24V, 50/60 Hz (8/Case) | SCHNEIDER ELECTRIC BUILDINGS AMERICAS, INC | MA-5213 | 263.085 | 231.1467 | Y | 263.085 | 241.36 | 263.085
SCH-MA5213 | 166553 | 1 | 134342 | MA-5213 24V, 50/60 Hz (8/Case) | SCHNEIDER ELECTRIC BUILDINGS AMERICAS, INC | MA-5213 | 263.085 | 241.36 | Y | 263.085 | 241.36 | 263.085
SCH-MA5213 | 166559 | 1 | 134342 | MA-5213 24V, 50/60 Hz (8/Case) | SCHNEIDER ELECTRIC BUILDINGS AMERICAS, INC | MA-5213 | 263.085 | 241.36 | Y | 263.085 | 241.36 | 263.085
SCH-MA5213 | 166561 | 1 | 134342 | MA-5213 24V, 50/60 Hz (8/Case) | SCHNEIDER ELECTRIC BUILDINGS AMERICAS, INC | MA-5213 | 263.085 | 209.88 | Y | 263.085 | 241.36 | 263.085
SCH-MA5213 | 173042 | 4 | 134342 | MA-5213 24V, 50/60 Hz (8/Case) | SCHNEIDER ELECTRIC BUILDINGS AMERICAS, INC | MA-5213 | 263.085 | 206.4857 | N | 263.085 | 241.36 | 263.085
SCH-MA5213 | 175888 | 2 | 134342 | MA-5213 24V, 50/60 Hz (8/Case) | SCHNEIDER ELECTRIC BUILDINGS AMERICAS, INC | MA-5213 | 263.085 | 209.88 | N | 263.085 | 241.36 | 263.085
SCH-MA5213 | 175891 | 5 | 134342 | MA-5213 24V, 50/60 Hz (8/Case) | SCHNEIDER ELECTRIC BUILDINGS AMERICAS, INC | MA-5213 | 263.085 | 220.3336 | Y | 263.085 | 241.36 | 263.085
SCH-MC431 | 175891 | 1 | 134342 | Actuator 2pos, NSR, 220#, 120v, Switch | SCHNEIDER ELECTRIC BUILDINGS AMERICAS, INC | MC-431 | 532.64 | 488.66 | N | 532.64 | 488.66 | 532.64
SCH-MF4D6083100 | 166561 | 1 | 134342 | 24VAC, Floating valve actuator | SCHNEIDER ELECTRIC BUILDINGS AMERICAS, INC | MF4D-6083-100 | 110.558 | 110.558 | N | 110.558 | 110.558 | 110.558
SCH-MF517103100 | 175888 | 6 | 134342 | Valve Actuator SR, 105 #, Floating | SCHNEIDER ELECTRIC BUILDINGS AMERICAS, INC | MF51-7103-100 | 182.7225 | 175.6937 | Y | 182.7225 | 175.6937 | 182.7225
SCH-MG350V24F | 10510 | 7 | 134342 | 24V NSR FLTG/2POS ACTUATOR | SCHNEIDER ELECTRIC BUILDINGS AMERICAS, INC | MG350V-24F | 145.1775 | 135.68 | Y | 145.1775 | 135.68 | 145.1775
SCH-MG350V24F | 175891 | 1 | 134342 | 24V NSR FLTG/2POS ACTUATOR | SCHNEIDER ELECTRIC BUILDINGS AMERICAS, INC | MG350V-24F | 145.1775 | 135.68 | Y | 145.1775 | 135.68 | 145.1775
SCH-MG350V24M | 10510 | 2 | 134342 | SmartX Actuators NSR, 0-10vdc, 24v | SCHNEIDER ELECTRIC BUILDINGS AMERICAS, INC | MG350V-24M | 196.4175 | 180.2 | Y | 196.4175 | 180.2 | 196.4175
SCH-MGF350V24MP | 175891 | 1 | 134342 | VB-7000-MODULATING WITH FEEDBA | SCHNEIDER ELECTRIC BUILDINGS AMERICAS, INC | MGF350V-24MP | 215.45 | 203.26 | N | 215.45 | 203.26 | 215.45
SCH-MK2690 | 10008 | 1 | 134342 | Pnu.valve act. 6 Sq.In. (for VB-7xxx) | SCHNEIDER ELECTRIC BUILDINGS AMERICAS, INC | MK-2690 | 51.0125 | 46.1514 | Y | 51.0125 | 49.159 | 51.0125
SCH-MK2690 | 10510 | 19 | 134342 | Pnu.valve act. 6 Sq.In. (for VB-7xxx) | SCHNEIDER ELECTRIC BUILDINGS AMERICAS, INC | MK-2690 | 51.0125 | 46.0371 | Y | 51.0125 | 49.159 | 51.0125
SCH-MK2690 | 166553 | 2 | 134342 | Pnu.valve act. 6 Sq.In. (for VB-7xxx) | SCHNEIDER ELECTRIC BUILDINGS AMERICAS, INC | MK-2690 | 51.0125 | 46.37 | Y | 51.0125 | 49.159 | 51.0125
SCH-MK2690 | 166557 | 2 | 134342 | Pnu.valve act. 6 Sq.In. (for VB-7xxx) | SCHNEIDER ELECTRIC BUILDINGS AMERICAS, INC | MK-2690 | 51.0125 | 46.38 | Y | 51.0125 | 49.159 | 51.0125
SCH-MK2690 | 166559 | 1 | 134342 | Pnu.valve act. 6 Sq.In. (for VB-7xxx) | SCHNEIDER ELECTRIC BUILDINGS AMERICAS, INC | MK-2690 | 51.0125 | 49.159 | Y | 51.0125 | 49.159 | 51.0125
SCH-MK2690 | 166560 | 5 | 134342 | Pnu.valve act. 6 Sq.In. (for VB-7xxx) | SCHNEIDER ELECTRIC BUILDINGS AMERICAS, INC | MK-2690 | 51.0125 | 46.3798 | Y | 51.0125 | 49.159 | 51.0125
SCH-MK2690 | 166561 | 1 | 134342 | Pnu.valve act. 6 Sq.In. (for VB-7xxx) | SCHNEIDER ELECTRIC BUILDINGS AMERICAS, INC | MK-2690 | 51.0125 | 46.38 | Y | 51.0125 | 49.159 | 51.0125
SCH-MK2690 | 173042 | 9 | 134342 | Pnu.valve act. 6 Sq.In. (for VB-7xxx) | SCHNEIDER ELECTRIC BUILDINGS AMERICAS, INC | MK-2690 | 51.0125 | 49.157 | Y | 51.0125 | 49.159 | 51.0125
SCH-MK2690 | 175888 | 7 | 134342 | Pnu.valve act. 6 Sq.In. (for VB-7xxx) | SCHNEIDER ELECTRIC BUILDINGS AMERICAS, INC | MK-2690 | 51.0125 | 46.3799 | Y | 51.0125 | 49.159 | 51.0125
SCH-MK2690 | 175890 | 4 | 134342 | Pnu.valve act. 6 Sq.In. (for VB-7xxx) | SCHNEIDER ELECTRIC BUILDINGS AMERICAS, INC | MK-2690 | 51.0125 | 44.9885 | Y | 51.0125 | 49.159 | 51.0125
SCH-MK2690 | 175891 | 7 | 134342 | Pnu.valve act. 6 Sq.In. (for VB-7xxx) | SCHNEIDER ELECTRIC BUILDINGS AMERICAS, INC | MK-2690 | 51.0125 | 46.3838 | Y | 51.0125 | 49.159 | 51.0125
SCH-MK3101 | 175888 | 1 | 134342 | Actuator, Damper | SCHNEIDER ELECTRIC BUILDINGS AMERICAS, INC | MK-3101 | 179.7875 | 124.55 | Y | 179.7875 | 124.55 | 179.7875
SCH-MK3121 | 10510 | 1 | 134342 | Dmp Act 8-13# 3.5" stroke | SCHNEIDER ELECTRIC BUILDINGS AMERICAS, INC | MK-3121 | 141.9875 | 124.55 | Y | 141.9875 | 124.55 | 141.9875
SCH-MK3161 | 173042 | 1 | 134342 | Dual Range 3-6 and 11-17 Spring | SCHNEIDER ELECTRIC BUILDINGS AMERICAS, INC | MK-3161 | 68.3 | 68.3 | N | 68.3 | 68.3 | 68.3
SCH-MK4451 | 173042 | 1 | 134342 | Proportional Damper Actuator, 11 sq. | SCHNEIDER ELECTRIC BUILDINGS AMERICAS, INC | MK-4451 | 335.965 | 154.36 | N | 335.965 | 154.36 | 335.965
SCH-MK4601 | 10510 | 3 | 134342 | MK-4601 11 sq. " 3-6 SpringVB-700 | SCHNEIDER ELECTRIC BUILDINGS AMERICAS, INC | MK-4601 | 110.1875 | 102.932 | Y | 110.1875 | 102.932 | 110.1875
SCH-MK4601 | 166553 | 2 | 134342 | MK-4601 11 sq. " 3-6 SpringVB-700 | SCHNEIDER ELECTRIC BUILDINGS AMERICAS, INC | MK-4601 | 110.1875 | 102.02 | Y | 110.1875 | 102.932 | 110.1875
SCH-MK4601 | 166559 | 3 | 134342 | MK-4601 11 sq. " 3-6 SpringVB-700 | SCHNEIDER ELECTRIC BUILDINGS AMERICAS, INC | MK-4601 | 110.1875 | 102.03 | N | 110.1875 | 102.932 | 110.1875
SCH-MK4601 | 173042 | 2 | 134342 | MK-4601 11 sq. " 3-6 SpringVB-700 | SCHNEIDER ELECTRIC BUILDINGS AMERICAS, INC | MK-4601 | 110.1875 | 102.03 | Y | 110.1875 | 102.932 | 110.1875
SCH-MK4601 | 175891 | 1 | 134342 | MK-4601 11 sq. " 3-6 SpringVB-700 | SCHNEIDER ELECTRIC BUILDINGS AMERICAS, INC | MK-4601 | 110.1875 | 102.03 | Y | 110.1875 | 102.932 | 110.1875
SCH-MK4611 | 10510 | 1 | 134342 | PNEUMATIC ACTUATOR, 11 SQ-IN, 5-10# SPRI | SCHNEIDER ELECTRIC BUILDINGS AMERICAS, INC | MK-4611 | 110.1875 | 110.88 | Y | 110.1875 | 110.88 | 110.88
SCH-MK4611 | 175888 | 1 | 134342 | PNEUMATIC ACTUATOR, 11 SQ-IN, 5-10# SPRI | SCHNEIDER ELECTRIC BUILDINGS AMERICAS, INC | MK-4611 | 110.1875 | 102.03 | N | 110.1875 | 110.88 | 110.88
SCH-MK4611 | 175890 | 1 | 134342 | PNEUMATIC ACTUATOR, 11 SQ-IN, 5-10# SPRI | SCHNEIDER ELECTRIC BUILDINGS AMERICAS, INC | MK-4611 | 110.1875 | 92.0591 | N | 110.1875 | 110.88 | 110.88
SCH-MK4611 | 175891 | 2 | 134342 | PNEUMATIC ACTUATOR, 11 SQ-IN, 5-10# SPRI | SCHNEIDER ELECTRIC BUILDINGS AMERICAS, INC | MK-4611 | 110.1875 | 102.025 | Y | 110.1875 | 110.88 | 110.88
SCH-MK4621 | 10510 | 2 | 134342 | 11 SQ INCH PNEUMATIC ACT, 10-13PSI SPRIN | SCHNEIDER ELECTRIC BUILDINGS AMERICAS, INC | MK-4621 | 110.1875 | 106.1056 | Y | 110.1875 | 106.1056 | 110.1875
SCH-MK4621 | 166553 | 2 | 134342 | 11 SQ INCH PNEUMATIC ACT, 10-13PSI SPRIN | SCHNEIDER ELECTRIC BUILDINGS AMERICAS, INC | MK-4621 | 110.1875 | 102.025 | Y | 110.1875 | 106.1056 | 110.1875
SCH-MK4621 | 166557 | 2 | 134342 | 11 SQ INCH PNEUMATIC ACT, 10-13PSI SPRIN | SCHNEIDER ELECTRIC BUILDINGS AMERICAS, INC | MK-4621 | 110.1875 | 102.03 | Y | 110.1875 | 106.1056 | 110.1875
SCH-MK4621 | 166559 | 1 | 134342 | 11 SQ INCH PNEUMATIC ACT, 10-13PSI SPRIN | SCHNEIDER ELECTRIC BUILDINGS AMERICAS, INC | MK-4621 | 110.1875 | 102.02 | N | 110.1875 | 106.1056 | 110.1875
SCH-MK4621 | 175891 | 3 | 134342 | 11 SQ INCH PNEUMATIC ACT, 10-13PSI SPRIN | SCHNEIDER ELECTRIC BUILDINGS AMERICAS, INC | MK-4621 | 110.1875 | 102.0267 | Y | 110.1875 | 106.1056 | 110.1875
SCH-MK4801 | 10510 | 1 | 134342 | MK-4801 11 sq. in. 3-8 Spring VB-90 | SCHNEIDER ELECTRIC BUILDINGS AMERICAS, INC | MK-4801 | 166.5675 | 167.62 | N | 166.5675 | 167.62 | 167.62
SCH-MK4811 | 166553 | 2 | 134342 | Pneumatic Valve Act 5-10# | SCHNEIDER ELECTRIC BUILDINGS AMERICAS, INC | MK-4811 | 166.5675 | 83.835 | N | 166.5675 | 93.23 | 166.5675
SCH-MK4811 | 173042 | 3 | 134342 | Pneumatic Valve Act 5-10# | SCHNEIDER ELECTRIC BUILDINGS AMERICAS, INC | MK-4811 | 166.5675 | 93.23 | N | 166.5675 | 93.23 | 166.5675
SCH-MK4821 | 166553 | 1 | 134342 | MK-4821 11 sq. in. 8-13 Spring | SCHNEIDER ELECTRIC BUILDINGS AMERICAS, INC | MK-4821 | 166.5675 | 131.418 | N | 166.5675 | 131.418 | 166.5675
SCH-MK4821 | 175891 | 1 | 134342 | MK-4821 11 sq. in. 8-13 Spring | SCHNEIDER ELECTRIC BUILDINGS AMERICAS, INC | MK-4821 | 166.5675 | 91.63 | N | 166.5675 | 131.418 | 166.5675
SCH-MK6601 | 10510 | 1 | 134342 | Valve Actuator, 50 sq. in.3-8 spring | SCHNEIDER ELECTRIC BUILDINGS AMERICAS, INC | MK-6601 | 263.0175 | 222.222 | Y | 263.0175 | 222.222 | 263.0175
SCH-MK6621 | 10510 | 2 | 134342 | Proportional Valve Actuator, 50 sq. in., | SCHNEIDER ELECTRIC BUILDINGS AMERICAS, INC | MK-6621 | 258.1475 | 243.535 | Y | 258.1475 | 243.535 | 258.1475
SCH-MK6911 | 166561 | 1 | 134342 | PROP VLV ACT, 5-10 SPRG, 50 SQUARE I | SCHNEIDER ELECTRIC BUILDINGS AMERICAS, INC | MK-6911 | 563.1775 | 307.3811 | N | 563.1775 | 307.3811 | 563.1775
SCH-MK7121 | 10510 | 1 | 134342 | TAC 8-13 pneumatic valve actuator | SCHNEIDER ELECTRIC BUILDINGS AMERICAS, INC | MK-7121 | 354.8875 | 312.17 | Y | 354.8875 | 312.17 | 354.8875
SCH-MNS2 | 175891 | 3 | 134065 | Micronet Temp Sensor w/ & Overide | SIEMENS INDUSTRY, INC. | MNS2 | 36.85 | 36.85 | N | 36.85 | 36.85 | 36.85
SCH-MP2150500 | 175888 | 3 | 134342 | Prop. Act NSR, 120V, 50 lb-in, w/SPD | SCHNEIDER ELECTRIC BUILDINGS AMERICAS, INC | MP-2150-500 | 457.0825 | 411.7856 | N | 457.0825 | 415.09 | 457.0825
SCH-MP2150500 | 175891 | 2 | 134342 | Prop. Act NSR, 120V, 50 lb-in, w/SPD | SCHNEIDER ELECTRIC BUILDINGS AMERICAS, INC | MP-2150-500 | 457.0825 | 415.09 | Y | 457.0825 | 415.09 | 457.0825
SCH-MP371 | 175891 | 3 | 134342 | Act (MP-371): Elec, Prop, 2-12 VDC, SR, | SCHNEIDER ELECTRIC BUILDINGS AMERICAS, INC | MP-371 | 663.4125 | 436.28 | N | 663.4125 | 436.28 | 663.4125
SCH-MP453 | 175888 | 2 | 134342 | SCHNEIDER ELECTRIC 120V 90-DEGREE | SCHNEIDER ELECTRIC BUILDINGS AMERICAS, INC | MP-453 | 629.405 | 577.44 | Y | 629.405 | 577.44 | 629.405
SCH-MP453 | 175891 | 1 | 134342 | SCHNEIDER ELECTRIC 120V 90-DEGREE | SCHNEIDER ELECTRIC BUILDINGS AMERICAS, INC | MP-453 | 629.405 | 577.44 | Y | 629.405 | 577.44 | 629.405
SCH-MP461112002 | 10510 | 0 | 134342 | ACT PR SR 120V 50T TB | SCHNEIDER ELECTRIC BUILDINGS AMERICAS, INC | MP-461-112-0-02 | 988.7675 | 988.7675 | N | 988.7675 | 988.7675 | 988.7675
SCH-MP465 | 175891 | 1 | 134342 | Proportional 6-9V, SR, 120V, 50 lb-i | SCHNEIDER ELECTRIC BUILDINGS AMERICAS, INC | MP-465 | 692.605 | 553.0344 | N | 692.605 | 553.0344 | 692.605
SCH-MP471600 | 175888 | 1 | 134342 | Actuator 2-12vdc-9v, SR, 50#, Rotary | SCHNEIDER ELECTRIC BUILDINGS AMERICAS, INC | MP-471-600 | 925.57 | 857.01 | N | 925.57 | 857.01 | 925.57
SCH-MP485 | 166561 | 2 | 134342 | Elec.Prop.act.2-12vdc;NSR;120v | SCHNEIDER ELECTRIC BUILDINGS AMERICAS, INC | MP-485 | 602.83 | 553.06 | N | 602.83 | 553.06 | 602.83
SCH-MP5210 | 10510 | 1 | 134342 | MP-5210 120V, 50/60 Hz (8/Case) | SCHNEIDER ELECTRIC BUILDINGS AMERICAS, INC | MP-5210 | 313.91 | 287.99 | Y | 313.91 | 287.99 | 313.91
SCH-MP5210 | 166553 | 2 | 134342 | MP-5210 120V, 50/60 Hz (8/Case) | SCHNEIDER ELECTRIC BUILDINGS AMERICAS, INC | MP-5210 | 313.91 | 237.9085 | N | 313.91 | 287.99 | 313.91
SCH-MP5210 | 166557 | 1 | 134342 | MP-5210 120V, 50/60 Hz (8/Case) | SCHNEIDER ELECTRIC BUILDINGS AMERICAS, INC | MP-5210 | 313.91 | 250.43 | Y | 313.91 | 287.99 | 313.91
SCH-MP5210 | 166559 | 1 | 134342 | MP-5210 120V, 50/60 Hz (8/Case) | SCHNEIDER ELECTRIC BUILDINGS AMERICAS, INC | MP-5210 | 313.91 | 250.42 | Y | 313.91 | 287.99 | 313.91
SCH-MP5210 | 166561 | 2 | 134342 | MP-5210 120V, 50/60 Hz (8/Case) | SCHNEIDER ELECTRIC BUILDINGS AMERICAS, INC | MP-5210 | 313.91 | 256.2725 | Y | 313.91 | 287.99 | 313.91
SCH-MP5210 | 175890 | 2 | 134342 | MP-5210 120V, 50/60 Hz (8/Case) | SCHNEIDER ELECTRIC BUILDINGS AMERICAS, INC | MP-5210 | 313.91 | 250.43 | Y | 313.91 | 287.99 | 313.91
SCH-MP5210 | 175891 | 6 | 134342 | MP-5210 120V, 50/60 Hz (8/Case) | SCHNEIDER ELECTRIC BUILDINGS AMERICAS, INC | MP-5210 | 313.91 | 275.47 | Y | 313.91 | 287.99 | 313.91
SCH-MP5213 | 10510 | 1 | 134342 | Proportional Hydraulic Actuator, SR, 24V | SCHNEIDER ELECTRIC BUILDINGS AMERICAS, INC | MP-5213 | 299.51 | 287.99 | Y | 299.51 | 287.99 | 299.51
SCH-MP5213 | 166553 | 2 | 134342 | Proportional Hydraulic Actuator, SR, 24V | SCHNEIDER ELECTRIC BUILDINGS AMERICAS, INC | MP-5213 | 299.51 | 268.6187 | Y | 299.51 | 287.99 | 299.51
SCH-MP5213 | 166559 | 1 | 134342 | Proportional Hydraulic Actuator, SR, 24V | SCHNEIDER ELECTRIC BUILDINGS AMERICAS, INC | MP-5213 | 299.51 | 250.43 | Y | 299.51 | 287.99 | 299.51
SCH-MP5213 | 175888 | 1 | 134342 | Proportional Hydraulic Actuator, SR, 24V | SCHNEIDER ELECTRIC BUILDINGS AMERICAS, INC | MP-5213 | 299.51 | 287.99 | Y | 299.51 | 287.99 | 299.51
SCH-MP5213 | 175891 | 6 | 134342 | Proportional Hydraulic Actuator, SR, 24V | SCHNEIDER ELECTRIC BUILDINGS AMERICAS, INC | MP-5213 | 299.51 | 275.47 | Y | 299.51 | 287.99 | 299.51
SCH-MP5213500 | 173042 | 2 | 134342 | ACTUATOR | SCHNEIDER ELECTRIC BUILDINGS AMERICAS, INC | MP-5213-500 | 319.1025 | 240.92 | N | 319.1025 | 240.92 | 319.1025
SCH-MP5213500 | 175891 | 3 | 134342 | ACTUATOR | SCHNEIDER ELECTRIC BUILDINGS AMERICAS, INC | MP-5213-500 | 319.1025 | 197.8855 | N | 319.1025 | 240.92 | 319.1025
SCH-MP5230 | 175891 | 2 | 134342 | ACT PR SR 120V 1.86T AP | SCHNEIDER ELECTRIC BUILDINGS AMERICAS, INC | MP-5230 | 426.5175 | 261.5381 | N | 426.5175 | 261.5381 | 426.5175
SCH-MP5410 | 166561 | 1 | 134342 | SCHNEIDER 120vAct.S/R,2-15vdc/wPosPosit. | SCHNEIDER ELECTRIC BUILDINGS AMERICAS, INC | MP-5410 | 418.21 | 473.76 | N | 418.21 | 473.76 | 473.76
SCH-MP5410 | 175891 | 1 | 134342 | SCHNEIDER 120vAct.S/R,2-15vdc/wPosPosit. | SCHNEIDER ELECTRIC BUILDINGS AMERICAS, INC | MP-5410 | 418.21 | 473.76 | N | 418.21 | 473.76 | 473.76
SCH-MP5413 | 10510 | 1 | 134342 | PROP, SR, 24 VAC, 15 INLBS, 4 COLOR COD | SCHNEIDER ELECTRIC BUILDINGS AMERICAS, INC | MP-5413 | 360.325 | 333.635 | Y | 360.325 | 333.635 | 360.325
SCH-MP5430 | 175891 | 2 | 134342 | 120V Electronic Damper Actuator | SCHNEIDER ELECTRIC BUILDINGS AMERICAS, INC | MP-5430 | 420.715 | 302.4732 | N | 420.715 | 302.4732 | 420.715
SCH-MP9750 | 166560 | 1 | 134342 | Prop,NSR, 120v,1-15vdc, 800 # Actuat | SCHNEIDER ELECTRIC BUILDINGS AMERICAS, INC | MP-9750 | 2614.1725 | 1913.91 | N | 2614.1725 | 1913.91 | 2614.1725
SCH-MPMUN0I45045 | 173042 | 1 | 134342 | Universal Controller: With Zigbee Hi | SCHNEIDER ELECTRIC BUILDINGS AMERICAS, INC | MPM-UN-0I4-5045 | 371.75 | 371.75 | N | 371.75 | 371.75 | 371.75
SCH-MPMUNEI45045 | 175891 | 3 | 134342 | UN2 ENOCEAN 902 MHZ MB HP | SCHNEIDER ELECTRIC BUILDINGS AMERICAS, INC | MPM-UN-EI4-5045 | 344.37 | 344.37 | N | 344.37 | 344.37 | 344.37
SCH-MPR5610101 | 10510 | 1 | 134342 | HYDRAULIC ACTUATOR | SCHNEIDER ELECTRIC BUILDINGS AMERICAS, INC | MPR-5610-101 | 403.795 | 331.25 | N | 403.795 | 331.25 | 403.795
SCH-MPR5613 | 175891 | 3 | 134342 | ACT PR SR 24V 15T SW | SCHNEIDER ELECTRIC BUILDINGS AMERICAS, INC | MPR-5613 | 412.785 | 341.85 | N | 412.785 | 341.85 | 412.785
SCH-MS407043 | 10770 | 4 | 134342 | Proportional, SR, 24V, 35lb-in; 2-10 vdc | SCHNEIDER ELECTRIC BUILDINGS AMERICAS, INC | MS40-7043 | 196.62 | 182.06 | Y | 196.62 | 196.62 | 196.62
SCH-MS407043 | 175891 | 1 | 134342 | Proportional, SR, 24V, 35lb-in; 2-10 vdc | SCHNEIDER ELECTRIC BUILDINGS AMERICAS, INC | MS40-7043 | 196.62 | 196.62 | Y | 196.62 | 196.62 | 196.62
SCH-MS407043501 | 175891 | 1 | 134342 | 24 V Prop. 35 lb-in SR w/Aux. Switch | SCHNEIDER ELECTRIC BUILDINGS AMERICAS, INC | MS40-7043-501 | 232.9675 | 215.71 | Y | 232.9675 | 215.71 | 232.9675
SCH-MS416340 | 175891 | 1 | 134342 | MS41-6340B-C | SCHNEIDER ELECTRIC BUILDINGS AMERICAS, INC | MS41-6340 | 524.7425 | 504.56 | Y | 524.7425 | 504.56 | 524.7425
SCH-MS617203 | 10008 | 1 | 134342 | Valve Actuator 220# 2-10vdc/4-20ma 24v | SCHNEIDER ELECTRIC BUILDINGS AMERICAS, INC | MS61-7203 | 457.3625 | 415.79 | Y | 457.3625 | 457.3625 | 457.3625
SCH-MS617203 | 166560 | 1 | 134342 | Valve Actuator 220# 2-10vdc/4-20ma 24v | SCHNEIDER ELECTRIC BUILDINGS AMERICAS, INC | MS61-7203 | 457.3625 | 457.3625 | N | 457.3625 | 457.3625 | 457.3625
SCH-N8000555P | 10510 | 1 | 134342 | POS. POS. KIT | SCHNEIDER ELECTRIC BUILDINGS AMERICAS, INC | N800-0555-P | 177.625 | 158.69 | N | 177.625 | 158.69 | 177.625
SCH-N8000555P | 175891 | 4 | 134342 | POS. POS. KIT | SCHNEIDER ELECTRIC BUILDINGS AMERICAS, INC | N800-0555-P | 177.625 | 133.5708 | N | 177.625 | 158.69 | 177.625
SCH-N8009423 | 175891 | 3 | 134342 | REPL DIAPH FOR M573 | SCHNEIDER ELECTRIC BUILDINGS AMERICAS, INC | N800-9423 | 15.043 | 12.4881 | N | 15.043 | 12.4881 | 15.043
SCH-N8009424 | 175891 | 3 | 134342 | N800-9424 Diaphragm f/M574 Actuator | SCHNEIDER ELECTRIC BUILDINGS AMERICAS, INC | N800-9424 | 38.844 | 38.8439 | N | 38.844 | 38.8439 | 38.844
SCH-NBPD0150 | 10008 | 0 | 134342 | NETBOTZ SENSOR POD | SCHNEIDER ELECTRIC BUILDINGS AMERICAS, INC | NBPD0150 | 303.5 | 0 | N | 303.5 | 0 | 303.5
SCH-NSYTRV42PE | 175888 | 49 | 134342 | SCREW TERMINAL | SCHNEIDER ELECTRIC BUILDINGS AMERICAS, INC | NSYTRV42PE | 240.1375 | 4.084 | N | 240.1375 | 4.084 | 240.1375
SCH-OYBB227 | 166559 | 17 | 168837 | ACTUATOR MOUNTING NUT | Altech Corporation | OYBB-227 | 2.162 | 2.0788 | N | 2.162 | 2.0788 | 2.162
SCH-P12774 | 166561 | 1 | 134342 | Socket Relay 3PDT 240v | SCHNEIDER ELECTRIC BUILDINGS AMERICAS, INC | P12774 | 23.41 | 23.41 | N | 23.41 | 23.41 | 23.41
SCH-PAS02 | 166557 | 1 | 134342 | PRESS DRY SWITCH .2-2inWC | SCHNEIDER ELECTRIC BUILDINGS AMERICAS, INC | PAS02 | 23.28 | 16.75 | N | 23.28 | 16.75 | 23.28
SCH-PC110 | 173042 | 2 | 134342 | SPDT DIFF SWITCH | SCHNEIDER ELECTRIC BUILDINGS AMERICAS, INC | PC-110 | 183.3325 | 144.25 | N | 183.3325 | 144.25 | 183.3325
SCH-PC110 | 175891 | 1 | 134342 | SPDT DIFF SWITCH | SCHNEIDER ELECTRIC BUILDINGS AMERICAS, INC | PC-110 | 183.3325 | 72.1515 | N | 183.3325 | 144.25 | 183.3325
SCH-PC301 | 166561 | 1 | 134342 | Diff Static Press Switch | SCHNEIDER ELECTRIC BUILDINGS AMERICAS, INC | PC-301 | 99.1325 | 78.2 | N | 99.1325 | 78.2 | 99.1325
SCH-PHX07S | 10510 | 1 | 134342 | PRESSURE WET PANEL 0-100PSIG | SCHNEIDER ELECTRIC BUILDINGS AMERICAS, INC | PHX07S | 260.5 | 302.91 | Y | 260.5 | 381.67 | 381.67
SCH-PHX07S | 175891 | 1 | 134342 | PRESSURE WET PANEL 0-100PSIG | SCHNEIDER ELECTRIC BUILDINGS AMERICAS, INC | PHX07S | 260.5 | 381.67 | N | 260.5 | 381.67 | 381.67
SCH-PKG1019 | 166553 | 4 | 134342 | Mounting Kit for TK1xxx thermostats | SCHNEIDER ELECTRIC BUILDINGS AMERICAS, INC | PKG-1019 | 30.575 | 16.092 | N | 30.575 | 16.092 | 30.575
SCH-PND0021 | 10008 | 1 | 134342 | Diaphragm for MK-3000 series actuators | SCHNEIDER ELECTRIC BUILDINGS AMERICAS, INC | PND-002-1 | 20.7875 | 24.8 | N | 20.7875 | 24.8 | 24.8
SCH-PND0021 | 10510 | 7 | 134342 | Diaphragm for MK-3000 series actuators | SCHNEIDER ELECTRIC BUILDINGS AMERICAS, INC | PND-002-1 | 20.7875 | 19.61 | Y | 20.7875 | 24.8 | 24.8
SCH-PND0021 | 175888 | 8 | 134342 | Diaphragm for MK-3000 series actuators | SCHNEIDER ELECTRIC BUILDINGS AMERICAS, INC | PND-002-1 | 20.7875 | 15.2128 | N | 20.7875 | 24.8 | 24.8
SCH-PND0021 | 175891 | 4 | 134342 | Diaphragm for MK-3000 series actuators | SCHNEIDER ELECTRIC BUILDINGS AMERICAS, INC | PND-002-1 | 20.7875 | 19.61 | Y | 20.7875 | 24.8 | 24.8
SCH-PND202 | 10510 | 11 | 134342 | Diaphragm MK-7100-0-0-1 Ser | SCHNEIDER ELECTRIC BUILDINGS AMERICAS, INC | PND-202 | 28.6525 | 27.1531 | Y | 28.6525 | 27.1531 | 28.6525
SCH-PND202 | 175888 | 2 | 134342 | Diaphragm MK-7100-0-0-1 Ser | SCHNEIDER ELECTRIC BUILDINGS AMERICAS, INC | PND-202 | 28.6525 | 25.1089 | N | 28.6525 | 27.1531 | 28.6525
SCH-PND202 | 175891 | 5 | 134342 | Diaphragm MK-7100-0-0-1 Ser | SCHNEIDER ELECTRIC BUILDINGS AMERICAS, INC | PND-202 | 28.6525 | 26.56 | Y | 28.6525 | 27.1531 | 28.6525
SCH-PNV002 | 10510 | 15 | 134342 | Diaphragm MK-4400, 4600, 47 | SCHNEIDER ELECTRIC BUILDINGS AMERICAS, INC | PNV-002 | 19.415 | 17.5017 | Y | 19.415 | 17.5017 | 19.415
SCH-PNV002 | 166561 | 3 | 134342 | Diaphragm MK-4400, 4600, 47 | SCHNEIDER ELECTRIC BUILDINGS AMERICAS, INC | PNV-002 | 19.415 | 16.5 | N | 19.415 | 17.5017 | 19.415
SCH-PNV002 | 175891 | 1 | 134342 | Diaphragm MK-4400, 4600, 47 | SCHNEIDER ELECTRIC BUILDINGS AMERICAS, INC | PNV-002 | 19.415 | 17.49 | Y | 19.415 | 17.5017 | 19.415
SCH-PNV1021 | 10008 | 2 | 134342 | Diaphragm | SCHNEIDER ELECTRIC BUILDINGS AMERICAS, INC | PNV-102-1 | 12.855 | 11.58 | Y | 12.855 | 11.58 | 12.855
SCH-PNV1021 | 10510 | 1 | 134342 | Diaphragm | SCHNEIDER ELECTRIC BUILDINGS AMERICAS, INC | PNV-102-1 | 12.855 | 11.58 | Y | 12.855 | 11.58 | 12.855
SCH-PNV1021 | 175888 | 2 | 134342 | Diaphragm | SCHNEIDER ELECTRIC BUILDINGS AMERICAS, INC | PNV-102-1 | 12.855 | 11.58 | Y | 12.855 | 11.58 | 12.855
SCH-PNV1021 | 175891 | 6 | 134342 | Diaphragm | SCHNEIDER ELECTRIC BUILDINGS AMERICAS, INC | PNV-102-1 | 12.855 | 11.58 | Y | 12.855 | 11.58 | 12.855
SCH-PNV202 | 10510 | 1 | 134342 | PNV-202 Diaphragm MK-6600, -6700, - | SCHNEIDER ELECTRIC BUILDINGS AMERICAS, INC | PNV-202 | 51.415 | 47.1611 | Y | 51.415 | 47.17 | 51.415
SCH-PNV202 | 166559 | 1 | 134342 | PNV-202 Diaphragm MK-6600, -6700, - | SCHNEIDER ELECTRIC BUILDINGS AMERICAS, INC | PNV-202 | 51.415 | 47.17 | Y | 51.415 | 47.17 | 51.415
SCH-PNV202 | 173042 | 1 | 134342 | PNV-202 Diaphragm MK-6600, -6700, - | SCHNEIDER ELECTRIC BUILDINGS AMERICAS, INC | PNV-202 | 51.415 | 42.75 | N | 51.415 | 47.17 | 51.415
SCH-PNV202 | 175890 | 4 | 134342 | PNV-202 Diaphragm MK-6600, -6700, - | SCHNEIDER ELECTRIC BUILDINGS AMERICAS, INC | PNV-202 | 51.415 | 47.17 | Y | 51.415 | 47.17 | 51.415
SCH-PNV202 | 175891 | 6 | 134342 | PNV-202 Diaphragm MK-6600, -6700, - | SCHNEIDER ELECTRIC BUILDINGS AMERICAS, INC | PNV-202 | 51.415 | 47.17 | Y | 51.415 | 47.17 | 51.415
SCH-PS24S30W | 175891 | 1 | 134342 | POWER SUPPLY 24VDC 30W | SCHNEIDER ELECTRIC BUILDINGS AMERICAS, INC | PS24-S30W | 90.04 | 104.097 | N | 90.04 | 104.097 | 104.097
SCH-PW2LX03BP | 175891 | 0 | 134342 | PRS WET 2W NEMA4 LCD 0-50PSID | SCHNEIDER ELECTRIC BUILDINGS AMERICAS, INC | PW2LX03BP | 526.43 | 482.96 | N | 526.43 | 482.96 | 526.43
SCH-PW2LX03S | 175891 | 4 | 134342 | DIFF PR XDCR LCD 20MA 50 PSI | SCHNEIDER ELECTRIC BUILDINGS AMERICAS, INC | PW2LX03S | 304.77 | 279.61 | Y | 304.77 | 279.61 | 304.77
SCH-PW2LX04S | 166559 | 3 | 134342 | DIFF PR XDCR LCD 20MA 100 PSI | SCHNEIDER ELECTRIC BUILDINGS AMERICAS, INC | PW2LX04S | 304.77 | 296.3833 | Y | 304.77 | 296.3833 | 304.77
SCH-PW2LX04S | 175891 | 4 | 134342 | DIFF PR XDCR LCD 20MA 100 PSI | SCHNEIDER ELECTRIC BUILDINGS AMERICAS, INC | PW2LX04S | 304.77 | 279.61 | Y | 304.77 | 296.3833 | 304.77
SCH-PW2LX05S | 166557 | 1 | 134342 | DIFF PR XDCR LCD 20MA 250 PSI | SCHNEIDER ELECTRIC BUILDINGS AMERICAS, INC | PW2LX05S | 304.77 | 422.21 | N | 304.77 | 422.21 | 422.21
SCH-PW2XX03BP | 166559 | 1 | 134342 | WET DP TRANSDUCER 0-50PSI | SCHNEIDER ELECTRIC BUILDINGS AMERICAS, INC | PW2XX03BP | 459.93 | 618.34 | N | 459.93 | 618.34 | 618.34
SCH-PWLX04S | 166559 | 0 | 134342 | DIFF PR XMTR LCD 0-100 | SCHNEIDER ELECTRIC BUILDINGS AMERICAS, INC | PWLX04S | 304.77 | 384.01 | Y | 304.77 | 384.01 | 384.01
SCH-PWLX04S | 166561 | 1 | 134342 | DIFF PR XMTR LCD 0-100 | SCHNEIDER ELECTRIC BUILDINGS AMERICAS, INC | PWLX04S | 304.77 | 279.61 | Y | 304.77 | 384.01 | 384.01
SCH-PWLX05S | 166559 | 1 | 134342 | PRESS WET NEMA 4 LCD 0-250PSID | SCHNEIDER ELECTRIC BUILDINGS AMERICAS, INC | PWLX05S | 304.77 | 313.1633 | Y | 304.77 | 313.1633 | 313.1633
SCH-PWLX05S | 173042 | 6 | 134342 | PRESS WET NEMA 4 LCD 0-250PSID | SCHNEIDER ELECTRIC BUILDINGS AMERICAS, INC | PWLX05S | 304.77 | 279.61 | N | 304.77 | 313.1633 | 313.1633
SCH-PWRLX05S006A | 166559 | 0 | 134342 | PRSR WET RMT LCD 0-250PSID 6FT | SCHNEIDER ELECTRIC BUILDINGS AMERICAS, INC | PWRLX05S006A | 443.5 | 443.5 | N | 443.5 | 443.5 | 443.5
SCH-PWXX03S | 10510 | 2 | 134342 | PRESSURE DIFF WET WALL, 0-50psig | SCHNEIDER ELECTRIC BUILDINGS AMERICAS, INC | PWXX03S | 238.27 | 249.435 | Y | 238.27 | 264.79 | 264.79
SCH-PWXX03S | 166559 | 1 | 134342 | PRESSURE DIFF WET WALL, 0-50psig | SCHNEIDER ELECTRIC BUILDINGS AMERICAS, INC | PWXX03S | 238.27 | 238.27 | N | 238.27 | 264.79 | 264.79
SCH-PWXX03S | 175891 | 1 | 134342 | PRESSURE DIFF WET WALL, 0-50psig | SCHNEIDER ELECTRIC BUILDINGS AMERICAS, INC | PWXX03S | 238.27 | 264.79 | N | 238.27 | 264.79 | 264.79
SCH-PWXX05S | 10510 | 2 | 134342 | PRESSURE DIFF WET WALL, 0-250psig | SCHNEIDER ELECTRIC BUILDINGS AMERICAS, INC | PWXX05S | 238.27 | 272.05 | Y | 238.27 | 272.05 | 272.05
SCH-PX3DLX01 | 175891 | 2 | 134342 | PRESSURE-VEL DRY DUCT LCD 1IN | SCHNEIDER ELECTRIC BUILDINGS AMERICAS, INC | PX3DLX01 | 103.58 | 95.03 | Y | 103.58 | 95.03 | 103.58
SCH-PX3DLX02 | 166557 | 2 | 134342 | PRESSURE-VEL DRY DUCT LCD 10IN | SCHNEIDER ELECTRIC BUILDINGS AMERICAS, INC | PX3DLX02 | 103.58 | 125.25 | N | 103.58 | 125.25 | 125.25
SCH-PX3DLX02 | 175891 | 2 | 134342 | PRESSURE-VEL DRY DUCT LCD 10IN | SCHNEIDER ELECTRIC BUILDINGS AMERICAS, INC | PX3DLX02 | 103.58 | 117.6981 | Y | 103.58 | 125.25 | 125.25
SCH-PX3ULN05 | 10770 | 8 | 134342 | PRESSURE-VEL DRY UNIV LCD 10IN | SCHNEIDER ELECTRIC BUILDINGS AMERICAS, INC | PX3ULN05 | 159.13 | 182.49 | Y | 159.13 | 182.49 | 182.49
SCH-PX3ULX05 | 175888 | 2 | 134342 | PRESSURE-VEL DRY UNIV LCD 10IN | SCHNEIDER ELECTRIC BUILDINGS AMERICAS, INC | PX3ULX05 | 105.73 | 101.365 | Y | 105.73 | 105.73 | 105.73
SCH-PX3ULX05 | 175891 | 2 | 134342 | PRESSURE-VEL DRY UNIV LCD 10IN | SCHNEIDER ELECTRIC BUILDINGS AMERICAS, INC | PX3ULX05 | 105.73 | 105.73 | Y | 105.73 | 105.73 | 105.73
SCH-PX3UXX05 | 166553 | 1 | 134342 | PRESSURE-VEL DRY UNIV 10IN | SCHNEIDER ELECTRIC BUILDINGS AMERICAS, INC | PX3UXX05 | 101.46 | 124.32 | N | 101.46 | 124.32 | 124.32
SCH-R820641REV2 | 175891 | 1 | 134342 | SCR PWR CTR R2 600V45A | SCHNEIDER ELECTRIC BUILDINGS AMERICAS, INC | R820-641-REV2 | 323.77 | 323.77 | N | 323.77 | 323.77 | 323.77
SCH-RE17RMEMU | 175883 | 1 | 134342 | EIGHT FUNCTION TIMER 240V 8AMP | SCHNEIDER ELECTRIC BUILDINGS AMERICAS, INC | RE17RMEMU | 60.2625 | 65.59 | N | 60.2625 | 65.59 | 65.59
SCH-RGZE1S35M | 10008 | 100 | 134342 | Harmony, Socket with clamp, for RXG1 rel | SCHNEIDER ELECTRIC BUILDINGS AMERICAS, INC | RGZE1S35M | 40.0625 | 3.407 | N | 40.0625 | 3.407 | 40.0625
SCH-RKSR4000 | 10510 | 1 | 134342 | Universal Receiver Controller | SCHNEIDER ELECTRIC BUILDINGS AMERICAS, INC | RKSR-4000 | 691.4925 | 272.705 | Y | 691.4925 | 634.4 | 691.4925
SCH-RKSR4000 | 175888 | 1 | 134342 | Universal Receiver Controller | SCHNEIDER ELECTRIC BUILDINGS AMERICAS, INC | RKSR-4000 | 691.4925 | 634.4 | Y | 691.4925 | 634.4 | 691.4925
SCH-RKSR4000 | 175891 | 1 | 134342 | Universal Receiver Controller | SCHNEIDER ELECTRIC BUILDINGS AMERICAS, INC | RKSR-4000 | 691.4925 | 409.435 | Y | 691.4925 | 634.4 | 691.4925
SCH-RPF2BF7 | 175891 | 4 | 134342 | POWER RELAY 250V 25A RPF | SCHNEIDER ELECTRIC BUILDINGS AMERICAS, INC | RPF2BF7 | 105 | 8.21 | N | 105 | 8.21 | 105
SCH-RPM12B7 | 10008 | -1 | 134342 | Plug in relay with LED, 15 AMP SPDT 24VA | SCHNEIDER ELECTRIC BUILDINGS AMERICAS, INC | RPM12B7 | 61.9575 | 5.532 | Y | 61.9575 | 5.532 | 61.9575
SCH-RPM12BD | 10008 | 152 | 134342 | Plug in relay with LED 15 AMP SPDT 24vDC | SCHNEIDER ELECTRIC BUILDINGS AMERICAS, INC | RPM12BD | 61.9575 | 9.002 | N | 61.9575 | 9.002 | 61.9575
SCH-RPM22B7 | 10008 | 70 | 134342 | Relay, Plug In | SCHNEIDER ELECTRIC BUILDINGS AMERICAS, INC | RPM22B7 | 78.7325 | 7.03 | Y | 78.7325 | 7.03 | 78.7325
SCH-RPM22BD | 10008 | 20 | 134342 | PLUG-IN RELAY 250V 15ARPM | SCHNEIDER ELECTRIC BUILDINGS AMERICAS, INC | RPM22BD | 78.7325 | 6.5 | N | 78.7325 | 6.5 | 78.7325
SCH-RPM22F7 | 10008 | 5 | 134342 | PLUG IN RELAY 250V 15A | SCHNEIDER ELECTRIC BUILDINGS AMERICAS, INC | RPM22F7 | 125.3675 | 10.35 | Y | 125.3675 | 12.5367 | 125.3675
SCH-RPM22F7 | 173042 | 8 | 134342 | PLUG IN RELAY 250V 15A | SCHNEIDER ELECTRIC BUILDINGS AMERICAS, INC | RPM22F7 | 125.3675 | 12.5367 | N | 125.3675 | 12.5367 | 125.3675
SCH-RPM32B7 | 10008 | 7 | 134342 | Relay 3-Pole 24 Vac | SCHNEIDER ELECTRIC BUILDINGS AMERICAS, INC | RPM32B7 | 105.9875 | 8.75 | N | 105.9875 | 8.75 | 105.9875
SCH-RPM32F7 | 10008 | 7 | 134342 | PLUG-IN RELAY 250V 15A RPM | SCHNEIDER ELECTRIC BUILDINGS AMERICAS, INC | RPM32F7 | 105.9875 | 8.75 | N | 105.9875 | 8.75 | 105.9875
SCH-RPZF1 | 10008 | 56 | 134342 | PLUG-IN RELAY 250V | SCHNEIDER ELECTRIC BUILDINGS AMERICAS, INC | RPZF1 | 53.48 | 4.4273 | Y | 53.48 | 4.4273 | 53.48
SCH-RPZF2 | 10008 | 52 | 134342 | PLUG IN RELAY 250V 15A RPM | SCHNEIDER ELECTRIC BUILDINGS AMERICAS, INC | RPZF2 | 101.1425 | 9.031 | Y | 101.1425 | 9.031 | 101.1425
SCH-RSL1PVBU | 166559 | 10 | 134342 | RELAY AND SCREW CONNECTOR | SCHNEIDER ELECTRIC BUILDINGS AMERICAS, INC | RSL1PVBU | 169.58 | 14.42 | N | 169.58 | 14.42 | 169.58
SCH-RXM021BN | 10008 | 34 | 134342 | RELAY MOD 24-60V RXM | SCHNEIDER ELECTRIC BUILDINGS AMERICAS, INC | RXM021BN | 47.24 | 2.0085 | N | 47.24 | 2.0085 | 47.24
SCH-RXM2AB2B7 | 10008 | 8 | 134342 | PLUG-IN RELAY 250V 12A RXM+OPT | SCHNEIDER ELECTRIC BUILDINGS AMERICAS, INC | RXM2AB2B7 | 72.6775 | 6.18 | N | 72.6775 | 6.18 | 72.6775
SCH-RXM3AB2B7 | 10008 | 29 | 134342 | PLUG IN RELAY 250V | SCHNEIDER ELECTRIC BUILDINGS AMERICAS, INC | RXM3AB2B7 | 75.7075 | 4.728 | N | 75.7075 | 4.728 | 75.7075
SCH-RXM4AB2B7 | 10008 | 1 | 134342 | PLUG IN RELAY 250V 6A RXM | SCHNEIDER ELECTRIC BUILDINGS AMERICAS, INC | RXM4AB2B7 | 87.82 | 7.08 | N | 87.82 | 7.25 | 87.82
SCH-RXM4AB2B7 | 10770 | 2 | 134342 | PLUG IN RELAY 250V 6A RXM | SCHNEIDER ELECTRIC BUILDINGS AMERICAS, INC | RXM4AB2B7 | 87.82 | 7.25 | N | 87.82 | 7.25 | 87.82
SCH-RXZE2M114 | 10770 | 2 | 134342 | RELAY SOCKET 300V 10A RUZ+OPTI | SCHNEIDER ELECTRIC BUILDINGS AMERICAS, INC | RXZE2M114 | 62.14 | 5.13 | N | 62.14 | 5.13 | 62.14
SCH-RXZE2S108M | 10008 | 8 | 134342 | RELAY SOCKET 300V | SCHNEIDER ELECTRIC BUILDINGS AMERICAS, INC | RXZE2S108M | 62.14 | 5.284 | N | 62.14 | 5.284 | 62.14
SCH-RXZE2S111M | 10008 | 9 | 134342 | RELAY SOCKET 300V 10A RUZ +OPT | SCHNEIDER ELECTRIC BUILDINGS AMERICAS, INC | RXZE2S111M | 62.14 | 5.2231 | N | 62.14 | 5.2231 | 62.14
SCH-RXZE2S114M | 10008 | 6 | 134342 | RELAY SOCKET 300V 10A | SCHNEIDER ELECTRIC BUILDINGS AMERICAS, INC | RXZE2S114M | 62.14 | 5.31 | N | 62.14 | 5.31 | 62.14
SCH-RYB72104 | 175891 | 5 | 134342 | STEM/PLUG KIT | SCHNEIDER ELECTRIC BUILDINGS AMERICAS, INC | RYB-721-04 | 51.9925 | 51.8409 | N | 51.9925 | 51.8409 | 51.9925
SCH-RYB72206 | 175888 | 1 | 134342 | STEM/PLUG KIT | SCHNEIDER ELECTRIC BUILDINGS AMERICAS, INC | RYB-722-06 | 52.9475 | 27.95 | N | 52.9475 | 88.06 | 88.06
SCH-RYB72206 | 175891 | 1 | 134342 | STEM/PLUG KIT | SCHNEIDER ELECTRIC BUILDINGS AMERICAS, INC | RYB-722-06 | 52.9475 | 88.06 | N | 52.9475 | 88.06 | 88.06
SCH-SCR210B | 10510 | 1 | 134342 | ROOM CO2 TRANS I/NET | SCHNEIDER ELECTRIC BUILDINGS AMERICAS, INC | SCR210B | 25000 | 308.33 | N | 25000 | 308.33 | 25000
SCH-SE3010W1045 | 173042 | 3 | 134342 | Temperature Sensor: Room, 10K Ohm Ty | SCHNEIDER ELECTRIC BUILDINGS AMERICAS, INC | SE3010W1045 | 22.95 | 22.95 | N | 22.95 | 22.95 | 22.95
SCH-SE7350C5045B | 175891 | 1 | 134342 | LWV FCU BN RH ONOFF COMM | SCHNEIDER ELECTRIC BUILDINGS AMERICAS, INC | SE7350C5045B | 236.655 | 223.2914 | N | 236.655 | 223.2914 | 236.655
SCH-SE8650U0B00 | 175883 | 2 | 134342 | RTU HP IAQ BN RH SLV SLV | SCHNEIDER ELECTRIC BUILDINGS AMERICAS, INC | SE8650U0B00 | 285.36 | 316.8 | N | 285.36 | 316.8 | 316.8
SCH-SE8650U5B11P | 10008 | 4 | 134342 | RH ZIGBEE PIR HP RT WHITE | SCHNEIDER ELECTRIC BUILDINGS AMERICAS, INC | SE8650U5B11P | 451.0175 | 335.7575 | Y | 451.0175 | 335.7575 | 451.0175
SCH-SEDCMSP5045 | 10008 | 2 | 134342 | Occupancy Sensor; Ceiling Mounted | SCHNEIDER ELECTRIC BUILDINGS AMERICAS, INC | SEDCMSP5045 | 41.62 | 41.62 | N | 41.62 | 41.62 | 41.62
SCH-SEDWDSP5045 | 10008 | 2 | 134342 | Zigbee Pro Door & Window Switch | SCHNEIDER ELECTRIC BUILDINGS AMERICAS, INC | SEDWDSP5045 | 32.61 | 32.61 | N | 32.61 | 32.61 | 32.61
SCH-SEDWMSP5045 | 10008 | 2 | 134342 | Occupancy Sensor; Wall Mounted | SCHNEIDER ELECTRIC BUILDINGS AMERICAS, INC | SED-WMS-P-5045 | 80.6 | 41.62 | N | 80.6 | 41.62 | 80.6
SCH-SFD212FG4YA06D07 | 173042 | 1 | 134342 | SFD212FG4YA06D07 5HP 460/3 BYPASS | SCHNEIDER ELECTRIC BUILDINGS AMERICAS, INC | SFD212FG4YA06D07 | 2391.25 | 1913 | N | 2391.25 | 1913 | 2391.25
SCH-SLPSXXX | 166561 | 2 | 134342 | SENSOR TEMP BAC/MB | SCHNEIDER ELECTRIC BUILDINGS AMERICAS, INC | SLPSXXX | 58.3375 | 50.49 | N | 58.3375 | 50.49 | 58.3375
SCH-SLPWTX2 | 10008 | 1 | 134342 | SENSOR RH TOUCH BAC/MB OPTM WH | SCHNEIDER ELECTRIC BUILDINGS AMERICAS, INC | SLPWTX2 | 218.06 | 200.05 | N | 218.06 | 200.05 | 218.06
SCH-STR104 | 175891 | 2 | 134342 | THE STR100 SERIES OF ROOM SENS | SCHNEIDER ELECTRIC BUILDINGS AMERICAS, INC | STR104 | 0 | 0 | N | 0 | 0 | 0
SCH-TC1101 | 10008 | 1 | 134342 | Electric Room stat, SPDT 55-85 | SCHNEIDER ELECTRIC BUILDINGS AMERICAS, INC | TC-1101 | 124.0975 | 99 | Y | 124.0975 | 99 | 124.0975
SCH-TC1101 | 10510 | 2 | 134342 | Electric Room stat, SPDT 55-85 | SCHNEIDER ELECTRIC BUILDINGS AMERICAS, INC | TC-1101 | 124.0975 | 81.075 | N | 124.0975 | 99 | 124.0975
SCH-TC1101 | 175891 | 9 | 134342 | Electric Room stat, SPDT 55-85 | SCHNEIDER ELECTRIC BUILDINGS AMERICAS, INC | TC-1101 | 124.0975 | 68.2938 | N | 124.0975 | 99 | 124.0975
SCH-TC2931 | 173042 | 10 | 134342 | STRAP-ON CHANGEOVER 75DEG | SCHNEIDER ELECTRIC BUILDINGS AMERICAS, INC | TC-2931 | 29.3025 | 23.38 | Y | 29.3025 | 29.094 | 29.3025
SCH-TC2931 | 175888 | 0 | 134342 | STRAP-ON CHANGEOVER 75DEG | SCHNEIDER ELECTRIC BUILDINGS AMERICAS, INC | TC-2931 | 29.3025 | 29.094 | N | 29.3025 | 29.094 | 29.3025
SCH-TC2931 | 175890 | 6 | 134342 | STRAP-ON CHANGEOVER 75DEG | SCHNEIDER ELECTRIC BUILDINGS AMERICAS, INC | TC-2931 | 29.3025 | 23.7673 | Y | 29.3025 | 29.094 | 29.3025
SCH-TC2974 | 10510 | 1 | 134342 | TC-2974B-C | SCHNEIDER ELECTRIC BUILDINGS AMERICAS, INC | TC-2974 | 146.505 | 101.42 | N | 146.505 | 101.42 | 146.505
SCH-TC5231 | 166561 | 4 | 134342 | FREEZE STAT, 35-60F, 20 CAP, | SCHNEIDER ELECTRIC BUILDINGS AMERICAS, INC | TC-5231 | 119.9825 | 99.29 | Y | 119.9825 | 99.29 | 119.9825
SCH-TC5231 | 175891 | 1 | 134342 | FREEZE STAT, 35-60F, 20 CAP, | SCHNEIDER ELECTRIC BUILDINGS AMERICAS, INC | TC-5231 | 119.9825 | 68.47 | Y | 119.9825 | 99.29 | 119.9825
SCH-TC5232 | 10008 | 1 | 134342 | Auto Reset 35 to 60F withDual Output | SCHNEIDER ELECTRIC BUILDINGS AMERICAS, INC | TC-5232 | 155.6825 | 105.6 | N | 155.6825 | 105.6 | 155.6825
SCH-TC5232 | 173042 | 1 | 134342 | Auto Reset 35 to 60F withDual Output | SCHNEIDER ELECTRIC BUILDINGS AMERICAS, INC | TC-5232 | 155.6825 | 89 | N | 155.6825 | 105.6 | 155.6825
SCH-TC5241 | 10008 | 1 | 134342 | FREEZE STAT, 34-60F, 20 CAP, | SCHNEIDER ELECTRIC BUILDINGS AMERICAS, INC | TC-5241 | 118.445 | 91.8025 | Y | 118.445 | 98.02 | 118.445
SCH-TC5241 | 10510 | 1 | 134342 | FREEZE STAT, 34-60F, 20 CAP, | SCHNEIDER ELECTRIC BUILDINGS AMERICAS, INC | TC-5241 | 118.445 | 89.3722 | Y | 118.445 | 98.02 | 118.445
SCH-TC5241 | 166561 | 1 | 134342 | FREEZE STAT, 34-60F, 20 CAP, | SCHNEIDER ELECTRIC BUILDINGS AMERICAS, INC | TC-5241 | 118.445 | 98.02 | Y | 118.445 | 98.02 | 118.445
SCH-TC5241 | 175883 | 2 | 134342 | FREEZE STAT, 34-60F, 20 CAP, | SCHNEIDER ELECTRIC BUILDINGS AMERICAS, INC | TC-5241 | 118.445 | 79.9776 | Y | 118.445 | 98.02 | 118.445
SCH-TC5241 | 175888 | 6 | 134342 | FREEZE STAT, 34-60F, 20 CAP, | SCHNEIDER ELECTRIC BUILDINGS AMERICAS, INC | TC-5241 | 118.445 | 61.6467 | N | 118.445 | 98.02 | 118.445
SCH-TC5241 | 175890 | 4 | 134342 | FREEZE STAT, 34-60F, 20 CAP, | SCHNEIDER ELECTRIC BUILDINGS AMERICAS, INC | TC-5241 | 118.445 | 58.1545 | N | 118.445 | 98.02 | 118.445
SCH-TC5241 | 175891 | 14 | 134342 | FREEZE STAT, 34-60F, 20 CAP, | SCHNEIDER ELECTRIC BUILDINGS AMERICAS, INC | TC-5241 | 118.445 | 59.9405 | Y | 118.445 | 98.02 | 118.445
SCH-TDBTR00 | 166553 | 1 | 134342 | TEMP DUCT 4 IN 100K | SCHNEIDER ELECTRIC BUILDINGS AMERICAS, INC | TDBTR00 | 6.49 | 6.49 | N | 6.49 | 6.49 | 6.49
SCH-TF1111 | 175891 | 1 | 134342 | Floating-Neutral Center, 55 to 85F ( | SCHNEIDER ELECTRIC BUILDINGS AMERICAS, INC | TF-1111 | 243.8775 | 91.8427 | N | 243.8775 | 91.8427 | 243.8775
SCH-TFBCR00 | 166559 | 2 | 134342 | DUCT TEMP SENSOR | SCHNEIDER ELECTRIC BUILDINGS AMERICAS, INC | TFBCR00 | 12.6 | 9 | N | 12.6 | 9 | 12.6
SCH-THC3 | 175891 | 3 | 134342 | THC-3 | SCHNEIDER ELECTRIC BUILDINGS AMERICAS, INC | THC-3 | 206.1375 | 268.55 | N | 206.1375 | 268.55 | 268.55
SCH-THCR4 | 173042 | 1 | 134342 | ENTHALPY CONTROLLER | SCHNEIDER ELECTRIC BUILDINGS AMERICAS, INC | THCR-4 | 324.375 | 208.25 | N | 324.375 | 208.25 | 324.375
SCH-TJBDR02 | 175883 | 1 | 134342 | TEMP VAV 4 IN SS PROBE W/PLT 1 | SCHNEIDER ELECTRIC BUILDINGS AMERICAS, INC | TJBDR02 | 14.08 | 11.75 | N | 14.08 | 11.75 | 14.08
SCH-TK1001 | 10510 | 29 | 134342 | Thermostat, Direct Acting | SCHNEIDER ELECTRIC BUILDINGS AMERICAS, INC | TK-1001 | 172.7025 | 135.6955 | Y | 172.7025 | 161.6644 | 172.7025
SCH-TK1001 | 166553 | 6 | 134342 | Thermostat, Direct Acting | SCHNEIDER ELECTRIC BUILDINGS AMERICAS, INC | TK-1001 | 172.7025 | 154.308 | Y | 172.7025 | 161.6644 | 172.7025
SCH-TK1001 | 166557 | 4 | 134342 | Thermostat, Direct Acting | SCHNEIDER ELECTRIC BUILDINGS AMERICAS, INC | TK-1001 | 172.7025 | 115.1088 | Y | 172.7025 | 161.6644 | 172.7025
SCH-TK1001 | 166559 | 3 | 134342 | Thermostat, Direct Acting | SCHNEIDER ELECTRIC BUILDINGS AMERICAS, INC | TK-1001 | 172.7025 | 161.6644 | Y | 172.7025 | 161.6644 | 172.7025
SCH-TK1001 | 166560 | 3 | 134342 | Thermostat, Direct Acting | SCHNEIDER ELECTRIC BUILDINGS AMERICAS, INC | TK-1001 | 172.7025 | 136.7202 | Y | 172.7025 | 161.6644 | 172.7025
SCH-TK1001 | 166561 | 2 | 134342 | Thermostat, Direct Acting | SCHNEIDER ELECTRIC BUILDINGS AMERICAS, INC | TK-1001 | 172.7025 | 154.9077 | Y | 172.7025 | 161.6644 | 172.7025
SCH-TK1001 | 173042 | 2 | 134342 | Thermostat, Direct Acting | SCHNEIDER ELECTRIC BUILDINGS AMERICAS, INC | TK-1001 | 172.7025 | 137.78 | Y | 172.7025 | 161.6644 | 172.7025
SCH-TK1001 | 175888 | 2 | 134342 | Thermostat, Direct Acting | SCHNEIDER ELECTRIC BUILDINGS AMERICAS, INC | TK-1001 | 172.7025 | 147.3967 | N | 172.7025 | 161.6644 | 172.7025
SCH-TK1001 | 175891 | 1 | 134342 | Thermostat, Direct Acting | SCHNEIDER ELECTRIC BUILDINGS AMERICAS, INC | TK-1001 | 172.7025 | 158.44 | Y | 172.7025 | 161.6644 | 172.7025
SCH-TK1001600 | 166559 | 3 | 134342 | ASPIRATED THERMOSTAT | SCHNEIDER ELECTRIC BUILDINGS AMERICAS, INC | TK-1001-600 | 244.4025 | 92.57 | N | 244.4025 | 92.57 | 244.4025
SCH-TK1101 | 10510 | 3 | 134342 | Thermostat, Reverse Acting | SCHNEIDER ELECTRIC BUILDINGS AMERICAS, INC | TK-1101 | 172.7025 | 124.1826 | Y | 172.7025 | 158.44 | 172.7025
SCH-TK1101 | 166553 | 9 | 134342 | Thermostat, Reverse Acting | SCHNEIDER ELECTRIC BUILDINGS AMERICAS, INC | TK-1101 | 172.7025 | 156.1147 | Y | 172.7025 | 158.44 | 172.7025
SCH-TK1101 | 166557 | 4 | 134342 | Thermostat, Reverse Acting | SCHNEIDER ELECTRIC BUILDINGS AMERICAS, INC | TK-1101 | 172.7025 | 158.44 | Y | 172.7025 | 158.44 | 172.7025
SCH-TK1101 | 166559 | 7 | 134342 | Thermostat, Reverse Acting | SCHNEIDER ELECTRIC BUILDINGS AMERICAS, INC | TK-1101 | 172.7025 | 158.44 | Y | 172.7025 | 158.44 | 172.7025
SCH-TK1101 | 166560 | 3 | 134342 | Thermostat, Reverse Acting | SCHNEIDER ELECTRIC BUILDINGS AMERICAS, INC | TK-1101 | 172.7025 | 141.1651 | Y | 172.7025 | 158.44 | 172.7025
SCH-TK1101 | 166561 | 4 | 134342 | Thermostat, Reverse Acting | SCHNEIDER ELECTRIC BUILDINGS AMERICAS, INC | TK-1101 | 172.7025 | 158.44 | Y | 172.7025 | 158.44 | 172.7025
SCH-TK1101 | 175890 | 2 | 134342 | Thermostat, Reverse Acting | SCHNEIDER ELECTRIC BUILDINGS AMERICAS, INC | TK-1101 | 172.7025 | 126.8316 | N | 172.7025 | 158.44 | 172.7025
SCH-TK1101 | 175891 | 3 | 134342 | Thermostat, Reverse Acting | SCHNEIDER ELECTRIC BUILDINGS AMERICAS, INC | TK-1101 | 172.7025 | 118.2935 | Y | 172.7025 | 158.44 | 172.7025
SCH-TK1301 | 175891 | 3 | 134342 | THERMOSTAT | SCHNEIDER ELECTRIC BUILDINGS AMERICAS, INC | TK-1301 | 313.6875 | 313.6875 | Y | 313.6875 | 313.6875 | 313.6875
SCH-TK1711 | 10510 | 7 | 134342 | SETPOINT RM THERMO | SCHNEIDER ELECTRIC BUILDINGS AMERICAS, INC | TK-1711 | 329.545 | 191.1579 | Y | 329.545 | 191.55 | 329.545
SCH-TK1711 | 175891 | 1 | 134342 | SETPOINT RM THERMO | SCHNEIDER ELECTRIC BUILDINGS AMERICAS, INC | TK-1711 | 329.545 | 191.55 | Y | 329.545 | 191.55 | 329.545
SCH-TK1731 | 173042 | 2 | 134342 | Proportional, Dual set point, single | SCHNEIDER ELECTRIC BUILDINGS AMERICAS, INC | TK-1731 | 300.935 | 197.87 | N | 300.935 | 197.87 | 300.935
SCH-TK3001 | 173042 | 2 | 134342 | Proportional, Unitary Coiled Bulb Th | SCHNEIDER ELECTRIC BUILDINGS AMERICAS, INC | TK-3001 | 372.29 | 252.41 | N | 372.29 | 252.41 | 372.29
SCH-TK4012 | 173042 | 4 | 134342 | PNEUM BULB THERMO | SCHNEIDER ELECTRIC BUILDINGS AMERICAS, INC | TK-4012 | 495.6975 | 350.75 | N | 495.6975 | 350.75 | 495.6975
SCH-TK5101 | 10510 | 2 | 134342 | Reverse Pneumatic One-Pipe Room Tsta | SCHNEIDER ELECTRIC BUILDINGS AMERICAS, INC | TK-5101 | 148.915 | 106.1887 | Y | 148.915 | 106.1887 | 148.915
SCH-TK8124 | 175888 | 1 | 134342 | TSTAT PROP RELAY AVG RA STRAT | SCHNEIDER ELECTRIC BUILDINGS AMERICAS, INC | TK-8124 | 962.4375 | 455.9569 | N | 962.4375 | 455.9569 | 962.4375
SCH-TOOL0201 | 10008 | 1 | 134342 | PACKING WRENCH | SCHNEIDER ELECTRIC BUILDINGS AMERICAS, INC | TOOL-020-1 | 23.095 | 18.5 | N | 23.095 | 22 | 23.095
SCH-TOOL0201 | 10510 | 7 | 134342 | PACKING WRENCH | SCHNEIDER ELECTRIC BUILDINGS AMERICAS, INC | TOOL-020-1 | 23.095 | 21.9481 | Y | 23.095 | 22 | 23.095
SCH-TOOL0201 | 166553 | 2 | 134342 | PACKING WRENCH | SCHNEIDER ELECTRIC BUILDINGS AMERICAS, INC | TOOL-020-1 | 23.095 | 18.178 | N | 23.095 | 22 | 23.095
SCH-TOOL0201 | 166557 | 4 | 134342 | PACKING WRENCH | SCHNEIDER ELECTRIC BUILDINGS AMERICAS, INC | TOOL-020-1 | 23.095 | 0.01 | N | 23.095 | 22 | 23.095
SCH-TOOL0201 | 166559 | 2 | 134342 | PACKING WRENCH | SCHNEIDER ELECTRIC BUILDINGS AMERICAS, INC | TOOL-020-1 | 23.095 | 22 | N | 23.095 | 22 | 23.095
SCH-TOOL0201 | 166560 | 1 | 134342 | PACKING WRENCH | SCHNEIDER ELECTRIC BUILDINGS AMERICAS, INC | TOOL-020-1 | 23.095 | 21.13 | N | 23.095 | 22 | 23.095
SCH-TOOL0201 | 166561 | 7 | 134342 | PACKING WRENCH | SCHNEIDER ELECTRIC BUILDINGS AMERICAS, INC | TOOL-020-1 | 23.095 | 20 | N | 23.095 | 22 | 23.095
SCH-TOOL0201 | 173042 | 1 | 134342 | PACKING WRENCH | SCHNEIDER ELECTRIC BUILDINGS AMERICAS, INC | TOOL-020-1 | 23.095 | 20.86 | N | 23.095 | 22 | 23.095
SCH-TOOL0201 | 175888 | 12 | 134342 | PACKING WRENCH | SCHNEIDER ELECTRIC BUILDINGS AMERICAS, INC | TOOL-020-1 | 23.095 | 14.51 | N | 23.095 | 22 | 23.095
SCH-TOOL0201 | 175891 | 1 | 134342 | PACKING WRENCH | SCHNEIDER ELECTRIC BUILDINGS AMERICAS, INC | TOOL-020-1 | 23.095 | 21.948 | Y | 23.095 | 22 | 23.095
SCH-TOOL082 | 166553 | 8 | 134342 | POCKET WRENCH | SCHNEIDER ELECTRIC BUILDINGS AMERICAS, INC | TOOL-082 | 15.7925 | 13.6613 | Y | 15.7925 | 16.3723 | 16.3723
SCH-TOOL082 | 166557 | 3 | 134342 | POCKET WRENCH | SCHNEIDER ELECTRIC BUILDINGS AMERICAS, INC | TOOL-082 | 15.7925 | 10.49 | N | 15.7925 | 16.3723 | 16.3723
SCH-TOOL082 | 166559 | 35 | 134342 | POCKET WRENCH | SCHNEIDER ELECTRIC BUILDINGS AMERICAS, INC | TOOL-082 | 15.7925 | 15.2495 | Y | 15.7925 | 16.3723 | 16.3723
SCH-TOOL082 | 166561 | 39 | 134342 | POCKET WRENCH | SCHNEIDER ELECTRIC BUILDINGS AMERICAS, INC | TOOL-082 | 15.7925 | 15.619 | N | 15.7925 | 16.3723 | 16.3723
SCH-TOOL082 | 173042 | 11 | 134342 | POCKET WRENCH | SCHNEIDER ELECTRIC BUILDINGS AMERICAS, INC | TOOL-082 | 15.7925 | 14.5743 | N | 15.7925 | 16.3723 | 16.3723
SCH-TOOL082 | 175888 | 4 | 134342 | POCKET WRENCH | SCHNEIDER ELECTRIC BUILDINGS AMERICAS, INC | TOOL-082 | 15.7925 | 11.0947 | N | 15.7925 | 16.3723 | 16.3723
SCH-TOOL082 | 175891 | 14 | 134342 | POCKET WRENCH | SCHNEIDER ELECTRIC BUILDINGS AMERICAS, INC | TOOL-082 | 15.7925 | 16.3723 | N | 15.7925 | 16.3723 | 16.3723
SCH-TOOL0951 | 10510 | 10 | 134342 | PNEU. TEST KIT | SCHNEIDER ELECTRIC BUILDINGS AMERICAS, INC | TOOL-095-1 | 201.4425 | 181.035 | Y | 201.4425 | 181.035 | 201.4425
SCH-TOOL0951 | 173042 | 2 | 134342 | PNEU. TEST KIT | SCHNEIDER ELECTRIC BUILDINGS AMERICAS, INC | TOOL-095-1 | 201.4425 | 174.35 | Y | 201.4425 | 181.035 | 201.4425
SCH-TOOL0951 | 175888 | 2 | 134342 | PNEU. TEST KIT | SCHNEIDER ELECTRIC BUILDINGS AMERICAS, INC | TOOL-095-1 | 201.4425 | 147.1608 | N | 201.4425 | 181.035 | 201.4425
SCH-TOOL115 | 166553 | 4 | 134342 | Torx T-8 Offset Driver | SCHNEIDER ELECTRIC BUILDINGS AMERICAS, INC | TOOL115 | 4.74 | 4.74 | N | 4.74 | 4.74 | 4.74
SCH-TP1011 | 166560 | 2 | 134342 | Proportional Electric Room Thermosta | SCHNEIDER ELECTRIC BUILDINGS AMERICAS, INC | TP-1011 | 586.7 | 330.09 | Y | 586.7 | 330.09 | 586.7
SCH-TP1011 | 173042 | 1 | 134342 | Proportional Electric Room Thermosta | SCHNEIDER ELECTRIC BUILDINGS AMERICAS, INC | TP-1011 | 586.7 | 271.04 | N | 586.7 | 330.09 | 586.7
SCH-TSP8101 | 173042 | 1 | 134342 | TEMP TRANSMITTER | SCHNEIDER ELECTRIC BUILDINGS AMERICAS, INC | TSP-8101 | 70.82 | 70.82 | N | 70.82 | 70.82 | 70.82
SCH-TSP8111 | 173042 | 2 | 134342 | TEMP TRANSMITTER | SCHNEIDER ELECTRIC BUILDINGS AMERICAS, INC | TSP-8111 | 51.45 | 51.45 | N | 51.45 | 51.45 | 51.45
SCH-TW2TAXD | 10008 | 3 | 134342 | TEMP WALL TOUCH 10K T2 | SCHNEIDER ELECTRIC BUILDINGS AMERICAS, INC | TW2TAXD | 70.74 | 64.9 | Y | 70.74 | 64.9 | 70.74
SCH-TW2XAXD | 10006 | 2 | 134342 | TEMP WALL 10K T2 | SCHNEIDER ELECTRIC BUILDINGS AMERICAS, INC | TW2XAXD | 17.13 | 20.19 | N | 17.13 | 20.19 | 20.19
SCH-TW2XAXD | 10008 | 3 | 134342 | TEMP WALL 10K T2 | SCHNEIDER ELECTRIC BUILDINGS AMERICAS, INC | TW2XAXD | 17.13 | 15.16 | Y | 17.13 | 20.19 | 20.19
SCH-TW2XAXD | 166561 | 2 | 134342 | TEMP WALL 10K T2 | SCHNEIDER ELECTRIC BUILDINGS AMERICAS, INC | TW2XAXD | 17.13 | 15.16 | N | 17.13 | 20.19 | 20.19
SCH-V100 | 10008 | 2 | 134342 | RELAY ENCLOSED SPDT 10-30V | SCHNEIDER ELECTRIC BUILDINGS AMERICAS, INC | V100 | 13.4 | 9.4542 | N | 13.4 | 11.8752 | 13.4
SCH-V100 | 166553 | 16 | 134342 | RELAY ENCLOSED SPDT 10-30V | SCHNEIDER ELECTRIC BUILDINGS AMERICAS, INC | V100 | 13.4 | 11.8752 | N | 13.4 | 11.8752 | 13.4
SCH-V100 | 166557 | 2 | 134342 | RELAY ENCLOSED SPDT 10-30V | SCHNEIDER ELECTRIC BUILDINGS AMERICAS, INC | V100 | 13.4 | 9.6793 | N | 13.4 | 11.8752 | 13.4
SCH-V100 | 166559 | 4 | 134342 | RELAY ENCLOSED SPDT 10-30V | SCHNEIDER ELECTRIC BUILDINGS AMERICAS, INC | V100 | 13.4 | 11.67 | Y | 13.4 | 11.8752 | 13.4
SCH-V100 | 166561 | 5 | 134342 | RELAY ENCLOSED SPDT 10-30V | SCHNEIDER ELECTRIC BUILDINGS AMERICAS, INC | V100 | 13.4 | 11.67 | Y | 13.4 | 11.8752 | 13.4
SCH-V100 | 175883 | 5 | 134342 | RELAY ENCLOSED SPDT 10-30V | SCHNEIDER ELECTRIC BUILDINGS AMERICAS, INC | V100 | 13.4 | 9.8442 | N | 13.4 | 11.8752 | 13.4
SCH-V645 | 166553 | 20 | 134342 | RELAY COMMAND MINI SPDT 24V | SCHNEIDER ELECTRIC BUILDINGS AMERICAS, INC | V645 | 12.34 | 10.92 | Y | 12.34 | 10.92 | 12.34
SCH-VA8223556516 | 166560 | 0 | 134342 | GV 6IN 2W 370CV 2P SR 24V 133T | SCHNEIDER ELECTRIC BUILDINGS AMERICAS, INC | VA-8223-556-5-16 | 2367.8425 | 2298.88 | N | 2367.8425 | 2298.88 | 2367.8425
SCH-VB72110302 | 175891 | 1 | 134342 | GV .5IN 2W AGNPT BR 1.3CV | SCHNEIDER ELECTRIC BUILDINGS AMERICAS, INC | VB-7211-0-3-02 | 87.6175 | 76.4145 | N | 87.6175 | 76.4145 | 87.6175
SCH-VB72110304 | 10510 | 2 | 134342 | GV .5IN 2W AGNPT BR 5CV | SCHNEIDER ELECTRIC BUILDINGS AMERICAS, INC | VB-7211-0-3-04 | 88.435 | 81.89 | Y | 88.435 | 81.89 | 88.435
SCH-VB72110304 | 173042 | 2 | 134342 | GV .5IN 2W AGNPT BR 5CV | SCHNEIDER ELECTRIC BUILDINGS AMERICAS, INC | VB-7211-0-3-04 | 88.435 | 81.89 | Y | 88.435 | 81.89 | 88.435
SCH-VB72110304 | 175891 | 1 | 134342 | GV .5IN 2W AGNPT BR 5CV | SCHNEIDER ELECTRIC BUILDINGS AMERICAS, INC | VB-7211-0-3-04 | 88.435 | 81.89 | Y | 88.435 | 81.89 | 88.435
SCH-VB72110306 | 10510 | 5 | 134342 | VALVE BODY ANGLED 3/4" NPT.,N/O,8.5CV | SCHNEIDER ELECTRIC BUILDINGS AMERICAS, INC | VB-7211-0-3-06 | 117.055 | 106.3373 | Y | 117.055 | 108.149 | 117.055
SCH-VB72110306 | 173042 | 2 | 134342 | VALVE BODY ANGLED 3/4" NPT.,N/O,8.5CV | SCHNEIDER ELECTRIC BUILDINGS AMERICAS, INC | VB-7211-0-3-06 | 117.055 | 106.7315 | N | 117.055 | 108.149 | 117.055
SCH-VB72110306 | 175891 | 3 | 134342 | VALVE BODY ANGLED 3/4" NPT.,N/O,8.5CV | SCHNEIDER ELECTRIC BUILDINGS AMERICAS, INC | VB-7211-0-3-06 | 117.055 | 108.149 | Y | 117.055 | 108.149 | 117.055
SCH-VB72110308 | 10510 | 5 | 134342 | 1" ANGLE VLV BODY | SCHNEIDER ELECTRIC BUILDINGS AMERICAS, INC | VB-7211-0-3-08 | 169.28 | 158.2029 | Y | 169.28 | 158.21 | 169.28
SCH-VB72110308 | 173042 | 3 | 134342 | 1" ANGLE VLV BODY | SCHNEIDER ELECTRIC BUILDINGS AMERICAS, INC | VB-7211-0-3-08 | 169.28 | 151.025 | N | 169.28 | 158.21 | 169.28
SCH-VB72110308 | 175891 | 3 | 134342 | 1" ANGLE VLV BODY | SCHNEIDER ELECTRIC BUILDINGS AMERICAS, INC | VB-7211-0-3-08 | 169.28 | 158.21 | Y | 169.28 | 158.21 | 169.28
SCH-VB72110309 | 10510 | 3 | 134342 | 1-1/4" ANGLE VLV BODY | SCHNEIDER ELECTRIC BUILDINGS AMERICAS, INC | VB-7211-0-3-09 | 208.925 | 193.45 | Y | 208.925 | 209.3 | 209.3
SCH-VB72110309 | 173042 | 2 | 134342 | 1-1/4" ANGLE VLV BODY | SCHNEIDER ELECTRIC BUILDINGS AMERICAS, INC | VB-7211-0-3-09 | 208.925 | 209.3 | N | 208.925 | 209.3 | 209.3
SCH-VB72110309 | 175891 | 1 | 134342 | 1-1/4" ANGLE VLV BODY | SCHNEIDER ELECTRIC BUILDINGS AMERICAS, INC | VB-7211-0-3-09 | 208.925 | 193.45 | Y | 208.925 | 209.3 | 209.3
SCH-VB72110402 | 166559 | 0 | 134342 | Valve, Globe | SCHNEIDER ELECTRIC BUILDINGS AMERICAS, INC | VB-7211-0-4-02 | 85.1125 | 79.1514 | N | 85.1125 | 79.1514 | 85.1125
SCH-VB72110403 | 175891 | 1 | 134342 | Valve, Globe | SCHNEIDER ELECTRIC BUILDINGS AMERICAS, INC | VB-7211-0-4-03 | 85.1125 | 80.3 | Y | 85.1125 | 80.3 | 85.1125
SCH-VB72110404 | 10510 | 8 | 134342 | Valve, Globe 1/2 in, 2W, Globe, STR, NPT | SCHNEIDER ELECTRIC BUILDINGS AMERICAS, INC | VB-7211-0-4-04 | 85.1125 | 80.3114 | Y | 85.1125 | 87.9673 | 87.9673
SCH-VB72110404 | 173042 | 2 | 134342 | Valve, Globe 1/2 in, 2W, Globe, STR, NPT | SCHNEIDER ELECTRIC BUILDINGS AMERICAS, INC | VB-7211-0-4-04 | 85.1125 | 80.3 | Y | 85.1125 | 87.9673 | 87.9673
SCH-VB72110404 | 175888 | 1 | 134342 | Valve, Globe 1/2 in, 2W, Globe, STR, NPT | SCHNEIDER ELECTRIC BUILDINGS AMERICAS, INC | VB-7211-0-4-04 | 85.1125 | 87.9673 | N | 85.1125 | 87.9673 | 87.9673
SCH-VB72110404 | 175890 | 10 | 134342 | Valve, Globe 1/2 in, 2W, Globe, STR, NPT | SCHNEIDER ELECTRIC BUILDINGS AMERICAS, INC | VB-7211-0-4-04 | 85.1125 | 76.285 | N | 85.1125 | 87.9673 | 87.9673
SCH-VB72110404 | 175891 | 4 | 134342 | Valve, Globe 1/2 in, 2W, Globe, STR, NPT | SCHNEIDER ELECTRIC BUILDINGS AMERICAS, INC | VB-7211-0-4-04 | 85.1125 | 77.2286 | Y | 85.1125 | 87.9673 | 87.9673
SCH-VB72110406 | 10008 | 2 | 134342 | 3/4", NPT x Union, 7.5 Cv, 2-way | SCHNEIDER ELECTRIC BUILDINGS AMERICAS, INC | VB-7211-0-4-06 | 98.8775 | 71.02 | N | 98.8775 | 93.28 | 98.8775
SCH-VB72110406 | 10510 | 1 | 134342 | 3/4", NPT x Union, 7.5 Cv, 2-way | SCHNEIDER ELECTRIC BUILDINGS AMERICAS, INC | VB-7211-0-4-06 | 98.8775 | 93.28 | Y | 98.8775 | 93.28 | 98.8775
SCH-VB72110406 | 173042 | 3 | 134342 | 3/4", NPT x Union, 7.5 Cv, 2-way | SCHNEIDER ELECTRIC BUILDINGS AMERICAS, INC | VB-7211-0-4-06 | 98.8775 | 93.28 | Y | 98.8775 | 93.28 | 98.8775
SCH-VB72110406 | 175888 | 3 | 134342 | 3/4", NPT x Union, 7.5 Cv, 2-way | SCHNEIDER ELECTRIC BUILDINGS AMERICAS, INC | VB-7211-0-4-06 | 98.8775 | 76.6128 | N | 98.8775 | 93.28 | 98.8775
SCH-VB72110406 | 175890 | 10 | 134342 | 3/4", NPT x Union, 7.5 Cv, 2-way | SCHNEIDER ELECTRIC BUILDINGS AMERICAS, INC | VB-7211-0-4-06 | 98.8775 | 88.616 | N | 98.8775 | 93.28 | 98.8775
SCH-VB72110406 | 175891 | 4 | 134342 | 3/4", NPT x Union, 7.5 Cv, 2-way | SCHNEIDER ELECTRIC BUILDINGS AMERICAS, INC | VB-7211-0-4-06 | 98.8775 | 93.28 | Y | 98.8775 | 93.28 | 98.8775
SCH-VB72110408 | 10510 | 4 | 134342 | Schneider Electric 1" 2-way globe valve | SCHNEIDER ELECTRIC BUILDINGS AMERICAS, INC | VB-7211-0-4-08 | 154.775 | 136.086 | Y | 154.775 | 152.1575 | 154.775
SCH-VB72110408 | 173042 | 2 | 134342 | Schneider Electric 1" 2-way globe valve | SCHNEIDER ELECTRIC BUILDINGS AMERICAS, INC | VB-7211-0-4-08 | 154.775 | 152.1575 | Y | 154.775 | 152.1575 | 154.775
SCH-VB72110408 | 175888 | 3 | 134342 | Schneider Electric 1" 2-way globe valve | SCHNEIDER ELECTRIC BUILDINGS AMERICAS, INC | VB-7211-0-4-08 | 154.775 | 142.0022 | N | 154.775 | 152.1575 | 154.775
SCH-VB72110408 | 175890 | 10 | 134342 | Schneider Electric 1" 2-way globe valve | SCHNEIDER ELECTRIC BUILDINGS AMERICAS, INC | VB-7211-0-4-08 | 154.775 | 138.7095 | N | 154.775 | 152.1575 | 154.775
SCH-VB72110408 | 175891 | 8 | 134342 | Schneider Electric 1" 2-way globe valve | SCHNEIDER ELECTRIC BUILDINGS AMERICAS, INC | VB-7211-0-4-08 | 154.775 | 130.2988 | Y | 154.775 | 152.1575 | 154.775
SCH-VB72110409 | 10510 | 4 | 134342 | Globe Valve | SCHNEIDER ELECTRIC BUILDINGS AMERICAS, INC | VB-7211-0-4-09 | 180.9 | 173.9025 | Y | 180.9 | 173.9025 | 180.9
SCH-VB72110409 | 173042 | 1 | 134342 | Globe Valve | SCHNEIDER ELECTRIC BUILDINGS AMERICAS, INC | VB-7211-0-4-09 | 180.9 | 159.875 | N | 180.9 | 173.9025 | 180.9
SCH-VB72110409 | 175890 | 10 | 134342 | Globe Valve | SCHNEIDER ELECTRIC BUILDINGS AMERICAS, INC | VB-7211-0-4-09 | 180.9 | 162.127 | N | 180.9 | 173.9025 | 180.9
SCH-VB72130402 | 166559 | 1 | 134342 | 1/2" NPT Globe Valve 2-way 1.3CV | SCHNEIDER ELECTRIC BUILDINGS AMERICAS, INC | VB-7213-0-4-02 | 55.12 | 53 | Y | 55.12 | 53 | 55.12
SCH-VB72130402 | 175891 | 2 | 134342 | 1/2" NPT Globe Valve 2-way 1.3CV | SCHNEIDER ELECTRIC BUILDINGS AMERICAS, INC | VB-7213-0-4-02 | 55.12 | 53 | Y | 55.12 | 53 | 55.12
SCH-VB72130404 | 10510 | 2 | 134342 | 2 way 1/2" npt globe body only, normall | SCHNEIDER ELECTRIC BUILDINGS AMERICAS, INC | VB-7213-0-4-04 | 54.59 | 53.954 | Y | 54.59 | 54.325 | 54.59
SCH-VB72130404 | 166557 | 2 | 134342 | 2 way 1/2" npt globe body only, normall | SCHNEIDER ELECTRIC BUILDINGS AMERICAS, INC | VB-7213-0-4-04 | 54.59 | 51.5783 | Y | 54.59 | 54.325 | 54.59
SCH-VB72130404 | 166559 | 3 | 134342 | 2 way 1/2" npt globe body only, normall | SCHNEIDER ELECTRIC BUILDINGS AMERICAS, INC | VB-7213-0-4-04 | 54.59 | 54.325 | Y | 54.59 | 54.325 | 54.59
SCH-VB72130404 | 173042 | 1 | 134342 | 2 way 1/2" npt globe body only, normall | SCHNEIDER ELECTRIC BUILDINGS AMERICAS, INC | VB-7213-0-4-04 | 54.59 | 53 | Y | 54.59 | 54.325 | 54.59
SCH-VB72130404 | 175891 | 2 | 134342 | 2 way 1/2" npt globe body only, normall | SCHNEIDER ELECTRIC BUILDINGS AMERICAS, INC | VB-7213-0-4-04 | 54.59 | 51.7445 | Y | 54.59 | 54.325 | 54.59
SCH-VB72130406 | 10510 | 7 | 134342 | VB-7213-0-4-06 2 Way 3/4" npt globe scre | SCHNEIDER ELECTRIC BUILDINGS AMERICAS, INC | VB-7213-0-4-06 | 80.0575 | 74.6924 | Y | 80.0575 | 75.53 | 80.0575
SCH-VB72130406 | 166553 | 2 | 134342 | VB-7213-0-4-06 2 Way 3/4" npt globe scre | SCHNEIDER ELECTRIC BUILDINGS AMERICAS, INC | VB-7213-0-4-06 | 80.0575 | 70.5938 | N | 80.0575 | 75.53 | 80.0575
SCH-VB72130406 | 166557 | 1 | 134342 | VB-7213-0-4-06 2 Way 3/4" npt globe scre | SCHNEIDER ELECTRIC BUILDINGS AMERICAS, INC | VB-7213-0-4-06 | 80.0575 | 73.2147 | N | 80.0575 | 75.53 | 80.0575
SCH-VB72130406 | 166559 | 1 | 134342 | VB-7213-0-4-06 2 Way 3/4" npt globe scre | SCHNEIDER ELECTRIC BUILDINGS AMERICAS, INC | VB-7213-0-4-06 | 80.0575 | 75.53 | Y | 80.0575 | 75.53 | 80.0575
SCH-VB72130406 | 166561 | 1 | 134342 | VB-7213-0-4-06 2 Way 3/4" npt globe scre | SCHNEIDER ELECTRIC BUILDINGS AMERICAS, INC | VB-7213-0-4-06 | 80.0575 | 75.53 | Y | 80.0575 | 75.53 | 80.0575
SCH-VB72130406 | 173042 | 1 | 134342 | VB-7213-0-4-06 2 Way 3/4" npt globe scre | SCHNEIDER ELECTRIC BUILDINGS AMERICAS, INC | VB-7213-0-4-06 | 80.0575 | 75.52 | Y | 80.0575 | 75.53 | 80.0575
SCH-VB72130406 | 175890 | 1 | 134342 | VB-7213-0-4-06 2 Way 3/4" npt globe scre | SCHNEIDER ELECTRIC BUILDINGS AMERICAS, INC | VB-7213-0-4-06 | 80.0575 | 75.53 | N | 80.0575 | 75.53 | 80.0575
SCH-VB72130406 | 175891 | 7 | 134342 | VB-7213-0-4-06 2 Way 3/4" npt globe scre | SCHNEIDER ELECTRIC BUILDINGS AMERICAS, INC | VB-7213-0-4-06 | 80.0575 | 74.8306 | Y | 80.0575 | 75.53 | 80.0575
SCH-VB72130408 | 10510 | 2 | 134342 | 1" 2-WAY GLOBE VALVE, NPT, N.O., 14CV | SCHNEIDER ELECTRIC BUILDINGS AMERICAS, INC | VB-7213-0-4-08 | 104.775 | 104.775 | Y | 104.775 | 104.775 | 104.775
SCH-VB72130408 | 166553 | 2 | 134342 | 1" 2-WAY GLOBE VALVE, NPT, N.O., 14CV | SCHNEIDER ELECTRIC BUILDINGS AMERICAS, INC | VB-7213-0-4-08 | 104.775 | 98.85 | N | 104.775 | 104.775 | 104.775
SCH-VB72130408 | 166559 | 3 | 134342 | 1" 2-WAY GLOBE VALVE, NPT, N.O., 14CV | SCHNEIDER ELECTRIC BUILDINGS AMERICAS, INC | VB-7213-0-4-08 | 104.775 | 104.7733 | Y | 104.775 | 104.775 | 104.775
SCH-VB72130408 | 173042 | 2 | 134342 | 1" 2-WAY GLOBE VALVE, NPT, N.O., 14CV | SCHNEIDER ELECTRIC BUILDINGS AMERICAS, INC | VB-7213-0-4-08 | 104.775 | 92.8585 | Y | 104.775 | 104.775 | 104.775
SCH-VB72130408 | 175888 | 1 | 134342 | 1" 2-WAY GLOBE VALVE, NPT, N.O., 14CV | SCHNEIDER ELECTRIC BUILDINGS AMERICAS, INC | VB-7213-0-4-08 | 104.775 | 94.0419 | N | 104.775 | 104.775 | 104.775
SCH-VB72130408 | 175891 | 3 | 134342 | 1" 2-WAY GLOBE VALVE, NPT, N.O., 14CV | SCHNEIDER ELECTRIC BUILDINGS AMERICAS, INC | VB-7213-0-4-08 | 104.775 | 100.1757 | Y | 104.775 | 104.775 | 104.775
SCH-VB72130409 | 10510 | 1 | 134342 | 1-1/4 NPT 2-Way N.O. Valve | SCHNEIDER ELECTRIC BUILDINGS AMERICAS, INC | VB-7213-0-4-09 | 142.4175 | 135.3637 | Y | 142.4175 | 135.6642 | 142.4175
SCH-VB72130409 | 166553 | 1 | 134342 | 1-1/4 NPT 2-Way N.O. Valve | SCHNEIDER ELECTRIC BUILDINGS AMERICAS, INC | VB-7213-0-4-09 | 142.4175 | 105.5226 | N | 142.4175 | 135.6642 | 142.4175
SCH-VB72130409 | 166559 | 0 | 134342 | 1-1/4 NPT 2-Way N.O. Valve | SCHNEIDER ELECTRIC BUILDINGS AMERICAS, INC | VB-7213-0-4-09 | 142.4175 | 135.6642 | Y | 142.4175 | 135.6642 | 142.4175
SCH-VB72130409 | 166561 | 1 | 134342 | 1-1/4 NPT 2-Way N.O. Valve | SCHNEIDER ELECTRIC BUILDINGS AMERICAS, INC | VB-7213-0-4-09 | 142.4175 | 127.818 | N | 142.4175 | 135.6642 | 142.4175
SCH-VB72130409 | 175891 | 2 | 134342 | 1-1/4 NPT 2-Way N.O. Valve | SCHNEIDER ELECTRIC BUILDINGS AMERICAS, INC | VB-7213-0-4-09 | 142.4175 | 134.6122 | Y | 142.4175 | 135.6642 | 142.4175
SCH-VB72130410 | 10510 | 2 | 134342 | 1-1/2", 2Way, Globe, Str, NPT, UO, BR 28 | SCHNEIDER ELECTRIC BUILDINGS AMERICAS, INC | VB-7213-0-4-10 | 232.395 | 215.18 | Y | 232.395 | 235.6582 | 235.6582
SCH-VB72130410 | 166553 | 2 | 134342 | 1-1/2", 2Way, Globe, Str, NPT, UO, BR 28 | SCHNEIDER ELECTRIC BUILDINGS AMERICAS, INC | VB-7213-0-4-10 | 232.395 | 215.18 | Y | 232.395 | 235.6582 | 235.6582
SCH-VB72130410 | 166559 | 2 | 134342 | 1-1/2", 2Way, Globe, Str, NPT, UO, BR 28 | SCHNEIDER ELECTRIC BUILDINGS AMERICAS, INC | VB-7213-0-4-10 | 232.395 | 232.39 | Y | 232.395 | 235.6582 | 235.6582
SCH-VB72130410 | 166560 | 1 | 134342 | 1-1/2", 2Way, Globe, Str, NPT, UO, BR 28 | SCHNEIDER ELECTRIC BUILDINGS AMERICAS, INC | VB-7213-0-4-10 | 232.395 | 233.2007 | N | 232.395 | 235.6582 | 235.6582
SCH-VB72130410 | 173042 | 3 | 134342 | 1-1/2", 2Way, Globe, Str, NPT, UO, BR 28 | SCHNEIDER ELECTRIC BUILDINGS AMERICAS, INC | VB-7213-0-4-10 | 232.395 | 206.9729 | Y | 232.395 | 235.6582 | 235.6582
SCH-VB72130410 | 175888 | 5 | 134342 | 1-1/2", 2Way, Globe, Str, NPT, UO, BR 28 | SCHNEIDER ELECTRIC BUILDINGS AMERICAS, INC | VB-7213-0-4-10 | 232.395 | 235.6582 | N | 232.395 | 235.6582 | 235.6582
SCH-VB72130410 | 175891 | 1 | 134342 | 1-1/2", 2Way, Globe, Str, NPT, UO, BR 28 | SCHNEIDER ELECTRIC BUILDINGS AMERICAS, INC | VB-7213-0-4-10 | 232.395 | 215.18 | Y | 232.395 | 235.6582 | 235.6582
SCH-VB72130411 | 10510 | 2 | 134342 | 2" NPT 2-Way N.O. Valve, 40cv | SCHNEIDER ELECTRIC BUILDINGS AMERICAS, INC | VB-7213-0-4-11 | 297.1925 | 285.0351 | Y | 297.1925 | 305.9743 | 305.9743
SCH-VB72130411 | 166553 | 2 | 134342 | 2" NPT 2-Way N.O. Valve, 40cv | SCHNEIDER ELECTRIC BUILDINGS AMERICAS, INC | VB-7213-0-4-11 | 297.1925 | 270.56 | Y | 297.1925 | 305.9743 | 305.9743
SCH-VB72130411 | 166557 | 2 | 134342 | 2" NPT 2-Way N.O. Valve, 40cv | SCHNEIDER ELECTRIC BUILDINGS AMERICAS, INC | VB-7213-0-4-11 | 297.1925 | 280.37 | Y | 297.1925 | 305.9743 | 305.9743
SCH-VB72130411 | 166559 | 2 | 134342 | 2" NPT 2-Way N.O. Valve, 40cv | SCHNEIDER ELECTRIC BUILDINGS AMERICAS, INC | VB-7213-0-4-11 | 297.1925 | 280.37 | Y | 297.1925 | 305.9743 | 305.9743
SCH-VB72130411 | 166561 | 1 | 134342 | 2" NPT 2-Way N.O. Valve, 40cv | SCHNEIDER ELECTRIC BUILDINGS AMERICAS, INC | VB-7213-0-4-11 | 297.1925 | 280.37 | N | 297.1925 | 305.9743 | 305.9743
SCH-VB72130411 | 173042 | 2 | 134342 | 2" NPT 2-Way N.O. Valve, 40cv | SCHNEIDER ELECTRIC BUILDINGS AMERICAS, INC | VB-7213-0-4-11 | 297.1925 | 280.37 | Y | 297.1925 | 305.9743 | 305.9743
SCH-VB72130411 | 175888 | 2 | 134342 | 2" NPT 2-Way N.O. Valve, 40cv | SCHNEIDER ELECTRIC BUILDINGS AMERICAS, INC | VB-7213-0-4-11 | 297.1925 | 305.9743 | N | 297.1925 | 305.9743 | 305.9743
SCH-VB72130411 | 175890 | 1 | 134342 | 2" NPT 2-Way N.O. Valve, 40cv | SCHNEIDER ELECTRIC BUILDINGS AMERICAS, INC | VB-7213-0-4-11 | 297.1925 | 280.37 | Y | 297.1925 | 305.9743 | 305.9743
SCH-VB72130411 | 175891 | 2 | 134342 | 2" NPT 2-Way N.O. Valve, 40cv | SCHNEIDER ELECTRIC BUILDINGS AMERICAS, INC | VB-7213-0-4-11 | 297.1925 | 280.37 | Y | 297.1925 | 305.9743 | 305.9743
SCH-VB72140404 | 175891 | 5 | 134342 | GV .5IN 2W SWT BR 4.4CV | SCHNEIDER ELECTRIC BUILDINGS AMERICAS, INC | VB-7214-0-4-04 | 80.6925 | 51.4999 | N | 80.6925 | 51.4999 | 80.6925
SCH-VB72140408 | 175888 | 1 | 134342 | GV 1IN 2W SWT BR 14CV | SCHNEIDER ELECTRIC BUILDINGS AMERICAS, INC | VB-7214-0-4-08 | 133.99 | 75.03 | N | 133.99 | 75.03 | 133.99
SCH-VB72210402 | 166557 | 1 | 134342 | 2-WAY GLOBE VALVE 1/2" UNION SWEAT,N/C, | SCHNEIDER ELECTRIC BUILDINGS AMERICAS, INC | VB-7221-0-4-02 | 81.3025 | 54.72 | N | 81.3025 | 54.72 | 81.3025
SCH-VB72210404 | 10510 | 1 | 134342 | 1/2" Union, Straightway | SCHNEIDER ELECTRIC BUILDINGS AMERICAS, INC | VB-7221-0-4-04 | 81.3025 | 78.17 | N | 81.3025 | 78.18 | 81.3025
SCH-VB72210404 | 175891 | 2 | 134342 | 1/2" Union, Straightway | SCHNEIDER ELECTRIC BUILDINGS AMERICAS, INC | VB-7221-0-4-04 | 81.3025 | 78.18 | Y | 81.3025 | 78.18 | 81.3025
SCH-VB72210406 | 175891 | 2 | 134342 | GV .75IN 2W NPT BR 7.5CV | SCHNEIDER ELECTRIC BUILDINGS AMERICAS, INC | VB-7221-0-4-06 | 101.2825 | 93.6018 | N | 101.2825 | 93.6018 | 101.2825
SCH-VB72210408 | 175891 | 2 | 134342 | GV 1IN 2W NPT BR 14CV | SCHNEIDER ELECTRIC BUILDINGS AMERICAS, INC | VB-7221-0-4-08 | 136.9725 | 132.727 | N | 136.9725 | 132.727 | 136.9725
SCH-VB72210409 | 175891 | 2 | 134342 | Globe Valve | SCHNEIDER ELECTRIC BUILDINGS AMERICAS, INC | VB-7221-0-4-09 | 181.62 | 119.8 | N | 181.62 | 119.8 | 181.62
SCH-VB72230401 | 175888 | 1 | 134342 | GV .5IN 2W NPT BR .4CV | SCHNEIDER ELECTRIC BUILDINGS AMERICAS, INC | VB-7223-0-4-01 | 64.215 | 40.34 | N | 64.215 | 40.34 | 64.215
SCH-VB72230403 | 175883 | 1 | 134342 | VB-7223-0-4-03 TWO WAY VALVE BODY,1/2" N | SCHNEIDER ELECTRIC BUILDINGS AMERICAS, INC | VB-7223-0-4-03 | 64.215 | 90.15 | N | 64.215 | 90.15 | 90.15
SCH-VB72230404 | 10510 | 2 | 134342 | 1/2" NORMALLY CLOSED VALVE BODY | SCHNEIDER ELECTRIC BUILDINGS AMERICAS, INC | VB-7223-0-4-04 | 64.215 | 61.436 | Y | 64.215 | 80.24 | 80.24
SCH-VB72230404 | 166553 | 1 | 134342 | 1/2" NORMALLY CLOSED VALVE BODY | SCHNEIDER ELECTRIC BUILDINGS AMERICAS, INC | VB-7223-0-4-04 | 64.215 | 61.74 | N | 64.215 | 80.24 | 80.24
SCH-VB72230404 | 166557 | 1 | 134342 | 1/2" NORMALLY CLOSED VALVE BODY | SCHNEIDER ELECTRIC BUILDINGS AMERICAS, INC | VB-7223-0-4-04 | 64.215 | 64.215 | Y | 64.215 | 80.24 | 80.24
SCH-VB72230404 | 166559 | 2 | 134342 | 1/2" NORMALLY CLOSED VALVE BODY | SCHNEIDER ELECTRIC BUILDINGS AMERICAS, INC | VB-7223-0-4-04 | 64.215 | 64.215 | Y | 64.215 | 80.24 | 80.24
SCH-VB72230404 | 173042 | 1 | 134342 | 1/2" NORMALLY CLOSED VALVE BODY | SCHNEIDER ELECTRIC BUILDINGS AMERICAS, INC | VB-7223-0-4-04 | 64.215 | 80.24 | N | 64.215 | 80.24 | 80.24
SCH-VB72230404 | 175888 | 1 | 134342 | 1/2" NORMALLY CLOSED VALVE BODY | SCHNEIDER ELECTRIC BUILDINGS AMERICAS, INC | VB-7223-0-4-04 | 64.215 | 61.75 | N | 64.215 | 80.24 | 80.24
SCH-VB72230404 | 175890 | 1 | 134342 | 1/2" NORMALLY CLOSED VALVE BODY | SCHNEIDER ELECTRIC BUILDINGS AMERICAS, INC | VB-7223-0-4-04 | 64.215 | 48.2373 | N | 64.215 | 80.24 | 80.24
SCH-VB72230404 | 175891 | 4 | 134342 | 1/2" NORMALLY CLOSED VALVE BODY | SCHNEIDER ELECTRIC BUILDINGS AMERICAS, INC | VB-7223-0-4-04 | 64.215 | 58.863 | Y | 64.215 | 80.24 | 80.24
SCH-VB72230406 | 10510 | 3 | 134342 | 3/4" NPT 2-Way N.C. Valve | SCHNEIDER ELECTRIC BUILDINGS AMERICAS, INC | VB-7223-0-4-06 | 95.505 | 84.876 | Y | 95.505 | 95.505 | 95.505
SCH-VB72230406 | 166553 | 2 | 134342 | 3/4" NPT 2-Way N.C. Valve | SCHNEIDER ELECTRIC BUILDINGS AMERICAS, INC | VB-7223-0-4-06 | 95.505 | 90.1 | Y | 95.505 | 95.505 | 95.505
SCH-VB72230406 | 166557 | 2 | 134342 | 3/4" NPT 2-Way N.C. Valve | SCHNEIDER ELECTRIC BUILDINGS AMERICAS, INC | VB-7223-0-4-06 | 95.505 | 95.505 | Y | 95.505 | 95.505 | 95.505
SCH-VB72230406 | 166559 | 1 | 134342 | 3/4" NPT 2-Way N.C. Valve | SCHNEIDER ELECTRIC BUILDINGS AMERICAS, INC | VB-7223-0-4-06 | 95.505 | 90.1 | Y | 95.505 | 95.505 | 95.505
SCH-VB72230406 | 166561 | 2 | 134342 | 3/4" NPT 2-Way N.C. Valve | SCHNEIDER ELECTRIC BUILDINGS AMERICAS, INC | VB-7223-0-4-06 | 95.505 | 90.1 | Y | 95.505 | 95.505 | 95.505
SCH-VB72230406 | 175891 | 3 | 134342 | 3/4" NPT 2-Way N.C. Valve | SCHNEIDER ELECTRIC BUILDINGS AMERICAS, INC | VB-7223-0-4-06 | 95.505 | 68.1863 | Y | 95.505 | 95.505 | 95.505
SCH-VB72230408 | 10510 | 3 | 134342 | 1 NPT 2-Way N.C. Valve | SCHNEIDER ELECTRIC BUILDINGS AMERICAS, INC | VB-7223-0-4-08 | 129.215 | 123.8423 | Y | 129.215 | 123.8423 | 129.215
SCH-VB72230408 | 166553 | 2 | 134342 | 1 NPT 2-Way N.C. Valve | SCHNEIDER ELECTRIC BUILDINGS AMERICAS, INC | VB-7223-0-4-08 | 129.215 | 121.9 | Y | 129.215 | 123.8423 | 129.215
SCH-VB72230408 | 166557 | 1 | 134342 | 1 NPT 2-Way N.C. Valve | SCHNEIDER ELECTRIC BUILDINGS AMERICAS, INC | VB-7223-0-4-08 | 129.215 | 121.9 | Y | 129.215 | 123.8423 | 129.215
SCH-VB72230408 | 166559 | 2 | 134342 | 1 NPT 2-Way N.C. Valve | SCHNEIDER ELECTRIC BUILDINGS AMERICAS, INC | VB-7223-0-4-08 | 129.215 | 121.9 | Y | 129.215 | 123.8423 | 129.215
SCH-VB72230408 | 166561 | 2 | 134342 | 1 NPT 2-Way N.C. Valve | SCHNEIDER ELECTRIC BUILDINGS AMERICAS, INC | VB-7223-0-4-08 | 129.215 | 98.77 | N | 129.215 | 123.8423 | 129.215
SCH-VB72230408 | 175888 | 3 | 134342 | 1 NPT 2-Way N.C. Valve | SCHNEIDER ELECTRIC BUILDINGS AMERICAS, INC | VB-7223-0-4-08 | 129.215 | 93.7516 | N | 129.215 | 123.8423 | 129.215
SCH-VB72230408 | 175890 | 1 | 134342 | 1 NPT 2-Way N.C. Valve | SCHNEIDER ELECTRIC BUILDINGS AMERICAS, INC | VB-7223-0-4-08 | 129.215 | 87.3422 | N | 129.215 | 123.8423 | 129.215
SCH-VB72230408 | 175891 | 1 | 134342 | 1 NPT 2-Way N.C. Valve | SCHNEIDER ELECTRIC BUILDINGS AMERICAS, INC | VB-7223-0-4-08 | 129.215 | 99.7958 | Y | 129.215 | 123.8423 | 129.215
SCH-VB72230409 | 10510 | 2 | 134342 | 1-1/4 NPT 2-Way N.C. Valve | SCHNEIDER ELECTRIC BUILDINGS AMERICAS, INC | VB-7223-0-4-09 | 168.82 | 153.5 | Y | 168.82 | 159.27 | 168.82
SCH-VB72230409 | 166553 | 2 | 134342 | 1-1/4 NPT 2-Way N.C. Valve | SCHNEIDER ELECTRIC BUILDINGS AMERICAS, INC | VB-7223-0-4-09 | 168.82 | 91.0768 | N | 168.82 | 159.27 | 168.82
SCH-VB72230409 | 166559 | 1 | 134342 | 1-1/4 NPT 2-Way N.C. Valve | SCHNEIDER ELECTRIC BUILDINGS AMERICAS, INC | VB-7223-0-4-09 | 168.82 | 159.27 | Y | 168.82 | 159.27 | 168.82
SCH-VB72230409 | 166561 | 2 | 134342 | 1-1/4 NPT 2-Way N.C. Valve | SCHNEIDER ELECTRIC BUILDINGS AMERICAS, INC | VB-7223-0-4-09 | 168.82 | 132.1369 | N | 168.82 | 159.27 | 168.82
SCH-VB72230409 | 175888 | 2 | 134342 | 1-1/4 NPT 2-Way N.C. Valve | SCHNEIDER ELECTRIC BUILDINGS AMERICAS, INC | VB-7223-0-4-09 | 168.82 | 159.27 | N | 168.82 | 159.27 | 168.82
SCH-VB72230409 | 175890 | 2 | 134342 | 1-1/4 NPT 2-Way N.C. Valve | SCHNEIDER ELECTRIC BUILDINGS AMERICAS, INC | VB-7223-0-4-09 | 168.82 | 148.7692 | N | 168.82 | 159.27 | 168.82
SCH-VB72230409 | 175891 | 3 | 134342 | 1-1/4 NPT 2-Way N.C. Valve | SCHNEIDER ELECTRIC BUILDINGS AMERICAS, INC | VB-7223-0-4-09 | 168.82 | 147.4671 | Y | 168.82 | 159.27 | 168.82
SCH-VB72230410 | 10510 | 2 | 134342 | 1-1/2 NPT 2-Way N.C. Valve | SCHNEIDER ELECTRIC BUILDINGS AMERICAS, INC | VB-7223-0-4-10 | 257.58 | 245.665 | Y | 257.58 | 257.58 | 257.58
SCH-VB72230410 | 166553 | 2 | 134342 | 1-1/2 NPT 2-Way N.C. Valve | SCHNEIDER ELECTRIC BUILDINGS AMERICAS, INC | VB-7223-0-4-10 | 257.58 | 238.5 | Y | 257.58 | 257.58 | 257.58
SCH-VB72230410 | 166557 | 2 | 134342 | 1-1/2 NPT 2-Way N.C. Valve | SCHNEIDER ELECTRIC BUILDINGS AMERICAS, INC | VB-7223-0-4-10 | 257.58 | 257.58 | Y | 257.58 | 257.58 | 257.58
SCH-VB72230410 | 166559 | 1 | 134342 | 1-1/2 NPT 2-Way N.C. Valve | SCHNEIDER ELECTRIC BUILDINGS AMERICAS, INC | VB-7223-0-4-10 | 257.58 | 238.5 | Y | 257.58 | 257.58 | 257.58
SCH-VB72230410 | 175890 | 2 | 134342 | 1-1/2 NPT 2-Way N.C. Valve | SCHNEIDER ELECTRIC BUILDINGS AMERICAS, INC | VB-7223-0-4-10 | 257.58 | 169.6509 | N | 257.58 | 257.58 | 257.58
SCH-VB72230410 | 175891 | 1 | 134342 | 1-1/2 NPT 2-Way N.C. Valve | SCHNEIDER ELECTRIC BUILDINGS AMERICAS, INC | VB-7223-0-4-10 | 257.58 | 169.6509 | N | 257.58 | 257.58 | 257.58
SCH-VB72230411 | 10510 | 1 | 134342 | 2" NPT 2-Way N.C. Valve; 40cv | SCHNEIDER ELECTRIC BUILDINGS AMERICAS, INC | VB-7223-0-4-11 | 349.165 | 323.3 | Y | 349.165 | 323.3 | 349.165
SCH-VB72230411 | 166553 | 1 | 134342 | 2" NPT 2-Way N.C. Valve; 40cv | SCHNEIDER ELECTRIC BUILDINGS AMERICAS, INC | VB-7223-0-4-11 | 349.165 | 307.135 | Y | 349.165 | 323.3 | 349.165
SCH-VB72230411 | 166557 | 2 | 134342 | 2" NPT 2-Way N.C. Valve; 40cv | SCHNEIDER ELECTRIC BUILDINGS AMERICAS, INC | VB-7223-0-4-11 | 349.165 | 323.3 | Y | 349.165 | 323.3 | 349.165
SCH-VB72230411 | 175888 | 2 | 134342 | 2" NPT 2-Way N.C. Valve; 40cv | SCHNEIDER ELECTRIC BUILDINGS AMERICAS, INC | VB-7223-0-4-11 | 349.165 | 323.3 | N | 349.165 | 323.3 | 349.165
SCH-VB72240408 | 10510 | 1 | 134342 | GV 1IN 2W SWT BR 14CV | SCHNEIDER ELECTRIC BUILDINGS AMERICAS, INC | VB-7224-0-4-08 | 217.7975 | 201.67 | N | 217.7975 | 201.67 | 217.7975
SCH-VB72830404 | 166561 | 1 | 134342 | VB-7283-0-4-04 1/2 2WAY VALVE | SCHNEIDER ELECTRIC BUILDINGS AMERICAS, INC | VB-7283-0-4-04 | 160.395 | 151.31 | N | 160.395 | 151.31 | 160.395
SCH-VB73120404 | 173042 | 4 | 134342 | GV .62IN 3W FLR BR 4.4CV | SCHNEIDER ELECTRIC BUILDINGS AMERICAS, INC | VB-7312-0-4-04 | 94.945 | 0 | N | 94.945 | 0 | 94.945
SCH-VB73130402 | 10008 | 8 | 134342 | Valve, Globe | SCHNEIDER ELECTRIC BUILDINGS AMERICAS, INC | VB-7313-0-4-02 | 71.655 | 68.9 | N | 71.655 | 68.9 | 71.655
SCH-VB73130402 | 166559 | 2 | 134342 | Valve, Globe | SCHNEIDER ELECTRIC BUILDINGS AMERICAS, INC | VB-7313-0-4-02 | 71.655 | 68.9 | Y | 71.655 | 68.9 | 71.655
SCH-VB73130402 | 175891 | 0 | 134342 | Valve, Globe | SCHNEIDER ELECTRIC BUILDINGS AMERICAS, INC | VB-7313-0-4-02 | 71.655 | 68.9 | N | 71.655 | 68.9 | 71.655
SCH-VB73130404 | 10510 | 6 | 134342 | 1/2" NPT 3w, 4.4cv Valve | SCHNEIDER ELECTRIC BUILDINGS AMERICAS, INC | VB-7313-0-4-04 | 70.9675 | 69.5284 | Y | 70.9675 | 70.7206 | 70.9675
SCH-VB73130404 | 166553 | 2 | 134342 | 1/2" NPT 3w, 4.4cv Valve | SCHNEIDER ELECTRIC BUILDINGS AMERICAS, INC | VB-7313-0-4-04 | 70.9675 | 68.9 | Y | 70.9675 | 70.7206 | 70.9675
SCH-VB73130404 | 166557 | 2 | 134342 | 1/2" NPT 3w, 4.4cv Valve | SCHNEIDER ELECTRIC BUILDINGS AMERICAS, INC | VB-7313-0-4-04 | 70.9675 | 68.9 | Y | 70.9675 | 70.7206 | 70.9675
SCH-VB73130404 | 166559 | 2 | 134342 | 1/2" NPT 3w, 4.4cv Valve | SCHNEIDER ELECTRIC BUILDINGS AMERICAS, INC | VB-7313-0-4-04 | 70.9675 | 70.7206 | Y | 70.9675 | 70.7206 | 70.9675
SCH-VB73130404 | 166561 | 1 | 134342 | 1/2" NPT 3w, 4.4cv Valve | SCHNEIDER ELECTRIC BUILDINGS AMERICAS, INC | VB-7313-0-4-04 | 70.9675 | 68.9 | Y | 70.9675 | 70.7206 | 70.9675
SCH-VB73130404 | 175888 | 1 | 134342 | 1/2" NPT 3w, 4.4cv Valve | SCHNEIDER ELECTRIC BUILDINGS AMERICAS, INC | VB-7313-0-4-04 | 70.9675 | 68.9 | N | 70.9675 | 70.7206 | 70.9675
SCH-VB73130404 | 175891 | 1 | 134342 | 1/2" NPT 3w, 4.4cv Valve | SCHNEIDER ELECTRIC BUILDINGS AMERICAS, INC | VB-7313-0-4-04 | 70.9675 | 62.468 | Y | 70.9675 | 70.7206 | 70.9675
SCH-VB73130406 | 10510 | 10 | 134342 | VB-7313-0-4-6 3/4 3WAY VALVE | SCHNEIDER ELECTRIC BUILDINGS AMERICAS, INC | VB-7313-0-4-06 | 103.7875 | 100.6572 | Y | 103.7875 | 108.2674 | 108.2674
SCH-VB73130406 | 166553 | 2 | 134342 | VB-7313-0-4-6 3/4 3WAY VALVE | SCHNEIDER ELECTRIC BUILDINGS AMERICAS, INC | VB-7313-0-4-06 | 103.7875 | 92.1663 | Y | 103.7875 | 108.2674 | 108.2674
SCH-VB73130406 | 166559 | 3 | 134342 | VB-7313-0-4-6 3/4 3WAY VALVE | SCHNEIDER ELECTRIC BUILDINGS AMERICAS, INC | VB-7313-0-4-06 | 103.7875 | 102.1433 | Y | 103.7875 | 108.2674 | 108.2674
SCH-VB73130406 | 166561 | 1 | 134342 | VB-7313-0-4-6 3/4 3WAY VALVE | SCHNEIDER ELECTRIC BUILDINGS AMERICAS, INC | VB-7313-0-4-06 | 103.7875 | 97.7267 | N | 103.7875 | 108.2674 | 108.2674
SCH-VB73130406 | 173042 | 2 | 134342 | VB-7313-0-4-6 3/4 3WAY VALVE | SCHNEIDER ELECTRIC BUILDINGS AMERICAS, INC | VB-7313-0-4-06 | 103.7875 | 98.8475 | Y | 103.7875 | 108.2674 | 108.2674
SCH-VB73130406 | 175888 | 2 | 134342 | VB-7313-0-4-6 3/4 3WAY VALVE | SCHNEIDER ELECTRIC BUILDINGS AMERICAS, INC | VB-7313-0-4-06 | 103.7875 | 108.2674 | N | 103.7875 | 108.2674 | 108.2674
SCH-VB73130406 | 175890 | 1 | 134342 | VB-7313-0-4-6 3/4 3WAY VALVE | SCHNEIDER ELECTRIC BUILDINGS AMERICAS, INC | VB-7313-0-4-06 | 103.7875 | 68.7594 | N | 103.7875 | 108.2674 | 108.2674
SCH-VB73130406 | 175891 | 1 | 134342 | VB-7313-0-4-6 3/4 3WAY VALVE | SCHNEIDER ELECTRIC BUILDINGS AMERICAS, INC | VB-7313-0-4-06 | 103.7875 | 98.85 | Y | 103.7875 | 108.2674 | 108.2674
SCH-VB73130408 | 10510 | 3 | 134342 | 1" NPT 3w, 14cv Valve | SCHNEIDER ELECTRIC BUILDINGS AMERICAS, INC | VB-7313-0-4-08 | 164.3275 | 154.6568 | Y | 164.3275 | 155.03 | 164.3275
SCH-VB73130408 | 166553 | 2 | 134342 | 1" NPT 3w, 14cv Valve | SCHNEIDER ELECTRIC BUILDINGS AMERICAS, INC | VB-7313-0-4-08 | 164.3275 | 148.4592 | N | 164.3275 | 155.03 | 164.3275
SCH-VB73130408 | 166557 | 1 | 134342 | 1" NPT 3w, 14cv Valve | SCHNEIDER ELECTRIC BUILDINGS AMERICAS, INC | VB-7313-0-4-08 | 164.3275 | 128.252 | N | 164.3275 | 155.03 | 164.3275
SCH-VB73130408 | 166559 | 2 | 134342 | 1" NPT 3w, 14cv Valve | SCHNEIDER ELECTRIC BUILDINGS AMERICAS, INC | VB-7313-0-4-08 | 164.3275 | 155.03 | Y | 164.3275 | 155.03 | 164.3275
SCH-VB73130408 | 166561 | 2 | 134342 | 1" NPT 3w, 14cv Valve | SCHNEIDER ELECTRIC BUILDINGS AMERICAS, INC | VB-7313-0-4-08 | 164.3275 | 146.25 | N | 164.3275 | 155.03 | 164.3275
SCH-VB73130408 | 173042 | 4 | 134342 | 1" NPT 3w, 14cv Valve | SCHNEIDER ELECTRIC BUILDINGS AMERICAS, INC | VB-7313-0-4-08 | 164.3275 | 155.03 | Y | 164.3275 | 155.03 | 164.3275
SCH-VB73130408 | 175890 | 1 | 134342 | 1" NPT 3w, 14cv Valve | SCHNEIDER ELECTRIC BUILDINGS AMERICAS, INC | VB-7313-0-4-08 | 164.3275 | 155.03 | Y | 164.3275 | 155.03 | 164.3275
SCH-VB73130408 | 175891 | 1 | 134342 | 1" NPT 3w, 14cv Valve | SCHNEIDER ELECTRIC BUILDINGS AMERICAS, INC | VB-7313-0-4-08 | 164.3275 | 155.03 | Y | 164.3275 | 155.03 | 164.3275
SCH-VB73130409 | 10008 | 1 | 134342 | 1-1/4" NPT, 3w, 20cv Valve | SCHNEIDER ELECTRIC BUILDINGS AMERICAS, INC | VB-7313-0-4-09 | 224.38 | 217.2125 | N | 224.38 | 217.2125 | 224.38
SCH-VB73130409 | 10510 | 3 | 134342 | 1-1/4" NPT, 3w, 20cv Valve | SCHNEIDER ELECTRIC BUILDINGS AMERICAS, INC | VB-7313-0-4-09 | 224.38 | 204.5375 | Y | 224.38 | 217.2125 | 224.38
SCH-VB73130409 | 166553 | 2 | 134342 | 1-1/4" NPT, 3w, 20cv Valve | SCHNEIDER ELECTRIC BUILDINGS AMERICAS, INC | VB-7313-0-4-09 | 224.38 | 189.0845 | N | 224.38 | 217.2125 | 224.38
SCH-VB73130409 | 166557 | 1 | 134342 | 1-1/4" NPT, 3w, 20cv Valve | SCHNEIDER ELECTRIC BUILDINGS AMERICAS, INC | VB-7313-0-4-09 | 224.38 | 187.442 | Y | 224.38 | 217.2125 | 224.38
SCH-VB73130409 | 166559 | 1 | 134342 | 1-1/4" NPT, 3w, 20cv Valve | SCHNEIDER ELECTRIC BUILDINGS AMERICAS, INC | VB-7313-0-4-09 | 224.38 | 207.76 | Y | 224.38 | 217.2125 | 224.38
SCH-VB73130409 | 166561 | 1 | 134342 | 1-1/4" NPT, 3w, 20cv Valve | SCHNEIDER ELECTRIC BUILDINGS AMERICAS, INC | VB-7313-0-4-09 | 224.38 | 207.76 | N | 224.38 | 217.2125 | 224.38
SCH-VB73130409 | 173042 | 5 | 134342 | 1-1/4" NPT, 3w, 20cv Valve | SCHNEIDER ELECTRIC BUILDINGS AMERICAS, INC | VB-7313-0-4-09 | 224.38 | 207.76 | Y | 224.38 | 217.2125 | 224.38
SCH-VB73130409 | 175888 | 1 | 134342 | 1-1/4" NPT, 3w, 20cv Valve | SCHNEIDER ELECTRIC BUILDINGS AMERICAS, INC | VB-7313-0-4-09 | 224.38 | 207.76 | Y | 224.38 | 217.2125 | 224.38
SCH-VB73130409 | 175890 | 1 | 134342 | 1-1/4" NPT, 3w, 20cv Valve | SCHNEIDER ELECTRIC BUILDINGS AMERICAS, INC | VB-7313-0-4-09 | 224.38 | 199.7551 | Y | 224.38 | 217.2125 | 224.38
SCH-VB73130410 | 10510 | 3 | 134342 | 1-1/2" NPT, 3w, 28cv Valve | SCHNEIDER ELECTRIC BUILDINGS AMERICAS, INC | VB-7313-0-4-10 | 264.735 | 245.2 | Y | 264.735 | 261.4782 | 264.735
SCH-VB73130410 | 166553 | 1 | 134342 | 1-1/2" NPT, 3w, 28cv Valve | SCHNEIDER ELECTRIC BUILDINGS AMERICAS, INC | VB-7313-0-4-10 | 264.735 | 232.8735 | Y | 264.735 | 261.4782 | 264.735
SCH-VB73130410 | 166557 | 2 | 134342 | 1-1/2" NPT, 3w, 28cv Valve | SCHNEIDER ELECTRIC BUILDINGS AMERICAS, INC | VB-7313-0-4-10 | 264.735 | 245.12 | Y | 264.735 | 261.4782 | 264.735
SCH-VB73130410 | 166559 | 2 | 134342 | 1-1/2" NPT, 3w, 28cv Valve | SCHNEIDER ELECTRIC BUILDINGS AMERICAS, INC | VB-7313-0-4-10 | 264.735 | 238.0044 | Y | 264.735 | 261.4782 | 264.735
SCH-VB73130410 | 166561 | 1 | 134342 | 1-1/2" NPT, 3w, 28cv Valve | SCHNEIDER ELECTRIC BUILDINGS AMERICAS, INC | VB-7313-0-4-10 | 264.735 | 245.1267 | N | 264.735 | 261.4782 | 264.735
SCH-VB73130410 | 173042 | 2 | 134342 | 1-1/2" NPT, 3w, 28cv Valve | SCHNEIDER ELECTRIC BUILDINGS AMERICAS, INC | VB-7313-0-4-10 | 264.735 | 219.0236 | Y | 264.735 | 261.4782 | 264.735
SCH-VB73130410 | 175888 | 2 | 134342 | 1-1/2" NPT, 3w, 28cv Valve | SCHNEIDER ELECTRIC BUILDINGS AMERICAS, INC | VB-7313-0-4-10 | 264.735 | 261.4782 | N | 264.735 | 261.4782 | 264.735
SCH-VB73130410 | 175891 | 3 | 134342 | 1-1/2" NPT, 3w, 28cv Valve | SCHNEIDER ELECTRIC BUILDINGS AMERICAS, INC | VB-7313-0-4-10 | 264.735 | 243.6029 | Y | 264.735 | 261.4782 | 264.735
SCH-VB73130411 | 10510 | 1 | 134342 | Schneider 2" VALVE BODY SCREWED 3 WAY | SCHNEIDER ELECTRIC BUILDINGS AMERICAS, INC | VB-7313-0-4-11 | 344.7975 | 322.24 | Y | 344.7975 | 339.1581 | 344.7975
SCH-VB73130411 | 166553 | 1 | 134342 | Schneider 2" VALVE BODY SCREWED 3 WAY | SCHNEIDER ELECTRIC BUILDINGS AMERICAS, INC | VB-7313-0-4-11 | 344.7975 | 322.24 | Y | 344.7975 | 339.1581 | 344.7975
SCH-VB73130411 | 166557 | 2 | 134342 | Schneider 2" VALVE BODY SCREWED 3 WAY | SCHNEIDER ELECTRIC BUILDINGS AMERICAS, INC | VB-7313-0-4-11 | 344.7975 | 339.1581 | Y | 344.7975 | 339.1581 | 344.7975
SCH-VB73130411 | 166559 | 2 | 134342 | Schneider 2" VALVE BODY SCREWED 3 WAY | SCHNEIDER ELECTRIC BUILDINGS AMERICAS, INC | VB-7313-0-4-11 | 344.7975 | 322.24 | Y | 344.7975 | 339.1581 | 344.7975
SCH-VB73130411 | 166561 | 1 | 134342 | Schneider 2" VALVE BODY SCREWED 3 WAY | SCHNEIDER ELECTRIC BUILDINGS AMERICAS, INC | VB-7313-0-4-11 | 344.7975 | 322.24 | Y | 344.7975 | 339.1581 | 344.7975
SCH-VB73130411 | 173042 | 2 | 134342 | Schneider 2" VALVE BODY SCREWED 3 WAY | SCHNEIDER ELECTRIC BUILDINGS AMERICAS, INC | VB-7313-0-4-11 | 344.7975 | 322.24 | Y | 344.7975 | 339.1581 | 344.7975
SCH-VB73230404 | 10510 | 2 | 134342 | VB-7323-0-4-04 B-C | SCHNEIDER ELECTRIC BUILDINGS AMERICAS, INC | VB-7323-0-4-04 | 154.215 | 145.48 | N | 154.215 | 145.48 | 154.215
SCH-VB92130513 | 175890 | 2 | 134342 | 2-WAY GLOBE VALVE, 3" FLANGE, 85 CV | SCHNEIDER ELECTRIC BUILDINGS AMERICAS, INC | VB-9213-0-5-13 | 729.2375 | 666.1305 | N | 729.2375 | 666.1305 | 729.2375
SCH-VB92230512 | 175890 | 1 | 134342 | 2 1/2" 2way NC flanged valve | SCHNEIDER ELECTRIC BUILDINGS AMERICAS, INC | VB-9223-0-5-12 | 608.055 | 554.1065 | N | 608.055 | 554.1065 | 608.055
SCH-VB92230513 | 175890 | 1 | 134342 | VB: 3 in, 2W, Globe, FLG, UC, BR, 85 cv | SCHNEIDER ELECTRIC BUILDINGS AMERICAS, INC | VB-9223-0-5-13 | 743.845 | 679.478 | N | 743.845 | 679.478 | 743.845
SCH-VBD1BC | 166557 | 10 | 134342 | RELAY SOCKET SPDT BLADE | SCHNEIDER ELECTRIC BUILDINGS AMERICAS, INC | VBD1B-C | 3.07 | 3.7143 | N | 3.07 | 3.7143 | 3.7143
SCH-VBD1BC | 166560 | 17 | 134342 | RELAY SOCKET SPDT BLADE | SCHNEIDER ELECTRIC BUILDINGS AMERICAS, INC | VBD1B-C | 3.07 | 2.9284 | N | 3.07 | 3.7143 | 3.7143
SCH-VBD1BF | 166553 | 9 | 134342 | RELAY SOCKET SPDT BLADE | SCHNEIDER ELECTRIC BUILDINGS AMERICAS, INC | VBD1B-F | 4.11 | 4.3656 | Y | 4.11 | 4.37 | 4.37
SCH-VBD1BF | 166560 | 30 | 134342 | RELAY SOCKET SPDT BLADE | SCHNEIDER ELECTRIC BUILDINGS AMERICAS, INC | VBD1B-F | 4.11 | 4.37 | Y | 4.11 | 4.37 | 4.37
SCH-VBD1BF | 175883 | 5 | 134342 | RELAY SOCKET SPDT BLADE | SCHNEIDER ELECTRIC BUILDINGS AMERICAS, INC | VBD1B-F | 4.11 | 4.024 | N | 4.11 | 4.37 | 4.37
SCH-VBD2BF | 10008 | 2 | 134342 | RELAY SOCKET DPDT BLADE | SCHNEIDER ELECTRIC BUILDINGS AMERICAS, INC | VBD2B-F | 2.69 | 4.425 | N | 2.69 | 6.2855 | 6.2855
SCH-VBD2BF | 166553 | 133 | 134342 | RELAY SOCKET DPDT BLADE | SCHNEIDER ELECTRIC BUILDINGS AMERICAS, INC | VBD2B-F | 2.69 | 6.2855 | N | 2.69 | 6.2855 | 6.2855
SCH-VBD2BF | 166560 | 50 | 134342 | RELAY SOCKET DPDT BLADE | SCHNEIDER ELECTRIC BUILDINGS AMERICAS, INC | VBD2B-F | 2.69 | 5.23 | Y | 2.69 | 6.2855 | 6.2855
SCH-VBD2BF | 175883 | 2 | 134342 | RELAY SOCKET DPDT BLADE | SCHNEIDER ELECTRIC BUILDINGS AMERICAS, INC | VBD2B-F | 2.69 | 3.6 | N | 2.69 | 6.2855 | 6.2855
SCH-VBD3BC | 166553 | 60 | 134342 | RELAY SOCKET 3PDT BLADE | SCHNEIDER ELECTRIC BUILDINGS AMERICAS, INC | VBD3B-C | 4.14 | 6.18 | N | 4.14 | 6.18 | 6.18
SCH-VBD3BC | 166559 | 1 | 134342 | RELAY SOCKET 3PDT BLADE | SCHNEIDER ELECTRIC BUILDINGS AMERICAS, INC | VBD3B-C | 4.14 | 4.92 | Y | 4.14 | 6.18 | 6.18
SCH-VBD3BF | 166559 | 2 | 134342 | RELAY SOCKET 3PDT BLADE | SCHNEIDER ELECTRIC BUILDINGS AMERICAS, INC | VBD3B-F | 5.54 | 4.9 | N | 5.54 | 4.9 | 5.54
SCH-VBD4BC | 166553 | 7 | 134342 | RELAY SOCKET 4PDT BLADE | SCHNEIDER ELECTRIC BUILDINGS AMERICAS, INC | VBD4B-C | 5.84 | 6.6996 | N | 5.84 | 6.6996 | 6.6996
SCH-VBD4BC | 166559 | 1 | 134342 | RELAY SOCKET 4PDT BLADE | SCHNEIDER ELECTRIC BUILDINGS AMERICAS, INC | VBD4B-C | 5.84 | 6.4385 | Y | 5.84 | 6.6996 | 6.6996
SCH-VBD4BC | 166561 | 2 | 134342 | RELAY SOCKET 4PDT BLADE | SCHNEIDER ELECTRIC BUILDINGS AMERICAS, INC | VBD4B-C | 5.84 | 6.2716 | N | 5.84 | 6.6996 | 6.6996
SCH-VBD4BF | 166553 | 30 | 134342 | 4PDT SOCKET | SCHNEIDER ELECTRIC BUILDINGS AMERICAS, INC | VBD4B-F | 6.8 | 8.9 | N | 6.8 | 8.9 | 8.9
SCH-VBD4BF | 166559 | 2 | 134342 | 4PDT SOCKET | SCHNEIDER ELECTRIC BUILDINGS AMERICAS, INC | VBD4B-F | 6.8 | 7.24 | Y | 6.8 | 8.9 | 8.9
SCH-VBD4BF | 173042 | 16 | 134342 | 4PDT SOCKET | SCHNEIDER ELECTRIC BUILDINGS AMERICAS, INC | VBD4B-F | 6.8 | 6.78 | N | 6.8 | 8.9 | 8.9
SCH-VBS3N15 | 10510 | 0 | 134342 | BV .75IN 3W NPT SS 4.5CV | SCHNEIDER ELECTRIC BUILDINGS AMERICAS, INC | VBS3N15 | 99.2425 | 92.75 | N | 99.2425 | 92.75 | 99.2425
SCH-VCM8000V5000P | 10008 | 2 | 134342 | COMMUNICATION MODULE ZIGBEE PR | SCHNEIDER ELECTRIC BUILDINGS AMERICAS, INC | VCM8000V5000P | 87.805 | 52.36 | N | 87.805 | 52.36 | 87.805
SCH-VCM8000V5045P | 166553 | 1 | 134342 | COM MOD ZIG PRO SE8000 | SCHNEIDER ELECTRIC BUILDINGS AMERICAS, INC | VCM8000V5045P | 87.805 | 61.82 | N | 87.805 | 61.82 | 87.805
SCH-VK47313303406 | 175891 | 1 | 134342 | GV .75IN 3W 7.5CV PN 2PR SR | SCHNEIDER ELECTRIC BUILDINGS AMERICAS, INC | VK4-7313-303-4-06 | 395.2675 | 178.78 | N | 395.2675 | 178.78 | 395.2675
SCH-VK7211201304 | 175891 | 3 | 134342 | GV .5IN 2W 5CV PN 2PR SLTPSIG | SCHNEIDER ELECTRIC BUILDINGS AMERICAS, INC | VK-7211-201-3-04 | 155.9525 | 141.78 | Y | 155.9525 | 141.78 | 155.9525
SCH-VK7211201306 | 175888 | 1 | 134342 | GV .75IN 2W 8.5CV PN 2PR SR | SCHNEIDER ELECTRIC BUILDINGS AMERICAS, INC | VK-7211-201-3-06 | 183.42 | 159.87 | N | 183.42 | 168.28 | 183.42
SCH-VK7211201306 | 175891 | 4 | 134342 | GV .75IN 2W 8.5CV PN 2PR SR | SCHNEIDER ELECTRIC BUILDINGS AMERICAS, INC | VK-7211-201-3-06 | 183.42 | 168.28 | Y | 183.42 | 168.28 | 183.42
SCH-VK7211201308 | 10008 | 1 | 134342 | GV 1IN 2W 16CV PN 2PR SLTPSIG | SCHNEIDER ELECTRIC BUILDINGS AMERICAS, INC | VK-7211-201-3-08 | 237.7225 | 217.26 | N | 237.7225 | 217.26 | 237.7225
SCH-VK7211201309 | 175888 | 3 | 134342 | GV 1.25IN 2W 22CV PN 2PR SR | SCHNEIDER ELECTRIC BUILDINGS AMERICAS, INC | VK-7211-201-3-09 | 276.43 | 240.93 | N | 276.43 | 240.93 | 276.43
SCH-VK7211201402 | 175891 | 3 | 134342 | 1/2"2-Way, Pneumatic, SR, N.O., w/MK | SCHNEIDER ELECTRIC BUILDINGS AMERICAS, INC | VK-7211-201-4-02 | 152.8025 | 140.19 | Y | 152.8025 | 140.19 | 152.8025
SCH-VK7211201404 | 10510 | 16 | 134342 | GV .5IN 2W 4.4CV PN 2PR SR | SCHNEIDER ELECTRIC BUILDINGS AMERICAS, INC | VK-7211-201-4-04 | 152.8025 | 140.1872 | Y | 152.8025 | 153.575 | 153.575
SCH-VK7211201404 | 175888 | 3 | 134342 | GV .5IN 2W 4.4CV PN 2PR SR | SCHNEIDER ELECTRIC BUILDINGS AMERICAS, INC | VK-7211-201-4-04 | 152.8025 | 153.575 | N | 152.8025 | 153.575 | 153.575
SCH-VK7211201406 | 10510 | 1 | 134342 | GV .75IN 2W 7.5CV PN 2PR SR | SCHNEIDER ELECTRIC BUILDINGS AMERICAS, INC | VK-7211-201-4-06 | 162.36 | 154.8425 | Y | 162.36 | 154.8425 | 162.36
SCH-VK7211201406 | 175888 | 4 | 134342 | GV .75IN 2W 7.5CV PN 2PR SR | SCHNEIDER ELECTRIC BUILDINGS AMERICAS, INC | VK-7211-201-4-06 | 162.36 | 145.51 | N | 162.36 | 154.8425 | 162.36
SCH-VK7211201406 | 175891 | 3 | 134342 | GV .75IN 2W 7.5CV PN 2PR SR | SCHNEIDER ELECTRIC BUILDINGS AMERICAS, INC | VK-7211-201-4-06 | 162.36 | 153.17 | Y | 162.36 | 154.8425 | 162.36
SCH-VK7211201408 | 10510 | 6 | 134342 | GV 1IN 2W 14CV PN 2PR SLTPSIG | SCHNEIDER ELECTRIC BUILDINGS AMERICAS, INC | VK-7211-201-4-08 | 222.3775 | 216.9623 | Y | 222.3775 | 216.9623 | 222.3775
SCH-VK7211201408 | 175888 | 48 | 134342 | GV 1IN 2W 14CV PN 2PR SLTPSIG | SCHNEIDER ELECTRIC BUILDINGS AMERICAS, INC | VK-7211-201-4-08 | 222.3775 | 195.61 | N | 222.3775 | 216.9623 | 222.3775
SCH-VK7211201408 | 175891 | 4 | 134342 | GV 1IN 2W 14CV PN 2PR SLTPSIG | SCHNEIDER ELECTRIC BUILDINGS AMERICAS, INC | VK-7211-201-4-08 | 222.3775 | 152.4324 | N | 222.3775 | 216.9623 | 222.3775
SCH-VK7211201409 | 175888 | 57 | 134342 | GV 1.25IN 2W 20CV PN 2PR SR | SCHNEIDER ELECTRIC BUILDINGS AMERICAS, INC | VK-7211-201-4-09 | 248.995 | 219.02 | N | 248.995 | 232.4118 | 248.995
SCH-VK7211201409 | 175891 | 1 | 134342 | GV 1.25IN 2W 20CV PN 2PR SR | SCHNEIDER ELECTRIC BUILDINGS AMERICAS, INC | VK-7211-201-4-09 | 248.995 | 232.4118 | N | 248.995 | 232.4118 | 248.995
SCH-VK721120144 | 175891 | 0 | 134179 | Valve,Assembly, 2 Way Normally Open, | NEUCO INC. | SCH-VK721120144 | 0 | 216.98 | N | 0 | 216.98 | 216.98
SCH-VK7213201402 | 175891 | 1 | 134342 | 1/2" 2w, 1.3cv, SR, w/MK-2690 3-7# | SCHNEIDER ELECTRIC BUILDINGS AMERICAS, INC | VK-7213-201-4-02 | 121.92 | 112.89 | Y | 121.92 | 112.89 | 121.92
SCH-VK7213201403 | 175888 | 2 | 134342 | GV .5IN 2W 2.2CV PN 2PR SR | SCHNEIDER ELECTRIC BUILDINGS AMERICAS, INC | VK-7213-201-4-03 | 121.92 | 108.8051 | N | 121.92 | 108.8051 | 121.92
SCH-VK7213202406 | 175891 | 20 | 134342 | GV .75IN 2W 7.5CV PN 2PR SR | SCHNEIDER ELECTRIC BUILDINGS AMERICAS, INC | VK-7213-202-4-06 | 147.6025 | 161.27 | N | 147.6025 | 161.27 | 161.27
SCH-VK7313201402 | 175883 | 1 | 134342 | GV .5IN 3W 2.2CV PN 2PR SR | SCHNEIDER ELECTRIC BUILDINGS AMERICAS, INC | VK-7313-201-4-02 | 139.0925 | 115.39 | N | 139.0925 | 115.39 | 139.0925
SCH-VK7313201404 | 10510 | 1 | 134342 | GV .5IN 3W 4.4CV PN 2PR SR | SCHNEIDER ELECTRIC BUILDINGS AMERICAS, INC | VK-7313-201-4-04 | 139.0925 | 128.79 | N | 139.0925 | 128.79 | 139.0925
SCH-VK7313201404 | 175883 | 1 | 134342 | GV .5IN 3W 4.4CV PN 2PR SR | SCHNEIDER ELECTRIC BUILDINGS AMERICAS, INC | VK-7313-201-4-04 | 139.0925 | 115.39 | N | 139.0925 | 128.79 | 139.0925
SCH-VK7313202406 | 175883 | 1 | 134342 | 3/4" 3w, 7.5cv, SR, w/MK-2690 | SCHNEIDER ELECTRIC BUILDINGS AMERICAS, INC | VK-7313-202-4-06 | 171.435 | 142.23 | N | 171.435 | 142.23 | 171.435
SCH-VM2211 | 173042 | 1 | 134342 | 1/2"Sweat, Modulating, 2-Way, Genera | SCHNEIDER ELECTRIC BUILDINGS AMERICAS, INC | VM2211 | 23.7475 | 34.67 | N | 23.7475 | 34.67 | 34.67
SCH-VM2211P13A000 | 10008 | 1 | 134342 | ZV .5IN 2W 1CV PRGT SR 24V | SCHNEIDER ELECTRIC BUILDINGS AMERICAS, INC | VM2211P13A000 | 156.2675 | 143.37 | N | 156.2675 | 143.37 | 156.2675
SCH-VM2212 | 166553 | 1 | 134342 | 1/2 sweat, 2.0CV Valve Body | SCHNEIDER ELECTRIC BUILDINGS AMERICAS, INC | VM2212 | 24.2475 | 21.75 | N | 24.2475 | 24.2475 | 24.2475
SCH-VM2212 | 166557 | 1 | 134342 | 1/2 sweat, 2.0CV Valve Body | SCHNEIDER ELECTRIC BUILDINGS AMERICAS, INC | VM2212 | 24.2475 | 20 | N | 24.2475 | 24.2475 | 24.2475
SCH-VM2212 | 173042 | 3 | 134342 | 1/2 sweat, 2.0CV Valve Body | SCHNEIDER ELECTRIC BUILDINGS AMERICAS, INC | VM2212 | 24.2475 | 24.2475 | Y | 24.2475 | 24.2475 | 24.2475
SCH-VM2212T33A00T | 166560 | 1 | 134342 | 1/2" 2w NPT, 2cv, NSR, Floating, 2 | SCHNEIDER ELECTRIC BUILDINGS AMERICAS, INC | VM2212T33A00T | 83.7525 | 77.78 | N | 83.7525 | 77.78 | 83.7525
SCH-VM2213 | 173042 | 4 | 134342 | 1/2" Sweat, Modulating, 2-Way | SCHNEIDER ELECTRIC BUILDINGS AMERICAS, INC | VM2213 | 24.29 | 24.29 | Y | 24.29 | 24.29 | 24.29
SCH-VM2222 | 166553 | 1 | 134342 | VM2222 ERIE MODULATING VALVE BODY,1/2" N | SCHNEIDER ELECTRIC BUILDINGS AMERICAS, INC | VM2222 | 27.285 | 23.408 | N | 27.285 | 24.89 | 27.285
SCH-VM2222 | 166559 | 1 | 134342 | VM2222 ERIE MODULATING VALVE BODY,1/2" N | SCHNEIDER ELECTRIC BUILDINGS AMERICAS, INC | VM2222 | 27.285 | 24.89 | Y | 27.285 | 24.89 | 27.285
SCH-VM2222 | 166561 | 3 | 134342 | VM2222 ERIE MODULATING VALVE BODY,1/2" N | SCHNEIDER ELECTRIC BUILDINGS AMERICAS, INC | VM2222 | 27.285 | 21.9117 | N | 27.285 | 24.89 | 27.285
SCH-VM2223 | 173042 | 1 | 134342 | 1/2" NPT, Modulating, 2-Way | SCHNEIDER ELECTRIC BUILDINGS AMERICAS, INC | VM2223 | 27.0225 | 24.75 | N | 27.0225 | 24.75 | 27.0225
SCH-VM2313 | 166553 | 2 | 134342 | 3/4" 2way modulating sweat valve bod | SCHNEIDER ELECTRIC BUILDINGS AMERICAS, INC | VM2313 | 37.9225 | 32.34 | N | 37.9225 | 34.02 | 37.9225
SCH-VM2313 | 166561 | 4 | 134342 | 3/4" 2way modulating sweat valve bod | SCHNEIDER ELECTRIC BUILDINGS AMERICAS, INC | VM2313 | 37.9225 | 28.06 | N | 37.9225 | 34.02 | 37.9225
SCH-VM2313 | 173042 | 2 | 134342 | 3/4" 2way modulating sweat valve bod | SCHNEIDER ELECTRIC BUILDINGS AMERICAS, INC | VM2313 | 37.9225 | 34.02 | N | 37.9225 | 34.02 | 37.9225
SCH-VM2327 | 166559 | 1 | 134342 | 3/4" 2-WAY NPT VALVE | SCHNEIDER ELECTRIC BUILDINGS AMERICAS, INC | VM2327 | 40.79 | 32.96 | N | 40.79 | 32.96 | 40.79
SCH-VM2417 | 173042 | 4 | 134342 | 1" Sweat, Modulating, 2-Way | SCHNEIDER ELECTRIC BUILDINGS AMERICAS, INC | VM2417 | 78.42 | 46.13 | N | 78.42 | 46.13 | 78.42
SCH-VM2427 | 166561 | 2 | 134342 | 1" NPT 2-WAY VLV BODY, MOD, 8.0cv | SCHNEIDER ELECTRIC BUILDINGS AMERICAS, INC | VM2427 | 60.1025 | 45.49 | N | 60.1025 | 45.49 | 60.1025
SCH-VM3211 | 175890 | 3 | 134342 | ZV .5IN 3W SWT BR 1CV | SCHNEIDER ELECTRIC BUILDINGS AMERICAS, INC | VM3211 | 37.08 | 51.07 | N | 37.08 | 51.07 | 51.07
SCH-VM3213 | 166553 | 1 | 134342 | 1/2 sweat modulating 3way valve | SCHNEIDER ELECTRIC BUILDINGS AMERICAS, INC | VM3213 | 28.36 | 27.416 | N | 28.36 | 27.416 | 28.36
SCH-VM3213 | 166561 | 1 | 134342 | 1/2 sweat modulating 3way valve | SCHNEIDER ELECTRIC BUILDINGS AMERICAS, INC | VM3213 | 28.36 | 27.416 | N | 28.36 | 27.416 | 28.36
SCH-VM3213P13A000 | 175888 | 4 | 134342 | ZV .5IN 3W 4CV PRGT SR 24V | SCHNEIDER ELECTRIC BUILDINGS AMERICAS, INC | VM3213P13A000 | 161.755 | 121.5371 | N | 161.755 | 121.5371 | 161.755
SCH-VM3213P33A000 | 166561 | 2 | 134342 | 1/2" 3-WAY SWT, PROP ACT NSR | SCHNEIDER ELECTRIC BUILDINGS AMERICAS, INC | VM3213P33A000 | 104.3475 | 78.995 | N | 104.3475 | 78.995 | 104.3475
SCH-VM3223 | 175890 | 2 | 134342 | 1/2 NPT MODULATING 3-WAY | SCHNEIDER ELECTRIC BUILDINGS AMERICAS, INC | VM3223 | 33.07 | 47.2 | N | 33.07 | 47.2 | 47.2
SCH-VM3233 | 175891 | 4 | 134342 | ZV .5IN 3W RP BR 4CV | SCHNEIDER ELECTRIC BUILDINGS AMERICAS, INC | VM3233 | 51.605 | 22.88 | N | 51.605 | 22.88 | 51.605
SCH-VM3312 | 166559 | 4 | 134342 | 3/4" 3-WAY MIXING VALVE | SCHNEIDER ELECTRIC BUILDINGS AMERICAS, INC | VM3312 | 60.955 | 34.0325 | N | 60.955 | 34.0325 | 60.955
SCH-VM3327P13A000 | 175890 | 3 | 134342 | ZV .75IN 3W 7.5CV PRGT SR 24V | SCHNEIDER ELECTRIC BUILDINGS AMERICAS, INC | VM3327P13A000 | 180.02 | 236.69 | N | 180.02 | 236.69 | 236.69
SCH-VM3413 | 166560 | 1 | 134342 | 1" Sweat, Modulating, 3-Way, Gener | SCHNEIDER ELECTRIC BUILDINGS AMERICAS, INC | VM3413 | 87.5775 | 81.59 | N | 87.5775 | 81.59 | 87.5775
SCH-VM3413 | 173042 | 2 | 134342 | 1" Sweat, Modulating, 3-Way, Gener | SCHNEIDER ELECTRIC BUILDINGS AMERICAS, INC | VM3413 | 87.5775 | 79.57 | N | 87.5775 | 81.59 | 87.5775
SCH-VMD1BC120A | 166559 | 16 | 134342 | RELAY DIN SPDT BLADE 120VAC | SCHNEIDER ELECTRIC BUILDINGS AMERICAS, INC | VMD1B-C120A | 5.94 | 7.941 | Y | 5.94 | 7.941 | 7.941
SCH-VMD1BC12D | 166559 | 12 | 134342 | RELAY DIN SPDT BLADE 12VDC | SCHNEIDER ELECTRIC BUILDINGS AMERICAS, INC | VMD1B-C12D | 5.51 | 5.345 | Y | 5.51 | 5.345 | 5.51
SCH-VMD1BC12D | 166560 | 1 | 134342 | RELAY DIN SPDT BLADE 12VDC | SCHNEIDER ELECTRIC BUILDINGS AMERICAS, INC | VMD1B-C12D | 5.51 | 5.29 | N | 5.51 | 5.345 | 5.51
SCH-VMD1BC24A | 166557 | 1 | 134342 | RELAY DIN SPDT BLADE 24VAC | SCHNEIDER ELECTRIC BUILDINGS AMERICAS, INC | VMD1B-C24A | 5.94 | 5.375 | N | 5.94 | 5.874 | 5.94
SCH-VMD1BC24A | 166559 | 282 | 134342 | RELAY DIN SPDT BLADE 24VAC | SCHNEIDER ELECTRIC BUILDINGS AMERICAS, INC | VMD1B-C24A | 5.94 | 5.2745 | Y | 5.94 | 5.874 | 5.94
SCH-VMD1BC24A | 175891 | 5 | 134342 | RELAY DIN SPDT BLADE 24VAC | SCHNEIDER ELECTRIC BUILDINGS AMERICAS, INC | VMD1B-C24A | 5.94 | 5.874 | N | 5.94 | 5.874 | 5.94
SCH-VMD1BC24D | 173042 | 10 | 134342 | RELAY DIN SPDT BLADE 24VDC | SCHNEIDER ELECTRIC BUILDINGS AMERICAS, INC | VMD1B-C24D | 5.51 | 5.7 | N | 5.51 | 5.7 | 5.7
SCH-VMD1BF120A | 10008 | 1 | 134342 | RELAY DIN SPDT BLADE 120VACLED | SCHNEIDER ELECTRIC BUILDINGS AMERICAS, INC | VMD1B-F120A | 8.03 | 5.87 | N | 8.03 | 10.64 | 10.64
SCH-VMD1BF120A | 166553 | 54 | 134342 | RELAY DIN SPDT BLADE 120VACLED | SCHNEIDER ELECTRIC BUILDINGS AMERICAS, INC | VMD1B-F120A | 8.03 | 10.64 | N | 8.03 | 10.64 | 10.64
SCH-VMD1BF120A | 166559 | 51 | 134342 | RELAY DIN SPDT BLADE 120VACLED | SCHNEIDER ELECTRIC BUILDINGS AMERICAS, INC | VMD1B-F120A | 8.03 | 8.4267 | Y | 8.03 | 10.64 | 10.64
SCH-VMD1BF120A | 166560 | 71 | 134342 | RELAY DIN SPDT BLADE 120VACLED | SCHNEIDER ELECTRIC BUILDINGS AMERICAS, INC | VMD1B-F120A | 8.03 | 8.4686 | Y | 8.03 | 10.64 | 10.64
SCH-VMD1BF120A | 166561 | 15 | 134342 | RELAY DIN SPDT BLADE 120VACLED | SCHNEIDER ELECTRIC BUILDINGS AMERICAS, INC | VMD1B-F120A | 8.03 | 10.64 | N | 8.03 | 10.64 | 10.64
SCH-VMD1BF120A | 173042 | 11 | 134342 | RELAY DIN SPDT BLADE 120VACLED | SCHNEIDER ELECTRIC BUILDINGS AMERICAS, INC | VMD1B-F120A | 8.03 | 8.25 | N | 8.03 | 10.64 | 10.64
SCH-VMD1BF12D | 166553 | 13 | 134342 | RELAY DIN SPDT BLADE 12 DC LED | SCHNEIDER ELECTRIC BUILDINGS AMERICAS, INC | VMD1B-F12D | 7.41 | 8.1693 | N | 7.41 | 8.1693 | 8.1693
SCH-VMD1BF12D | 166559 | 22 | 134342 | RELAY DIN SPDT BLADE 12 DC LED | SCHNEIDER ELECTRIC BUILDINGS AMERICAS, INC | VMD1B-F12D | 7.41 | 7.97 | Y | 7.41 | 8.1693 | 8.1693
SCH-VMD1BF12D | 166560 | 16 | 134342 | RELAY DIN SPDT BLADE 12 DC LED | SCHNEIDER ELECTRIC BUILDINGS AMERICAS, INC | VMD1B-F12D | 7.41 | 6.6084 | Y | 7.41 | 8.1693 | 8.1693
SCH-VMD1BF12D | 166561 | 8 | 134342 | RELAY DIN SPDT BLADE 12 DC LED | SCHNEIDER ELECTRIC BUILDINGS AMERICAS, INC | VMD1B-F12D | 7.41 | 7.97 | Y | 7.41 | 8.1693 | 8.1693
SCH-VMD1BF24A | 166553 | 180 | 134342 | RELAY DIN SPDT BLADE 24VAC LED | SCHNEIDER ELECTRIC BUILDINGS AMERICAS, INC | VMD1B-F24A | 7.82 | 6.92 | Y | 7.82 | 6.92 | 7.82
SCH-VMD1BF24A | 166561 | 8 | 134342 | RELAY DIN SPDT BLADE 24VAC LED | SCHNEIDER ELECTRIC BUILDINGS AMERICAS, INC | VMD1B-F24A | 7.82 | 6.92 | Y | 7.82 | 6.92 | 7.82
SCH-VMD1BF24D | 166553 | 38 | 134342 | RELAY DIN SPDT BLADE 24VDC LED | SCHNEIDER ELECTRIC BUILDINGS AMERICAS, INC | VMD1B-F24D | 7.23 | 9.8298 | N | 7.23 | 9.8298 | 9.8298
SCH-VMD1BF24D | 166559 | 12 | 134342 | RELAY DIN SPDT BLADE 24VDC LED | SCHNEIDER ELECTRIC BUILDINGS AMERICAS, INC | VMD1B-F24D | 7.23 | 9.2674 | Y | 7.23 | 9.8298 | 9.8298
SCH-VMD1BF24D | 166561 | 6 | 134342 | RELAY DIN SPDT BLADE 24VDC LED | SCHNEIDER ELECTRIC BUILDINGS AMERICAS, INC | VMD1B-F24D | 7.23 | 5.8 | N | 7.23 | 9.8298 | 9.8298
SCH-VMD2BC120A | 166559 | 6 | 134342 | RELAY DIN DPDT BLADE 120VAC | SCHNEIDER ELECTRIC BUILDINGS AMERICAS, INC | VMD2B-C120A | 6.6 | 6.41 | Y | 6.6 | 6.41 | 6.6
SCH-VMD2BC12D | 166557 | 7 | 134342 | RELAY DIN DPDT BLADE 12VDC | SCHNEIDER ELECTRIC BUILDINGS AMERICAS, INC | VMD2B-C12D | 6.25 | 4.8125 | N | 6.25 | 6.23 | 6.25
SCH-VMD2BC12D | 166559 | 4 | 134342 | RELAY DIN DPDT BLADE 12VDC | SCHNEIDER ELECTRIC BUILDINGS AMERICAS, INC | VMD2B-C12D | 6.25 | 6.23 | Y | 6.25 | 6.23 | 6.25
SCH-VMD2BC12D | 175883 | 1 | 134342 | RELAY DIN DPDT BLADE 12VDC | SCHNEIDER ELECTRIC BUILDINGS AMERICAS, INC | VMD2B-C12D | 6.25 | 4.7 | N | 6.25 | 6.23 | 6.25
SCH-VMD2BC24A | 166559 | 71 | 134342 | RELAY DIN DPDT BLADE 24VAC | SCHNEIDER ELECTRIC BUILDINGS AMERICAS, INC | VMD2B-C24A | 3.24 | 3.4153 | Y | 3.24 | 6.2133 | 6.2133
SCH-VMD2BC24A | 166560 | 12 | 134342 | RELAY DIN DPDT BLADE 24VAC | SCHNEIDER ELECTRIC BUILDINGS AMERICAS, INC | VMD2B-C24A | 3.24 | 6.2133 | N | 3.24 | 6.2133 | 6.2133
SCH-VMD2BF120A | 166553 | 30 | 134342 | RELAY DIN DPDT BLADE 120VACLED | SCHNEIDER ELECTRIC BUILDINGS AMERICAS, INC | VMD2B-F120A | 8.37 | 11.11 | N | 8.37 | 11.11 | 11.11
SCH-VMD2BF120A | 166559 | 4 | 134342 | RELAY DIN DPDT BLADE 120VACLED | SCHNEIDER ELECTRIC BUILDINGS AMERICAS, INC | VMD2B-F120A | 8.37 | 9.582 | Y | 8.37 | 11.11 | 11.11
SCH-VMD2BF120A | 166561 | 10 | 134342 | RELAY DIN DPDT BLADE 120VACLED | SCHNEIDER ELECTRIC BUILDINGS AMERICAS, INC | VMD2B-F120A | 8.37 | 7.0909 | Y | 8.37 | 11.11 | 11.11
SCH-VMD2BF12D | 166553 | 44 | 134342 | RELAY DIN DPDT BLADE 12VDC LED | SCHNEIDER ELECTRIC BUILDINGS AMERICAS, INC | VMD2B-F12D | 7.96 | 10.2591 | N | 7.96 | 10.2591 | 10.2591
SCH-VMD2BF12D | 166559 | 12 | 134342 | RELAY DIN DPDT BLADE 12VDC LED | SCHNEIDER ELECTRIC BUILDINGS AMERICAS, INC | VMD2B-F12D | 7.96 | 7.1367 | Y | 7.96 | 10.2591 | 10.2591
SCH-VMD2BF12D | 166561 | 16 | 134342 | RELAY DIN DPDT BLADE 12VDC LED | SCHNEIDER ELECTRIC BUILDINGS AMERICAS, INC | VMD2B-F12D | 7.96 | 7.9165 | N | 7.96 | 10.2591 | 10.2591
SCH-VMD2BF24A | 166553 | 14 | 134342 | RELAY DIN DPDT BLADE 24VAC LED | SCHNEIDER ELECTRIC BUILDINGS AMERICAS, INC | VMD2B-F24A | 8.17 | 10.8866 | N | 8.17 | 10.8866 | 10.8866
SCH-VMD2BF24A | 166559 | 153 | 134342 | RELAY DIN DPDT BLADE 24VAC LED | SCHNEIDER ELECTRIC BUILDINGS AMERICAS, INC | VMD2B-F24A | 8.17 | 7.2328 | Y | 8.17 | 10.8866 | 10.8866
SCH-VMD2BF24A | 166560 | 30 | 134342 | RELAY DIN DPDT BLADE 24VAC LED | SCHNEIDER ELECTRIC BUILDINGS AMERICAS, INC | VMD2B-F24A | 8.17 | 7.29 | Y | 8.17 | 10.8866 | 10.8866
SCH-VMD2BF24A | 166561 | 12 | 134342 | RELAY DIN DPDT BLADE 24VAC LED | SCHNEIDER ELECTRIC BUILDINGS AMERICAS, INC | VMD2B-F24A | 8.17 | 8.17 | Y | 8.17 | 10.8866 | 10.8866
SCH-VMD2BF24A | 175883 | 2 | 134342 | RELAY DIN DPDT BLADE 24VAC LED | SCHNEIDER ELECTRIC BUILDINGS AMERICAS, INC | VMD2B-F24A | 8.17 | 5.99 | N | 8.17 | 10.8866 | 10.8866
SCH-VMD2BF24D | 166553 | 35 | 134342 | RELAY DIN DPDT BLADE 24VDC LED | SCHNEIDER ELECTRIC BUILDINGS AMERICAS, INC | VMD2B-F24D | 7.67 | 10.3998 | N | 7.67 | 10.3998 | 10.3998
SCH-VMD2BF24D | 166559 | 2 | 134342 | RELAY DIN DPDT BLADE 24VDC LED | SCHNEIDER ELECTRIC BUILDINGS AMERICAS, INC | VMD2B-F24D | 7.67 | 8.6799 | Y | 7.67 | 10.3998 | 10.3998
SCH-VMD2BF24D | 166561 | 3 | 134342 | RELAY DIN DPDT BLADE 24VDC LED | SCHNEIDER ELECTRIC BUILDINGS AMERICAS, INC | VMD2B-F24D | 7.67 | 10.3998 | Y | 7.67 | 10.3998 | 10.3998
SCH-VMD2BF24D | 173042 | 35 | 134342 | RELAY DIN DPDT BLADE 24VDC LED | SCHNEIDER ELECTRIC BUILDINGS AMERICAS, INC | VMD2B-F24D | 7.67 | 6.18 | N | 7.67 | 10.3998 | 10.3998
SCH-VMD3BC24A | 166559 | 1 | 134342 | RELAY DIN 3PDT BLADE 24VAC | SCHNEIDER ELECTRIC BUILDINGS AMERICAS, INC | VMD3B-C24A | 9.4 | 9.4 | Y | 9.4 | 9.4125 | 9.4125
SCH-VMD3BC24A | 166560 | 1 | 134342 | RELAY DIN 3PDT BLADE 24VAC | SCHNEIDER ELECTRIC BUILDINGS AMERICAS, INC | VMD3B-C24A | 9.4 | 9.4125 | N | 9.4 | 9.4125 | 9.4125
SCH-VMD3BF120A | 166553 | 20 | 134342 | RELAY DIN 3PDT BLADE 120VACLED | SCHNEIDER ELECTRIC BUILDINGS AMERICAS, INC | VMD3B-F120A | 10.71 | 13.84 | N | 10.71 | 13.84 | 13.84
SCH-VMD3BF120A | 166559 | 1 | 134342 | RELAY DIN 3PDT BLADE 120VACLED | SCHNEIDER ELECTRIC BUILDINGS AMERICAS, INC | VMD3B-F120A | 10.71 | 9.48 | Y | 10.71 | 13.84 | 13.84
SCH-VMD3BF120A | 166561 | 26 | 134342 | RELAY DIN 3PDT BLADE 120VACLED | SCHNEIDER ELECTRIC BUILDINGS AMERICAS, INC | VMD3B-F120A | 10.71 | 10.6946 | N | 10.71 | 13.84 | 13.84
SCH-VMD3BF120A | 173042 | 31 | 134342 | RELAY DIN 3PDT BLADE 120VACLED | SCHNEIDER ELECTRIC BUILDINGS AMERICAS, INC | VMD3B-F120A | 10.71 | 11.04 | N | 10.71 | 13.84 | 13.84
SCH-VMD3BF24A | 166553 | 14 | 134342 | RELAY DIN 3PDT BLADE 24VAC LED | SCHNEIDER ELECTRIC BUILDINGS AMERICAS, INC | VMD3B-F24A | 10.71 | 10.99 | N | 10.71 | 10.99 | 10.99
SCH-VMD3BF24A | 166559 | 2 | 134342 | RELAY DIN 3PDT BLADE 24VAC LED | SCHNEIDER ELECTRIC BUILDINGS AMERICAS, INC | VMD3B-F24A | 10.71 | 10.7625 | Y | 10.71 | 10.99 | 10.99
SCH-VMD3BF24D | 166559 | 1 | 134342 | RELAY DIN 3PDT BLADE 24VDC LED | SCHNEIDER ELECTRIC BUILDINGS AMERICAS, INC | VMD3B-F24D | 10.41 | 18.945 | N | 10.41 | 18.945 | 18.945
SCH-VMD4BC120A | 166559 | 2 | 134342 | RELAY DIN 4PDT BLADE 120VAC | SCHNEIDER ELECTRIC BUILDINGS AMERICAS, INC | VMD4B-C120A | 11.55 | 11.925 | Y | 11.55 | 11.925 | 11.925
SCH-VMD4BC120A | 173042 | 14 | 134342 | RELAY DIN 4PDT BLADE 120VAC | SCHNEIDER ELECTRIC BUILDINGS AMERICAS, INC | VMD4B-C120A | 11.55 | 11.4 | N | 11.55 | 11.925 | 11.925
SCH-VMD4BC24A | 166559 | 3 | 134342 | RELAY DIN 4PDT BLADE 24VAC | SCHNEIDER ELECTRIC BUILDINGS AMERICAS, INC | VMD4B-C24A | 11.41 | 11.7908 | Y | 11.41 | 11.7908 | 11.7908
SCH-VMD4BF120A | 166553 | 20 | 134342 | Veris Mini Relay,4PDT,Blade,12 | SCHNEIDER ELECTRIC BUILDINGS AMERICAS, INC | VMD4B-F120A | 15.58 | 19.12 | N | 15.58 | 19.12 | 19.12
SCH-VMD4BF120A | 166559 | 19 | 134342 | Veris Mini Relay,4PDT,Blade,12 | SCHNEIDER ELECTRIC BUILDINGS AMERICAS, INC | VMD4B-F120A | 15.58 | 14.8096 | N | 15.58 | 19.12 | 19.12
SCH-VMD4BF120A | 166561 | 13 | 134342 | Veris Mini Relay,4PDT,Blade,12 | SCHNEIDER ELECTRIC BUILDINGS AMERICAS, INC | VMD4B-F120A | 15.58 | 11.256 | N | 15.58 | 19.12 | 19.12
SCH-VMD4BF24A | 166553 | 9 | 134342 | MINI RELAY 4PDT BLADE 24VAC | SCHNEIDER ELECTRIC BUILDINGS AMERICAS, INC | VMD4B-F24A | 15.2 | 16.96 | N | 15.2 | 16.96 | 16.96
SCH-VMD4BF24A | 166559 | 4 | 134342 | MINI RELAY 4PDT BLADE 24VAC | SCHNEIDER ELECTRIC BUILDINGS AMERICAS, INC | VMD4B-F24A | 15.2 | 15.604 | Y | 15.2 | 16.96 | 16.96
SCH-VMD4BF24A | 166561 | 9 | 134342 | MINI RELAY 4PDT BLADE 24VAC | SCHNEIDER ELECTRIC BUILDINGS AMERICAS, INC | VMD4B-F24A | 15.2 | 14.7699 | N | 15.2 | 16.96 | 16.96
SCH-VS2213 | 173042 | 3 | 134342 | 1/2" SWEAT. 2 POSITION, 2 WAY, STEAM 3.5 | SCHNEIDER ELECTRIC BUILDINGS AMERICAS, INC | VS2213 | 23.685 | 20.5 | Y | 23.685 | 23.78 | 23.78
SCH-VS2213 | 175888 | 20 | 134342 | 1/2" SWEAT. 2 POSITION, 2 WAY, STEAM 3.5 | SCHNEIDER ELECTRIC BUILDINGS AMERICAS, INC | VS2213 | 23.685 | 21.73 | Y | 23.685 | 23.78 | 23.78
SCH-VS2213 | 175890 | 4 | 134342 | 1/2" SWEAT. 2 POSITION, 2 WAY, STEAM 3.5 | SCHNEIDER ELECTRIC BUILDINGS AMERICAS, INC | VS2213 | 23.685 | 21.4533 | Y | 23.685 | 23.78 | 23.78
SCH-VS2213 | 175891 | 8 | 134342 | 1/2" SWEAT. 2 POSITION, 2 WAY, STEAM 3.5 | SCHNEIDER ELECTRIC BUILDINGS AMERICAS, INC | VS2213 | 23.685 | 23.78 | N | 23.685 | 23.78 | 23.78
SCH-VS2221 | 10008 | 2 | 134342 | ZV .5IN 2W NPT BR 1CV | SCHNEIDER ELECTRIC BUILDINGS AMERICAS, INC | VS2221 | 35.5625 | 32.33 | N | 35.5625 | 32.33 | 35.5625
SCH-VS2223 | 175888 | 9 | 134342 | 2-way, 1/2 in valve, Threaded NPT, 3.5 C | SCHNEIDER ELECTRIC BUILDINGS AMERICAS, INC | VS2223 | 25.13 | 23.0564 | N | 25.13 | 23.0582 | 25.13
SCH-VS2223 | 175890 | 10 | 134342 | 2-way, 1/2 in valve, Threaded NPT, 3.5 C | SCHNEIDER ELECTRIC BUILDINGS AMERICAS, INC | VS2223 | 25.13 | 23.0582 | Y | 25.13 | 23.0582 | 25.13
SCH-VS2233 | 166559 | 1 | 134342 | ZV .5IN 2W RP BR 3.5CV | SCHNEIDER ELECTRIC BUILDINGS AMERICAS, INC | VS2233 | 35.5625 | 30.5 | N | 35.5625 | 30.5 | 35.5625
SCH-VS2312 | 175891 | 6 | 134342 | ZV .75IN 2W SWT BR 2.5CV | SCHNEIDER ELECTRIC BUILDINGS AMERICAS, INC | VS2312 | 41.475 | 40.89 | N | 41.475 | 40.89 | 41.475
SCH-VS2313526945 | 175891 | 1 | 134342 | BV 1.25IN 3W 19.4CV PR SR 24V | SCHNEIDER ELECTRIC BUILDINGS AMERICAS, INC | VS-2313-526-9-45 | 384.08 | 0 | N | 384.08 | 0 | 384.08
SCH-VS2313526963 | 175891 | 1 | 134342 | BV 2IN 3W 56.7CV PR SR 24V | SCHNEIDER ELECTRIC BUILDINGS AMERICAS, INC | VS-2313-526-9-63 | 552.08 | 0 | N | 552.08 | 0 | 552.08
SCH-VS2317 | 175888 | 10 | 134342 | 3/4"C-C STEAM VALVE BODY | SCHNEIDER ELECTRIC BUILDINGS AMERICAS, INC | VS2317 | 36.73 | 35.91 | N | 36.73 | 35.91 | 36.73
SCH-VS2317 | 175890 | 10 | 134342 | 3/4"C-C STEAM VALVE BODY | SCHNEIDER ELECTRIC BUILDINGS AMERICAS, INC | VS2317 | 36.73 | 32.445 | Y | 36.73 | 35.91 | 36.73
SCH-VS2322 | 175891 | 3 | 134342 | 3/4" NPT, Two Position, 2-Way, Steam | SCHNEIDER ELECTRIC BUILDINGS AMERICAS, INC | VS2322 | 33.2175 | 30.48 | Y | 33.2175 | 30.48 | 33.2175
SCH-VS2327 | 173042 | 4 | 134342 | 3/4" NPT, Two Position, 2-Way, Steam | SCHNEIDER ELECTRIC BUILDINGS AMERICAS, INC | VS2327 | 33.5225 | 28.75 | N | 33.5225 | 30.48 | 33.5225
SCH-VS2327 | 175888 | 10 | 134342 | 3/4" NPT, Two Position, 2-Way, Steam | SCHNEIDER ELECTRIC BUILDINGS AMERICAS, INC | VS2327 | 33.5225 | 30.48 | N | 33.5225 | 30.48 | 33.5225
SCH-VS2327 | 175890 | 6 | 134342 | 3/4" NPT, Two Position, 2-Way, Steam | SCHNEIDER ELECTRIC BUILDINGS AMERICAS, INC | VS2327 | 33.5225 | 30.4789 | Y | 33.5225 | 30.48 | 33.5225
SCH-VS2343 | 10510 | 10 | 134342 | 3/4"IVF, Two Position, 2-Way, Steam | SCHNEIDER ELECTRIC BUILDINGS AMERICAS, INC | VS2343 | 24.9 | 23.05 | N | 24.9 | 24.1962 | 24.9
SCH-VS2343 | 173042 | 14 | 134342 | 3/4"IVF, Two Position, 2-Way, Steam | SCHNEIDER ELECTRIC BUILDINGS AMERICAS, INC | VS2343 | 24.9 | 24.1962 | Y | 24.9 | 24.1962 | 24.9
SCH-VS2343 | 175891 | 4 | 134342 | 3/4"IVF, Two Position, 2-Way, Steam | SCHNEIDER ELECTRIC BUILDINGS AMERICAS, INC | VS2343 | 24.9 | 22.5676 | Y | 24.9 | 24.1962 | 24.9
SCH-VS2417 | 175888 | 5 | 134342 | ZV 1IN 2W SWT BR 8CV | SCHNEIDER ELECTRIC BUILDINGS AMERICAS, INC | VS2417 | 45.765 | 41.606 | N | 45.765 | 42.8583 | 45.765
SCH-VS2417 | 175890 | 17 | 134342 | ZV 1IN 2W SWT BR 8CV | SCHNEIDER ELECTRIC BUILDINGS AMERICAS, INC | VS2417 | 45.765 | 42.8583 | N | 45.765 | 42.8583 | 45.765
SCH-VS2427 | 173042 | 1 | 134342 | 1" 2w NPT, 2-Position, 8cv Steam Valve | SCHNEIDER ELECTRIC BUILDINGS AMERICAS, INC | VS2427 | 50.55 | 46.38 | N | 50.55 | 46.5393 | 50.55
SCH-VS2427 | 175888 | 7 | 134342 | 1" 2w NPT, 2-Position, 8cv Steam Valve | SCHNEIDER ELECTRIC BUILDINGS AMERICAS, INC | VS2427 | 50.55 | 46.38 | N | 50.55 | 46.5393 | 50.55
SCH-VS2427 | 175890 | 6 | 134342 | 1" 2w NPT, 2-Position, 8cv Steam Valve | SCHNEIDER ELECTRIC BUILDINGS AMERICAS, INC | VS2427 | 50.55 | 46.5393 | Y | 50.55 | 46.5393 | 50.55
SCH-VS2427 | 175891 | 2 | 134342 | 1" 2w NPT, 2-Position, 8cv Steam Valve | SCHNEIDER ELECTRIC BUILDINGS AMERICAS, INC | VS2427 | 50.55 | 46.38 | N | 50.55 | 46.5393 | 50.55
SCH-VS2517 | 173042 | 2 | 134342 | 1-1/4" Sweat, Two Position, 2-Way, S | SCHNEIDER ELECTRIC BUILDINGS AMERICAS, INC | VS2517 | 80.5975 | 65.75 | N | 80.5975 | 65.75 | 80.5975
SCH-VS2517 | 175890 | 2 | 134342 | 1-1/4" Sweat, Two Position, 2-Way, S | SCHNEIDER ELECTRIC BUILDINGS AMERICAS, INC | VS2517 | 80.5975 | 36.305 | Y | 80.5975 | 65.75 | 80.5975
SCH-VS3213 | 175890 | 4 | 134342 | 1/2" 3w NPT 2-Position,4.0cv Steam Valve | SCHNEIDER ELECTRIC BUILDINGS AMERICAS, INC | VS3213 | 36.395 | 21.9639 | N | 36.395 | 21.9639 | 36.395
SCH-VS3417 | 173042 | 3 | 134342 | 1" Sweat, Two Position, 3-Way, Steam | SCHNEIDER ELECTRIC BUILDINGS AMERICAS, INC | VS3417 | 74.235 | 43.12 | N | 74.235 | 43.12 | 74.235
SCH-VS7223804410 | 166557 | 1 | 134342 | GV 1.5IN 2W 28CV PR SR 24V | SCHNEIDER ELECTRIC BUILDINGS AMERICAS, INC | VS-7223-804-4-10 | 520.7975 | 477.8 | N | 520.7975 | 477.8 | 520.7975
SCH-VS8213576513 | 10510 | 1 | 134342 | GV 3IN 2W 85CV PR SR 24V 150T | SCHNEIDER ELECTRIC BUILDINGS AMERICAS, INC | VS-8213-576-5-13 | 1455.625 | 1581.96 | N | 1455.625 | 1581.96 | 1581.96
SCH-VT2211 | 10008 | 6 | 134342 | VT2211 1/2" SWEAT 1.0CV, 2WAY VALVE | SCHNEIDER ELECTRIC BUILDINGS AMERICAS, INC | VT2211 | 20.5075 | 14.871 | N | 20.5075 | 14.871 | 20.5075
SCH-VT2211G13A020 | 10008 | 4 | 134342 | 1/2" 2w NPT, 1.0cv, NC, SR, On/Off Valve | SCHNEIDER ELECTRIC BUILDINGS AMERICAS, INC | VT2211G13A020 | 60.3875 | 47 | N | 60.3875 | 47 | 60.3875
SCH-VT2212 | 10008 | 2 | 134342 | 1/2" SWT 2.5CV 2WAY VALVE | SCHNEIDER ELECTRIC BUILDINGS AMERICAS, INC | VT2212 | 20.32 | 18.8149 | Y | 20.32 | 19.1263 | 20.32
SCH-VT2212 | 166553 | 4 | 134342 | 1/2" SWT 2.5CV 2WAY VALVE | SCHNEIDER ELECTRIC BUILDINGS AMERICAS, INC | VT2212 | 20.32 | 18.2922 | Y | 20.32 | 19.1263 | 20.32
SCH-VT2212 | 166559 | 3 | 134342 | 1/2" SWT 2.5CV 2WAY VALVE | SCHNEIDER ELECTRIC BUILDINGS AMERICAS, INC | VT2212 | 20.32 | 18.6374 | Y | 20.32 | 19.1263 | 20.32
SCH-VT2212 | 166560 | 5 | 134342 | 1/2" SWT 2.5CV 2WAY VALVE | SCHNEIDER ELECTRIC BUILDINGS AMERICAS, INC | VT2212 | 20.32 | 18.8093 | Y | 20.32 | 19.1263 | 20.32
SCH-VT2212 | 166561 | 7 | 134342 | 1/2" SWT 2.5CV 2WAY VALVE | SCHNEIDER ELECTRIC BUILDINGS AMERICAS, INC | VT2212 | 20.32 | 18.7724 | Y | 20.32 | 19.1263 | 20.32
SCH-VT2212 | 175883 | 4 | 134342 | 1/2" SWT 2.5CV 2WAY VALVE | SCHNEIDER ELECTRIC BUILDINGS AMERICAS, INC | VT2212 | 20.32 | 15.301 | N | 20.32 | 19.1263 | 20.32
SCH-VT2212 | 175888 | 2 | 134342 | 1/2" SWT 2.5CV 2WAY VALVE | SCHNEIDER ELECTRIC BUILDINGS AMERICAS, INC | VT2212 | 20.32 | 18.8169 | Y | 20.32 | 19.1263 | 20.32
SCH-VT2212 | 175890 | 7 | 134342 | 1/2" SWT 2.5CV 2WAY VALVE | SCHNEIDER ELECTRIC BUILDINGS AMERICAS, INC | VT2212 | 20.32 | 19.1263 | Y | 20.32 | 19.1263 | 20.32
SCH-VT2213 | 10008 | 2 | 134342 | VT2213 1/2" SWT 2 WAY 3.5CV NC | SCHNEIDER ELECTRIC BUILDINGS AMERICAS, INC | VT2213 | 20.32 | 18.5525 | Y | 20.32 | 19.0398 | 20.32
SCH-VT2213 | 10510 | 24 | 134342 | VT2213 1/2" SWT 2 WAY 3.5CV NC | SCHNEIDER ELECTRIC BUILDINGS AMERICAS, INC | VT2213 | 20.32 | 18.9623 | Y | 20.32 | 19.0398 | 20.32
SCH-VT2213 | 166553 | 15 | 134342 | VT2213 1/2" SWT 2 WAY 3.5CV NC | SCHNEIDER ELECTRIC BUILDINGS AMERICAS, INC | VT2213 | 20.32 | 17.766 | Y | 20.32 | 19.0398 | 20.32
SCH-VT2213 | 166557 | 2 | 134342 | VT2213 1/2" SWT 2 WAY 3.5CV NC | SCHNEIDER ELECTRIC BUILDINGS AMERICAS, INC | VT2213 | 20.32 | 17.766 | Y | 20.32 | 19.0398 | 20.32
SCH-VT2213 | 166560 | 10 | 134342 | VT2213 1/2" SWT 2 WAY 3.5CV NC | SCHNEIDER ELECTRIC BUILDINGS AMERICAS, INC | VT2213 | 20.32 | 18.82 | Y | 20.32 | 19.0398 | 20.32
SCH-VT2213 | 166561 | 13 | 134342 | VT2213 1/2" SWT 2 WAY 3.5CV NC | SCHNEIDER ELECTRIC BUILDINGS AMERICAS, INC | VT2213 | 20.32 | 18.8132 | Y | 20.32 | 19.0398 | 20.32
SCH-VT2213 | 175890 | 1 | 134342 | VT2213 1/2" SWT 2 WAY 3.5CV NC | SCHNEIDER ELECTRIC BUILDINGS AMERICAS, INC | VT2213 | 20.32 | 18.82 | Y | 20.32 | 19.0398 | 20.32
SCH-VT2213 | 175891 | 14 | 134342 | VT2213 1/2" SWT 2 WAY 3.5CV NC | SCHNEIDER ELECTRIC BUILDINGS AMERICAS, INC | VT2213 | 20.32 | 19.0398 | Y | 20.32 | 19.0398 | 20.32
SCH-VT2221 | 10008 | 2 | 134342 | /2" NPT 2 WAY 1.0CV NC TWO POS SPG RET | SCHNEIDER ELECTRIC BUILDINGS AMERICAS, INC | VT2221 | 22.61 | 17.504 | N | 22.61 | 20.94 | 22.61
SCH-VT2221 | 166557 | 2 | 134342 | /2" NPT 2 WAY 1.0CV NC TWO POS SPG RET | SCHNEIDER ELECTRIC BUILDINGS AMERICAS, INC | VT2221 | 22.61 | 17.01 | N | 22.61 | 20.94 | 22.61
SCH-VT2221 | 175891 | 2 | 134342 | /2" NPT 2 WAY 1.0CV NC TWO POS SPG RET | SCHNEIDER ELECTRIC BUILDINGS AMERICAS, INC | VT2221 | 22.61 | 20.94 | Y | 22.61 | 20.94 | 22.61
SCH-VT2221G13B020 | 175890 | 1 | 134342 | ZV .5IN 2W 1CV 2PGT SR 110V AP | SCHNEIDER ELECTRIC BUILDINGS AMERICAS, INC | VT2221G13B020 | 62.38 | 55 | N | 62.38 | 55 | 62.38
SCH-VT2222 | 10510 | 8 | 134342 | VT2222 1/2" NPT 2 WAY 2.5CV NC TWO | SCHNEIDER ELECTRIC BUILDINGS AMERICAS, INC | VT2222 | 22.4 | 21.0204 | Y | 22.4 | 21.6876 | 22.4
SCH-VT2222 | 166559 | 5 | 134342 | VT2222 1/2" NPT 2 WAY 2.5CV NC TWO | SCHNEIDER ELECTRIC BUILDINGS AMERICAS, INC | VT2222 | 22.4 | 20.94 | Y | 22.4 | 21.6876 | 22.4
SCH-VT2222 | 166561 | 35 | 134342 | VT2222 1/2" NPT 2 WAY 2.5CV NC TWO | SCHNEIDER ELECTRIC BUILDINGS AMERICAS, INC | VT2222 | 22.4 | 20.94 | Y | 22.4 | 21.6876 | 22.4
SCH-VT2222 | 175891 | 2 | 134342 | VT2222 1/2" NPT 2 WAY 2.5CV NC TWO | SCHNEIDER ELECTRIC BUILDINGS AMERICAS, INC | VT2222 | 22.4 | 21.6876 | Y | 22.4 | 21.6876 | 22.4
SCH-VT2222H13A020 | 10510 | 1 | 134342 | ZV .5IN 2W 2.5CV 2PGT SR 24V | SCHNEIDER ELECTRIC BUILDINGS AMERICAS, INC | VT2222H13A020 | 73.75 | 67.04 | N | 73.75 | 67.04 | 73.75
SCH-VT2223 | 10008 | 6 | 134342 | 1/2" NPT 2 WAY 3.5CV NC TWO | SCHNEIDER ELECTRIC BUILDINGS AMERICAS, INC | VT2223 | 22.61 | 18.0895 | Y | 22.61 | 22.3596 | 22.61
SCH-VT2223 | 10770 | 2 | 134342 | 1/2" NPT 2 WAY 3.5CV NC TWO | SCHNEIDER ELECTRIC BUILDINGS AMERICAS, INC | VT2223 | 22.61 | 20.94 | Y | 22.61 | 22.3596 | 22.61
SCH-VT2223 | 166557 | 76 | 134342 | 1/2" NPT 2 WAY 3.5CV NC TWO | SCHNEIDER ELECTRIC BUILDINGS AMERICAS, INC | VT2223 | 22.61 | 18.0173 | N | 22.61 | 22.3596 | 22.61
SCH-VT2223 | 166560 | 16 | 134342 | 1/2" NPT 2 WAY 3.5CV NC TWO | SCHNEIDER ELECTRIC BUILDINGS AMERICAS, INC | VT2223 | 22.61 | 18.0173 | Y | 22.61 | 22.3596 | 22.61
SCH-VT2223 | 166561 | 3 | 134342 | 1/2" NPT 2 WAY 3.5CV NC TWO | SCHNEIDER ELECTRIC BUILDINGS AMERICAS, INC | VT2223 | 22.61 | 19.3028 | N | 22.61 | 22.3596 | 22.61
SCH-VT2223 | 173042 | 15 | 134342 | 1/2" NPT 2 WAY 3.5CV NC TWO | SCHNEIDER ELECTRIC BUILDINGS AMERICAS, INC | VT2223 | 22.61 | 21.75 | Y | 22.61 | 22.3596 | 22.61
SCH-VT2223 | 175888 | 1 | 134342 | 1/2" NPT 2 WAY 3.5CV NC TWO | SCHNEIDER ELECTRIC BUILDINGS AMERICAS, INC | VT2223 | 22.61 | 22.3596 | N | 22.61 | 22.3596 | 22.61
SCH-VT2223 | 175890 | 5 | 134342 | 1/2" NPT 2 WAY 3.5CV NC TWO | SCHNEIDER ELECTRIC BUILDINGS AMERICAS, INC | VT2223 | 22.61 | 20.94 | Y | 22.61 | 22.3596 | 22.61
SCH-VT2253 | 173042 | 1 | 134342 | 1/2" Flare, Two Position, 2-Way, Gen | SCHNEIDER ELECTRIC BUILDINGS AMERICAS, INC | VT2253 | 58.67 | 15.94 | N | 58.67 | 15.94 | 58.67
SCH-VT2313 | 10008 | 2 | 134342 | 3/4" 2-WAY SWT, 3.5CV | SCHNEIDER ELECTRIC BUILDINGS AMERICAS, INC | VT2313 | 25.9975 | 23.85 | Y | 25.9975 | 23.85 | 25.9975
SCH-VT2313 | 10510 | 11 | 134342 | 3/4" 2-WAY SWT, 3.5CV | SCHNEIDER ELECTRIC BUILDINGS AMERICAS, INC | VT2313 | 25.9975 | 22.6628 | Y | 25.9975 | 23.85 | 25.9975
SCH-VT2313 | 166557 | 2 | 134342 | 3/4" 2-WAY SWT, 3.5CV | SCHNEIDER ELECTRIC BUILDINGS AMERICAS, INC | VT2313 | 25.9975 | 23.85 | Y | 25.9975 | 23.85 | 25.9975
SCH-VT2313 | 166559 | 3 | 134342 | 3/4" 2-WAY SWT, 3.5CV | SCHNEIDER ELECTRIC BUILDINGS AMERICAS, INC | VT2313 | 25.9975 | 23.85 | Y | 25.9975 | 23.85 | 25.9975
SCH-VT2313 | 166560 | 4 | 134342 | 3/4" 2-WAY SWT, 3.5CV | SCHNEIDER ELECTRIC BUILDINGS AMERICAS, INC | VT2313 | 25.9975 | 23.85 | Y | 25.9975 | 23.85 | 25.9975
SCH-VT2313 | 173042 | 1 | 134342 | 3/4" 2-WAY SWT, 3.5CV | SCHNEIDER ELECTRIC BUILDINGS AMERICAS, INC | VT2313 | 25.9975 | 22.6628 | N | 25.9975 | 23.85 | 25.9975
SCH-VT2313 | 175891 | 4 | 134342 | 3/4" 2-WAY SWT, 3.5CV | SCHNEIDER ELECTRIC BUILDINGS AMERICAS, INC | VT2313 | 25.9975 | 23.432 | Y | 25.9975 | 23.85 | 25.9975
SCH-VT2315 | 166560 | 4 | 134342 | VT2315 3/4" SWT. 5.0 CV | SCHNEIDER ELECTRIC BUILDINGS AMERICAS, INC | VT2315 | 25.9975 | 23.85 | Y | 25.9975 | 23.85 | 25.9975
SCH-VT2317 | 173042 | 10 | 134342 | Valve, Zone | SCHNEIDER ELECTRIC BUILDINGS AMERICAS, INC | VT2317 | 25.9975 | 23.1821 | N | 25.9975 | 25.492 | 25.9975
SCH-VT2317 | 175888 | 8 | 134342 | Valve, Zone | SCHNEIDER ELECTRIC BUILDINGS AMERICAS, INC | VT2317 | 25.9975 | 25.492 | Y | 25.9975 | 25.492 | 25.9975
SCH-VT2317 | 175890 | 9 | 134342 | Valve, Zone | SCHNEIDER ELECTRIC BUILDINGS AMERICAS, INC | VT2317 | 25.9975 | 24.0159 | Y | 25.9975 | 25.492 | 25.9975
SCH-VT2317G13A02A | 10510 | 1 | 134342 | ZV .75IN 2W 7.5CV 2PGT SR 24V | SCHNEIDER ELECTRIC BUILDINGS AMERICAS, INC | VT2317G13A02A | 68.4025 | 63.33 | N | 68.4025 | 63.33 | 68.4025
SCH-VT2322 | 10008 | 1 | 134342 | VT2322 3/4" NPT 2 WAY 2.5CV NC | SCHNEIDER ELECTRIC BUILDINGS AMERICAS, INC | VT2322 | 30.04 | 22.978 | N | 30.04 | 27.56 | 30.04
SCH-VT2322 | 173042 | 4 | 134342 | VT2322 3/4" NPT 2 WAY 2.5CV NC | SCHNEIDER ELECTRIC BUILDINGS AMERICAS, INC | VT2322 | 30.04 | 27.56 | Y | 30.04 | 27.56 | 30.04
SCH-VT2322 | 175891 | 1 | 134342 | VT2322 3/4" NPT 2 WAY 2.5CV NC | SCHNEIDER ELECTRIC BUILDINGS AMERICAS, INC | VT2322 | 30.04 | 27.56 | Y | 30.04 | 27.56 | 30.04
SCH-VT2323 | 10008 | 4 | 134342 | 3/4" NPT 2 WAY 3.5CV NC VALVE ONLY | SCHNEIDER ELECTRIC BUILDINGS AMERICAS, INC | VT2323 | 30.04 | 27.5211 | Y | 30.04 | 27.678 | 30.04
SCH-VT2323 | 10510 | 1 | 134342 | 3/4" NPT 2 WAY 3.5CV NC VALVE ONLY | SCHNEIDER ELECTRIC BUILDINGS AMERICAS, INC | VT2323 | 30.04 | 27.678 | Y | 30.04 | 27.678 | 30.04
SCH-VT2323 | 173042 | 4 | 134342 | 3/4" NPT 2 WAY 3.5CV NC VALVE ONLY | SCHNEIDER ELECTRIC BUILDINGS AMERICAS, INC | VT2323 | 30.04 | 27.6662 | Y | 30.04 | 27.678 | 30.04
SCH-VT2323 | 175891 | 10 | 134342 | 3/4" NPT 2 WAY 3.5CV NC VALVE ONLY | SCHNEIDER ELECTRIC BUILDINGS AMERICAS, INC | VT2323 | 30.04 | 27.5658 | Y | 30.04 | 27.678 | 30.04
SCH-VT2325 | 10008 | 2 | 134342 | 3/4" 2-WAY SWT, 5.0CV | SCHNEIDER ELECTRIC BUILDINGS AMERICAS, INC | VT2325 | 29.765 | 27.56 | Y | 29.765 | 27.56 | 29.765
SCH-VT2325 | 166560 | 5 | 134342 | 3/4" 2-WAY SWT, 5.0CV | SCHNEIDER ELECTRIC BUILDINGS AMERICAS, INC | VT2325 | 29.765 | 27.56 | Y | 29.765 | 27.56 | 29.765
SCH-VT2327 | 166557 | 2 | 134342 | 3/4" NPT 7.0CV 3WAY VALVE | SCHNEIDER ELECTRIC BUILDINGS AMERICAS, INC | VT2327 | 30.315 | 27.56 | Y | 30.315 | 27.56 | 30.315
SCH-VT2327 | 166560 | 5 | 134342 | 3/4" NPT 7.0CV 3WAY VALVE | SCHNEIDER ELECTRIC BUILDINGS AMERICAS, INC | VT2327 | 30.315 | 27.56 | Y | 30.315 | 27.56 | 30.315
SCH-VT2327 | 173042 | 15 | 134342 | 3/4" NPT 7.0CV 3WAY VALVE | SCHNEIDER ELECTRIC BUILDINGS AMERICAS, INC | VT2327 | 30.315 | 26.6882 | Y | 30.315 | 27.56 | 30.315
SCH-VT2327 | 175891 | 1 | 134342 | 3/4" NPT 7.0CV 3WAY VALVE | SCHNEIDER ELECTRIC BUILDINGS AMERICAS, INC | VT2327 | 30.315 | 26.2434 | N | 30.315 | 27.56 | 30.315
SCH-VT2341 | 166559 | 2 | 134342 | 3/4"INV.FLARE CV 1, 2 WAY | SCHNEIDER ELECTRIC BUILDINGS AMERICAS, INC | VT2341 | 32.3575 | 15.86 | N | 32.3575 | 25.5857 | 32.3575
SCH-VT2341 | 175891 | 3 | 134342 | 3/4"INV.FLARE CV 1, 2 WAY | SCHNEIDER ELECTRIC BUILDINGS AMERICAS, INC | VT2341 | 32.3575 | 25.5857 | N | 32.3575 | 25.5857 | 32.3575
SCH-VT2342 | 166557 | 2 | 134342 | 3/4" IVF, 2 POSITION, 2-WAY | SCHNEIDER ELECTRIC BUILDINGS AMERICAS, INC | VT2342 | 22.4 | 19.966 | Y | 22.4 | 20.562 | 22.4
SCH-VT2342 | 166559 | 3 | 134342 | 3/4" IVF, 2 POSITION, 2-WAY | SCHNEIDER ELECTRIC BUILDINGS AMERICAS, INC | VT2342 | 22.4 | 20.562 | N | 22.4 | 20.562 | 22.4
SCH-VT2342 | 166561 | 5 | 134342 | 3/4" IVF, 2 POSITION, 2-WAY | SCHNEIDER ELECTRIC BUILDINGS AMERICAS, INC | VT2342 | 22.4 | 20.562 | N | 22.4 | 20.562 | 22.4
SCH-VT2342 | 175891 | 5 | 134342 | 3/4" IVF, 2 POSITION, 2-WAY | SCHNEIDER ELECTRIC BUILDINGS AMERICAS, INC | VT2342 | 22.4 | 19.9402 | Y | 22.4 | 20.562 | 22.4
SCH-VT2343 | 10008 | 2 | 134342 | VT2343 3/4 IVF, Two Position, 2-Way | SCHNEIDER ELECTRIC BUILDINGS AMERICAS, INC | VT2343 | 22.61 | 19.1271 | N | 22.61 | 23.6102 | 23.6102
SCH-VT2343 | 10510 | 23 | 134342 | VT2343 3/4 IVF, Two Position, 2-Way | SCHNEIDER ELECTRIC BUILDINGS AMERICAS, INC | VT2343 | 22.61 | 23.6102 | Y | 22.61 | 23.6102 | 23.6102
SCH-VT2343 | 173042 | 8 | 134342 | VT2343 3/4 IVF, Two Position, 2-Way | SCHNEIDER ELECTRIC BUILDINGS AMERICAS, INC | VT2343 | 22.61 | 20.7353 | Y | 22.61 | 23.6102 | 23.6102
SCH-VT2343 | 175891 | 64 | 134342 | VT2343 3/4 IVF, Two Position, 2-Way | SCHNEIDER ELECTRIC BUILDINGS AMERICAS, INC | VT2343 | 22.61 | 20.9664 | Y | 22.61 | 23.6102 | 23.6102
SCH-VT2415 | 10510 | 4 | 134342 | VT2415 B-C | SCHNEIDER ELECTRIC BUILDINGS AMERICAS, INC | VT2415 | 62.03 | 36.564 | Y | 62.03 | 36.564 | 62.03
SCH-VT2415 | 175891 | 1 | 134342 | VT2415 B-C | SCHNEIDER ELECTRIC BUILDINGS AMERICAS, INC | VT2415 | 62.03 | 33.987 | N | 62.03 | 36.564 | 62.03
SCH-VT2417 | 166557 | 2 | 134342 | 1" 2-WAY SWEAT, 7.5 cv | SCHNEIDER ELECTRIC BUILDINGS AMERICAS, INC | VT2417 | 43.4325 | 37.548 | Y | 43.4325 | 42.0713 | 43.4325
SCH-VT2417 | 166560 | 5 | 134342 | 1" 2-WAY SWEAT, 7.5 cv | SCHNEIDER ELECTRIC BUILDINGS AMERICAS, INC | VT2417 | 43.4325 | 39.1636 | Y | 43.4325 | 42.0713 | 43.4325
SCH-VT2417 | 166561 | 4 | 134342 | 1" 2-WAY SWEAT, 7.5 cv | SCHNEIDER ELECTRIC BUILDINGS AMERICAS, INC | VT2417 | 43.4325 | 39.48 | N | 43.4325 | 42.0713 | 43.4325
SCH-VT2417 | 173042 | 9 | 134342 | 1" 2-WAY SWEAT, 7.5 cv | SCHNEIDER ELECTRIC BUILDINGS AMERICAS, INC | VT2417 | 43.4325 | 36.1427 | N | 43.4325 | 42.0713 | 43.4325
SCH-VT2417 | 175888 | 1 | 134342 | 1" 2-WAY SWEAT, 7.5 cv | SCHNEIDER ELECTRIC BUILDINGS AMERICAS, INC | VT2417 | 43.4325 | 42.0713 | N | 43.4325 | 42.0713 | 43.4325
SCH-VT2417 | 175890 | 7 | 134342 | 1" 2-WAY SWEAT, 7.5 cv | SCHNEIDER ELECTRIC BUILDINGS AMERICAS, INC | VT2417 | 43.4325 | 39.7774 | N | 43.4325 | 42.0713 | 43.4325
SCH-VT2427 | 166553 | 4 | 134342 | 1/2" SWT 7.5 2WAY VALVE | SCHNEIDER ELECTRIC BUILDINGS AMERICAS, INC | VT2427 | 47.95 | 43.99 | Y | 47.95 | 43.99 | 47.95
SCH-VT2427 | 166557 | 2 | 134342 | 1/2" SWT 7.5 2WAY VALVE | SCHNEIDER ELECTRIC BUILDINGS AMERICAS, INC | VT2427 | 47.95 | 42.5669 | Y | 47.95 | 43.99 | 47.95
SCH-VT2427 | 166560 | 5 | 134342 | 1/2" SWT 7.5 2WAY VALVE | SCHNEIDER ELECTRIC BUILDINGS AMERICAS, INC | VT2427 | 47.95 | 43.99 | Y | 47.95 | 43.99 | 47.95
SCH-VT2427 | 166561 | 2 | 134342 | 1/2" SWT 7.5 2WAY VALVE | SCHNEIDER ELECTRIC BUILDINGS AMERICAS, INC | VT2427 | 47.95 | 43.1992 | N | 47.95 | 43.99 | 47.95
SCH-VT2427 | 173042 | 30 | 134342 | 1/2" SWT 7.5 2WAY VALVE | SCHNEIDER ELECTRIC BUILDINGS AMERICAS, INC | VT2427 | 47.95 | 42.5671 | N | 47.95 | 43.99 | 47.95
SCH-VT2427 | 175888 | 6 | 134342 | 1/2" SWT 7.5 2WAY VALVE | SCHNEIDER ELECTRIC BUILDINGS AMERICAS, INC | VT2427 | 47.95 | 41.5 | N | 47.95 | 43.99 | 47.95
SCH-VT2427 | 175890 | 1 | 134342 | 1/2" SWT 7.5 2WAY VALVE | SCHNEIDER ELECTRIC BUILDINGS AMERICAS, INC | VT2427 | 47.95 | 43.5532 | N | 47.95 | 43.99 | 47.95
SCH-VT3211 | 10008 | 2 | 134342 | 1/2" SWT 1.5CV 3WAY VALVE | SCHNEIDER ELECTRIC BUILDINGS AMERICAS, INC | VT3211 | 25.7575 | 22.3567 | Y | 25.7575 | 22.3567 | 25.7575
SCH-VT3212 | 10008 | 2 | 134342 | VT3212 1/2" SWT 3.0CV 3WAY VALVE | SCHNEIDER ELECTRIC BUILDINGS AMERICAS, INC | VT3212 | 25.52 | 23.7031 | Y | 25.52 | 28.7434 | 28.7434
SCH-VT3212 | 166553 | 3 | 134342 | VT3212 1/2" SWT 3.0CV 3WAY VALVE | SCHNEIDER ELECTRIC BUILDINGS AMERICAS, INC | VT3212 | 25.52 | 23.85 | Y | 25.52 | 28.7434 | 28.7434
SCH-VT3212 | 166557 | 3 | 134342 | VT3212 1/2" SWT 3.0CV 3WAY VALVE | SCHNEIDER ELECTRIC BUILDINGS AMERICAS, INC | VT3212 | 25.52 | 23.85 | Y | 25.52 | 28.7434 | 28.7434
SCH-VT3212 | 166560 | 1 | 134342 | VT3212 1/2" SWT 3.0CV 3WAY VALVE | SCHNEIDER ELECTRIC BUILDINGS AMERICAS, INC | VT3212 | 25.52 | 23.85 | Y | 25.52 | 28.7434 | 28.7434
SCH-VT3212 | 166561 | 1 | 134342 | VT3212 1/2" SWT 3.0CV 3WAY VALVE | SCHNEIDER ELECTRIC BUILDINGS AMERICAS, INC | VT3212 | 25.52 | 28.7434 | Y | 25.52 | 28.7434 | 28.7434
SCH-VT3212 | 175888 | 4 | 134342 | VT3212 1/2" SWT 3.0CV 3WAY VALVE | SCHNEIDER ELECTRIC BUILDINGS AMERICAS, INC | VT3212 | 25.52 | 23.9929 | N | 25.52 | 28.7434 | 28.7434
SCH-VT3213 | 10008 | 1 | 134342 | 1/2" SWT 4.0CV 3WAY VALVE | SCHNEIDER ELECTRIC BUILDINGS AMERICAS, INC | VT3213 | 25.52 | 23.85 | Y | 25.52 | 25.52 | 25.52
SCH-VT3213 | 10510 | 1 | 134342 | 1/2" SWT 4.0CV 3WAY VALVE | SCHNEIDER ELECTRIC BUILDINGS AMERICAS, INC | VT3213 | 25.52 | 25.52 | Y | 25.52 | 25.52 | 25.52
SCH-VT3213 | 166553 | 1 | 134342 | 1/2" SWT 4.0CV 3WAY VALVE | SCHNEIDER ELECTRIC BUILDINGS AMERICAS, INC | VT3213 | 25.52 | 23.85 | Y | 25.52 | 25.52 | 25.52
SCH-VT3213 | 166560 | 5 | 134342 | 1/2" SWT 4.0CV 3WAY VALVE | SCHNEIDER ELECTRIC BUILDINGS AMERICAS, INC | VT3213 | 25.52 | 23.85 | Y | 25.52 | 25.52 | 25.52
SCH-VT3213 | 166561 | 2 | 134342 | 1/2" SWT 4.0CV 3WAY VALVE | SCHNEIDER ELECTRIC BUILDINGS AMERICAS, INC | VT3213 | 25.52 | 23.85 | Y | 25.52 | 25.52 | 25.52
SCH-VT3213G13A020 | 175888 | 1 | 134342 | VB: 1/2 in, 3W Mix/Div, Zone, SWT,w.act | SCHNEIDER ELECTRIC BUILDINGS AMERICAS, INC | VT3213G13A020 | 65.2175 | 57.5 | N | 65.2175 | 57.5 | 65.2175
SCH-VT3213G13A020 | 175890 | 1 | 134342 | VB: 1/2 in, 3W Mix/Div, Zone, SWT,w.act | SCHNEIDER ELECTRIC BUILDINGS AMERICAS, INC | VT3213G13A020 | 65.2175 | 57.5 | N | 65.2175 | 57.5 | 65.2175
SCH-VT3221G13A020 | 175891 | 1 | 134342 | ZV .5IN 3W 1.5CV 2PGT SR 24V | SCHNEIDER ELECTRIC BUILDINGS AMERICAS, INC | VT3221G13A020 | 66.5725 | 45.57 | N | 66.5725 | 45.57 | 66.5725
SCH-VT3222 | 166553 | 1 | 134342 | VT3222 1/2 NPT, Two Position, | SCHNEIDER ELECTRIC BUILDINGS AMERICAS, INC | VT3222 | 27.2475 | 24.4733 | N | 27.2475 | 24.4733 | 27.2475
SCH-VT3222 | 166561 | 1 | 134342 | VT3222 1/2 NPT, Two Position, | SCHNEIDER ELECTRIC BUILDINGS AMERICAS, INC | VT3222 | 27.2475 | 24.4733 | Y | 27.2475 | 24.4733 | 27.2475
SCH-VT3223 | 166559 | 2 | 134342 | 1/2" NPT 4.0CV 3WAY VALVE | SCHNEIDER ELECTRIC BUILDINGS AMERICAS, INC | VT3223 | 27.505 | 25.7 | Y | 27.505 | 25.71 | 27.505
SCH-VT3223 | 166560 | 5 | 134342 | 1/2" NPT 4.0CV 3WAY VALVE | SCHNEIDER ELECTRIC BUILDINGS AMERICAS, INC | VT3223 | 27.505 | 25.71 | Y | 27.505 | 25.71 | 27.505
SCH-VT3223 | 173042 | 5 | 134342 | 1/2" NPT 4.0CV 3WAY VALVE | SCHNEIDER ELECTRIC BUILDINGS AMERICAS, INC | VT3223 | 27.505 | 25.71 | Y | 27.505 | 25.71 | 27.505
SCH-VT3223 | 175890 | 8 | 134342 | 1/2" NPT 4.0CV 3WAY VALVE | SCHNEIDER ELECTRIC BUILDINGS AMERICAS, INC | VT3223 | 27.505 | 25.71 | Y | 27.505 | 25.71 | 27.505
SCH-VT3253 | 175891 | 11 | 134342 | ZV .5IN 3W FLR BR 4CV | SCHNEIDER ELECTRIC BUILDINGS AMERICAS, INC | VT3253 | 113.23 | 50.9825 | N | 113.23 | 50.9825 | 113.23
SCH-VT3313 | 10008 | 1 | 134342 | VT3313 3/4" SWT 4.0CV 3WAY VALVE | SCHNEIDER ELECTRIC BUILDINGS AMERICAS, INC | VT3313 | 32.3025 | 22.6933 | N | 32.3025 | 22.6933 | 32.3025
SCH-VT3315 | 10008 | 3 | 134342 | Valve, Zone | SCHNEIDER ELECTRIC BUILDINGS AMERICAS, INC | VT3315 | 32.3025 | 23.4996 | N | 32.3025 | 30.47 | 32.3025
SCH-VT3315 | 166557 | 5 | 134342 | Valve, Zone | SCHNEIDER ELECTRIC BUILDINGS AMERICAS, INC | VT3315 | 32.3025 | 30.47 | N | 32.3025 | 30.47 | 32.3025
SCH-VT3315 | 166560 | 5 | 134342 | Valve, Zone | SCHNEIDER ELECTRIC BUILDINGS AMERICAS, INC | VT3315 | 32.3025 | 30.2393 | Y | 32.3025 | 30.47 | 32.3025
SCH-VT3317 | 10008 | 1 | 134342 | 3/4" SWT 7.5CV 3WAY VALVE | SCHNEIDER ELECTRIC BUILDINGS AMERICAS, INC | VT3317 | 31.695 | 38.3 | N | 31.695 | 38.3 | 38.3
SCH-VT3317 | 166557 | 1 | 134342 | 3/4" SWT 7.5CV 3WAY VALVE | SCHNEIDER ELECTRIC BUILDINGS AMERICAS, INC | VT3317 | 31.695 | 25.59 | N | 31.695 | 38.3 | 38.3
SCH-VT3317 | 166560 | 5 | 134342 | 3/4" SWT 7.5CV 3WAY VALVE | SCHNEIDER ELECTRIC BUILDINGS AMERICAS, INC | VT3317 | 31.695 | 30.3892 | Y | 31.695 | 38.3 | 38.3
SCH-VT3322 | 166560 | 9 | 134342 | ZV .75IN 3W NPT BR 3CV | SCHNEIDER ELECTRIC BUILDINGS AMERICAS, INC | VT3322 | 36.06 | 33.39 | Y | 36.06 | 33.39 | 36.06
SCH-VT3322 | 166561 | 1 | 134342 | ZV .75IN 3W NPT BR 3CV | SCHNEIDER ELECTRIC BUILDINGS AMERICAS, INC | VT3322 | 36.06 | 33.39 | N | 36.06 | 33.39 | 36.06
SCH-VT3322 | 175891 | 1 | 134342 | ZV .75IN 3W NPT BR 3CV | SCHNEIDER ELECTRIC BUILDINGS AMERICAS, INC | VT3322 | 36.06 | 28.9924 | N | 36.06 | 33.39 | 36.06
SCH-VT3323 | 10008 | 2 | 134342 | 3/4" NPT 4.0CV 3WAY VALVE | SCHNEIDER ELECTRIC BUILDINGS AMERICAS, INC | VT3323 | 36.06 | 33.39 | Y | 36.06 | 33.39 | 36.06
SCH-VT3323 | 166560 | 5 | 134342 | 3/4" NPT 4.0CV 3WAY VALVE | SCHNEIDER ELECTRIC BUILDINGS AMERICAS, INC | VT3323 | 36.06 | 33.39 | Y | 36.06 | 33.39 | 36.06
SCH-VT3323 | 173042 | 6 | 134342 | 3/4" NPT 4.0CV 3WAY VALVE | SCHNEIDER ELECTRIC BUILDINGS AMERICAS, INC | VT3323 | 36.06 | 33.39 | Y | 36.06 | 33.39 | 36.06
SCH-VT3325 | 10008 | 2 | 134342 | Valve, Zone | SCHNEIDER ELECTRIC BUILDINGS AMERICAS, INC | VT3325 | 35.7275 | 31.5 | Y | 35.7275 | 33.1136 | 35.7275
SCH-VT3325 | 166560 | 5 | 134342 | Valve, Zone | SCHNEIDER ELECTRIC BUILDINGS AMERICAS, INC | VT3325 | 35.7275 | 33.1136 | Y | 35.7275 | 33.1136 | 35.7275
SCH-VT3325G13A020 | 10510 | 1 | 134342 | ZV .75IN 3W 5CV 2PGT SR 24V AP | SCHNEIDER ELECTRIC BUILDINGS AMERICAS, INC | VT3325G13A020 | 74.72 | 70.49 | N | 74.72 | 70.49 | 74.72
SCH-VT3327 | 175890 | 4 | 134342 | 3/4" 3wy npt vlv | SCHNEIDER ELECTRIC BUILDINGS AMERICAS, INC | VT3327 | 35.3925 | 33.39 | Y | 35.3925 | 33.39 | 35.3925
SCH-VT3342 | 166561 | 3 | 134342 | 3/4" IVF, 2 POSITION, 3-WAY | SCHNEIDER ELECTRIC BUILDINGS AMERICAS, INC | VT3342 | 38.6375 | 35.78 | Y | 38.6375 | 35.78 | 38.6375
SCH-VT3343 | 10510 | 6 | 134342 | 3/4" 3way IF valve body | SCHNEIDER ELECTRIC BUILDINGS AMERICAS, INC | VT3343 | 27.2475 | 27.267 | Y | 27.2475 | 27.267 | 27.267
SCH-VT3343 | 166560 | 5 | 134342 | 3/4" 3way IF valve body | SCHNEIDER ELECTRIC BUILDINGS AMERICAS, INC | VT3343 | 27.2475 | 25.1411 | N | 27.2475 | 27.267 | 27.267
SCH-VT3417 | 166560 | 5 | 134342 | 1" 3-WAY SWT, 7.5CV | SCHNEIDER ELECTRIC BUILDINGS AMERICAS, INC | VT3417 | 49.3375 | 46.11 | Y | 49.3375 | 46.11 | 49.3375
SCH-VT3417 | 166561 | 4 | 134342 | 1" 3-WAY SWT, 7.5CV | SCHNEIDER ELECTRIC BUILDINGS AMERICAS, INC | VT3417 | 49.3375 | 46.11 | N | 49.3375 | 46.11 | 49.3375
SCH-VT3417 | 175890 | 4 | 134342 | 1" 3-WAY SWT, 7.5CV | SCHNEIDER ELECTRIC BUILDINGS AMERICAS, INC | VT3417 | 49.3375 | 43.5 | N | 49.3375 | 46.11 | 49.3375
SCH-VT3427 | 10008 | 3 | 134342 | 1" 3-WAY NPT, 8.0CV | SCHNEIDER ELECTRIC BUILDINGS AMERICAS, INC | VT3427 | 52.66 | 41.9888 | N | 52.66 | 50.365 | 52.66
SCH-VT3427 | 166560 | 5 | 134342 | 1" 3-WAY NPT, 8.0CV | SCHNEIDER ELECTRIC BUILDINGS AMERICAS, INC | VT3427 | 52.66 | 48.76 | Y | 52.66 | 50.365 | 52.66
SCH-VT3427 | 166561 | 6 | 134342 | 1" 3-WAY NPT, 8.0CV | SCHNEIDER ELECTRIC BUILDINGS AMERICAS, INC | VT3427 | 52.66 | 48.76 | N | 52.66 | 50.365 | 52.66
SCH-VT3427 | 175890 | 4 | 134342 | 1" 3-WAY NPT, 8.0CV | SCHNEIDER ELECTRIC BUILDINGS AMERICAS, INC | VT3427 | 52.66 | 50.365 | Y | 52.66 | 50.365 | 52.66
SCH-VT7355C5031B | 175890 | 3 | 134342 | LWV FCU BN RH ONOFF HOTEL | SCHNEIDER ELECTRIC BUILDINGS AMERICAS, INC | VT7355C5031B | 236.655 | 189.75 | N | 236.655 | 190.53 | 236.655
SCH-VT7355C5031B | 175891 | 3 | 134342 | LWV FCU BN RH ONOFF HOTEL | SCHNEIDER ELECTRIC BUILDINGS AMERICAS, INC | VT7355C5031B | 236.655 | 190.53 | N | 236.655 | 190.53 | 236.655
SCH-VTD1PUNI | 10008 | 5 | 134342 | TIME DELAY RELAY | SCHNEIDER ELECTRIC BUILDINGS AMERICAS, INC | VTD1P-UNI | 49.17 | 50.7667 | Y | 49.17 | 50.7667 | 50.7667
SCH-VTD2PUNI | 10008 | 1 | 134342 | TIME DELAY RELAY DPDT 15A DIN | SCHNEIDER ELECTRIC BUILDINGS AMERICAS, INC | VTD2P-UNI | 56.94 | 52.24 | Y | 56.94 | 52.24 | 56.94
SCH-VTR8350A5500BP | 10008 | 2 | 134342 | RH ZIGBEE PIR LINE VOL | SCHNEIDER ELECTRIC BUILDINGS AMERICAS, INC | VTR8350A5500BP | 341.265 | 248.69 | N | 341.265 | 248.69 | 341.265
SCH-VW3A31815 | 173042 | 8 | 134342 | NEMA UL TYPE 1 KIT SIZE 7 | SCHNEIDER ELECTRIC BUILDINGS AMERICAS, INC | VW3A31815 | 37.6075 | 32.5812 | Y | 37.6075 | 32.5812 | 37.6075
SCH-VW3A31816 | 173042 | 4 | 134342 | NEMA 1 KIT | SCHNEIDER ELECTRIC BUILDINGS AMERICAS, INC | VW3A31816 | 40.865 | 34.5 | Y | 40.865 | 34.5 | 40.865
SCH-VW3A31817 | 173042 | 4 | 134342 | NEMA 1 KIT | SCHNEIDER ELECTRIC BUILDINGS AMERICAS, INC | VW3A31817 | 40.865 | 27.5 | Y | 40.865 | 27.5 | 40.865
SCH-X050CBA | 166557 | 3 | 134342 | TRANSFORMR CTRL MULTI/24V 50VA | SCHNEIDER ELECTRIC BUILDINGS AMERICAS, INC | X050CBA | 20.5 | 18.7 | N | 20.5 | 18.7 | 20.5
SCH-X075CBA | 166557 | 27 | 134342 | TRANSFORMER CONTROL 75VA MULTI | SCHNEIDER ELECTRIC BUILDINGS AMERICAS, INC | X075CBA | 27.11 | 25.85 | N | 27.11 | 25.85 | 27.11
SCH-X100CAB | 10510 | 0 | 134342 | TRANSFORMER 99VA 120VAC-24VAC | SCHNEIDER ELECTRIC BUILDINGS AMERICAS, INC | X100CAB | 18.08 | 18.08 | N | 18.08 | 18.08 | 18.08
SCH-XB4BA61 | 166559 | 1 | 134342 | PUSH BTN OPERATOR 22MM | SCHNEIDER ELECTRIC BUILDINGS AMERICAS, INC | XB4BA61 | 24.8025 | 21.5 | N | 24.8025 | 21.5 | 24.8025
SCH-XB4BVB3 | 175890 | 8 | 134342 | PUSH BUTTON LIGHT 24V | SCHNEIDER ELECTRIC BUILDINGS AMERICAS, INC | XB4BVB3 | 46.72 | 39.8259 | Y | 46.72 | 39.8259 | 46.72
SCH-XB4BVB4 | 175890 | 2 | 134342 | PUSH BUTTON LIGHT 24V | SCHNEIDER ELECTRIC BUILDINGS AMERICAS, INC | XB4BVB4 | 46.72 | 39.6245 | Y | 46.72 | 39.6245 | 46.72
SCH-XB5AD21 | 175890 | 3 | 134342 | SELECTOR SW 230VAC 2 AMP | SCHNEIDER ELECTRIC BUILDINGS AMERICAS, INC | XB5AD21 | 30 | 24.5379 | N | 30 | 24.5379 | 30
SCH-XB5AD33 | 175888 | 7 | 134342 | SELECTOR SWITCH 230V 2A | SCHNEIDER ELECTRIC BUILDINGS AMERICAS, INC | XB5AD33 | 46.145 | 41.2 | N | 46.145 | 41.2 | 46.145
SCH-XB5AD33 | 175890 | 4 | 134342 | SELECTOR SWITCH 230V 2A | SCHNEIDER ELECTRIC BUILDINGS AMERICAS, INC | XB5AD33 | 46.145 | 40.9474 | Y | 46.145 | 41.2 | 46.145
SCH-YBA5141 | 166560 | 1 | 134342 | Mounting Nut .5-1.25in Valves | SCHNEIDER ELECTRIC BUILDINGS AMERICAS, INC | YBA-514-1 | 10.8925 | 7.45 | N | 10.8925 | 7.45 | 10.8925
SCH-YBA6222 | 10008 | 3 | 134342 | Assembly, Packing | SCHNEIDER ELECTRIC BUILDINGS AMERICAS, INC | YBA-622-2 | 37.3975 | 32.3886 | Y | 37.3975 | 33.4264 | 37.3975
SCH-YBA6222 | 166553 | 1 | 134342 | Assembly, Packing | SCHNEIDER ELECTRIC BUILDINGS AMERICAS, INC | YBA-622-2 | 37.3975 | 27.75 | Y | 37.3975 | 33.4264 | 37.3975
SCH-YBA6222 | 166559 | 8 | 134342 | Assembly, Packing | SCHNEIDER ELECTRIC BUILDINGS AMERICAS, INC | YBA-622-2 | 37.3975 | 33.4264 | Y | 37.3975 | 33.4264 | 37.3975
SCH-YBA6222 | 166560 | 3 | 134342 | Assembly, Packing | SCHNEIDER ELECTRIC BUILDINGS AMERICAS, INC | YBA-622-2 | 37.3975 | 33.39 | Y | 37.3975 | 33.4264 | 37.3975
SCH-YBA6222 | 166561 | 3 | 134342 | Assembly, Packing | SCHNEIDER ELECTRIC BUILDINGS AMERICAS, INC | YBA-622-2 | 37.3975 | 33.39 | Y | 37.3975 | 33.4264 | 37.3975
SCH-YBA6222 | 175891 | 7 | 134342 | Assembly, Packing | SCHNEIDER ELECTRIC BUILDINGS AMERICAS, INC | YBA-622-2 | 37.3975 | 33.39 | Y | 37.3975 | 33.4264 | 37.3975
SCH-YBA6222025 | 10510 | 30 | 134342 | PACKING ASY BULK PACK | SCHNEIDER ELECTRIC BUILDINGS AMERICAS, INC | YBA-622-2-0-25 | 912.9575 | 33.2047 | Y | 912.9575 | 33.2047 | 912.9575
SCH-YBA635 | 10008 | 2 | 134342 | YBA-635 VALVE REPACK KIT FOR VB9000 | SCHNEIDER ELECTRIC BUILDINGS AMERICAS, INC | YBA-635 | 46.895 | 31.215 | N | 46.895 | 41.87 | 46.895
SCH-YBA635 | 10510 | 14 | 134342 | YBA-635 VALVE REPACK KIT FOR VB9000 | SCHNEIDER ELECTRIC BUILDINGS AMERICAS, INC | YBA-635 | 46.895 | 40.1906 | Y | 46.895 | 41.87 | 46.895
SCH-YBA635 | 166553 | 1 | 134342 | YBA-635 VALVE REPACK KIT FOR VB9000 | SCHNEIDER ELECTRIC BUILDINGS AMERICAS, INC | YBA-635 | 46.895 | 41.87 | Y | 46.895 | 41.87 | 46.895
SCH-YBA635 | 166559 | 1 | 134342 | YBA-635 VALVE REPACK KIT FOR VB9000 | SCHNEIDER ELECTRIC BUILDINGS AMERICAS, INC | YBA-635 | 46.895 | 41.3835 | Y | 46.895 | 41.87 | 46.895
SCH-YBA635 | 166560 | 4 | 134342 | YBA-635 VALVE REPACK KIT FOR VB9000 | SCHNEIDER ELECTRIC BUILDINGS AMERICAS, INC | YBA-635 | 46.895 | 38.235 | Y | 46.895 | 41.87 | 46.895
SCH-YBA635 | 166561 | 10 | 134342 | YBA-635 VALVE REPACK KIT FOR VB9000 | SCHNEIDER ELECTRIC BUILDINGS AMERICAS, INC | YBA-635 | 46.895 | 41.87 | N | 46.895 | 41.87 | 46.895
SCH-YBA635 | 175891 | 2 | 134342 | YBA-635 VALVE REPACK KIT FOR VB9000 | SCHNEIDER ELECTRIC BUILDINGS AMERICAS, INC | YBA-635 | 46.895 | 36.216 | Y | 46.895 | 41.87 | 46.895
SCH-YBA6522 | 10510 | 1 | 134342 | Repair Packing Kit for 2-1/2-6 | SCHNEIDER ELECTRIC BUILDINGS AMERICAS, INC | YBA-652-2 | 253.17 | 226.05 | Y | 253.17 | 239.605 | 253.17
SCH-YBA6522 | 166553 | 0 | 134342 | Repair Packing Kit for 2-1/2-6 | SCHNEIDER ELECTRIC BUILDINGS AMERICAS, INC | YBA-652-2 | 253.17 | 174.295 | N | 253.17 | 239.605 | 253.17
SCH-YBA6522 | 166557 | 1 | 134342 | Repair Packing Kit for 2-1/2-6 | SCHNEIDER ELECTRIC BUILDINGS AMERICAS, INC | YBA-652-2 | 253.17 | 197.276 | N | 253.17 | 239.605 | 253.17
SCH-YBA6522 | 166559 | 1 | 134342 | Repair Packing Kit for 2-1/2-6 | SCHNEIDER ELECTRIC BUILDINGS AMERICAS, INC | YBA-652-2 | 253.17 | 226.045 | Y | 253.17 | 239.605 | 253.17
SCH-YBA6522 | 166561 | 2 | 134342 | Repair Packing Kit for 2-1/2-6 | SCHNEIDER ELECTRIC BUILDINGS AMERICAS, INC | YBA-652-2 | 253.17 | 239.605 | Y | 253.17 | 239.605 | 253.17
SCH-YBA6522 | 175888 | 1 | 134342 | Repair Packing Kit for 2-1/2-6 | SCHNEIDER ELECTRIC BUILDINGS AMERICAS, INC | YBA-652-2 | 253.17 | 226.05 | N | 253.17 | 239.605 | 253.17
SCH-YBA6522 | 175891 | 2 | 134342 | Repair Packing Kit for 2-1/2-6 | SCHNEIDER ELECTRIC BUILDINGS AMERICAS, INC | YBA-652-2 | 253.17 | 226.05 | Y | 253.17 | 239.605 | 253.17
SCH-ZB2BE101 | 10510 | 1 | 134342 | CONTACT BLOCK | SCHNEIDER ELECTRIC BUILDINGS AMERICAS, INC | ZB2BE101 | 102.67 | 13.35 | N | 102.67 | 13.35 | 102.67
SCH-ZBE101 | 175891 | 17 | 134342 | N/O CONTACT BLOCK 10A | SCHNEIDER ELECTRIC BUILDINGS AMERICAS, INC | ZBE101 | 80.7525 | 2.3483 | N | 80.7525 | 2.3483 | 80.7525
SCH-ZBY2367 | 175890 | 2 | 134342 | STD N/P HOLDER MRKD OFF-ON | SCHNEIDER ELECTRIC BUILDINGS AMERICAS, INC | ZBY2367 | 2.9925 | 1.5015 | N | 2.9925 | 1.5015 | 2.9925
SCLDWBL4PDTC120VAC | 166553 | 70 | 169003 | 4PDT 120VAC Relay | Song Chuan Usa Inc. | SCLDWBL4PDTC120VAC | 2.32 | 2.32 | N | 2.32 | 2.32 | 2.32
SCLDWBL4PDTC120VAC | 166560 | 12 | 169003 | 4PDT 120VAC Relay | Song Chuan Usa Inc. | SCLDWBL4PDTC120VAC | 2.32 | 2.32 | N | 2.32 | 2.32 | 2.32
SCLDWBL4PDTC120VAC | 166561 | 193 | 169003 | 4PDT 120VAC Relay | Song Chuan Usa Inc. | SCLDWBL4PDTC120VAC | 2.32 | 2.32 | N | 2.32 | 2.32 | 2.32
SCLLDPDT120VAC | 166553 | 44 | 169003 | 120VAC DPDT Relay | Song Chuan Usa Inc. | SCLLDPDT120VAC | 2.32 | 2.32 | N | 2.32 | 2.32 | 2.32
SCLLDPDT24VDC | 166560 | 4 | 169003 | 24VDC DPDT Relay | Song Chuan Usa Inc. | SCLLDPDT24VDC | 2.48 | 2.48 | N | 2.48 | 2.48 | 2.48
SCLLDPDT24VDC | 166561 | 62 | 169003 | 24VDC DPDT Relay | Song Chuan Usa Inc. | SCLLDPDT24VDC | 2.48 | 2.48 | N | 2.48 | 2.48 | 2.48
SCM4 | 175883 | 1 | 133856 | CO standalone | FIELDPIECE INSTRUMENTS, INC. | SCM4 | 208.27 | 202.68 | N | 208.27 | 202.68 | 208.27
SCREW CABLE TIE 4 | 175883 | 2100 | 134179 | Screw Mount Cable Tie | NEUCO INC. | SCREW CABLE TIE 4 | 0 | 0.02 | N | 0 | 0.02 | 0.02
SCREW CABLE TIE 7 | 175883 | 1600 | 134179 | Screw Mount Cable Tie | NEUCO INC. | SCREW CABLE TIE 7 | 0 | 2.95 | N | 0 | 2.95 | 2.95
SD | 10510 | 1 | 133886 | Honeywell R184 SDscrewdriver | INTERMATIC INC. | SD | 1.5 | 1.5 | N | 1.5 | 1.5 | 1.5
SD | 175891 | 2 | 133886 | Honeywell R184 SDscrewdriver | INTERMATIC INC. | SD | 1.5 | 1.5 | N | 1.5 | 1.5 | 1.5
SD77I | 10510 | 4 | 170127 | SlimDuct 3 channel 78 longivory lineset | RECTOR SEAL | SD-77-I | 15.284 | 15.284 | Y | 15.284 | 15.284 | 15.284
SDI0H2N000200 | 166561 | 1 | 130019 | Insertion Flow Meter 12-36" Pulse, w/Tap | Badger Meter, Inc. | SDI0H2N000200 | 765.75 | 765.75 | N | 765.75 | 765.75 | 765.75
SDMN5 | 10008 | 2 | 133856 | FIELDPIECE SDMN5 DUAL PORT MANOMETER | FIELDPIECE INSTRUMENTS, INC. | SDMN5 | 118.84 | 118.707 | Y | 118.84 | 118.707 | 118.84
SDMN5 | 10510 | 1 | 133856 | FIELDPIECE SDMN5 DUAL PORT MANOMETER | FIELDPIECE INSTRUMENTS, INC. | SDMN5 | 118.84 | 118.707 | Y | 118.84 | 118.707 | 118.84
SDMN6 | 10510 | 5 | 133856 | DUAL PORT MANOMETER AND PRESSURE SWITCH | FIELDPIECE INSTRUMENTS, INC. | SDMN6 | 225.68 | 232.526 | Y | 225.68 | 237.09 | 237.09
SDMN6 | 10770 | 1 | 133856 | DUAL PORT MANOMETER AND PRESSURE SWITCH | FIELDPIECE INSTRUMENTS, INC. | SDMN6 | 225.68 | 225.68 | N | 225.68 | 237.09 | 237.09
SDMN6 | 175891 | 3 | 133856 | DUAL PORT MANOMETER AND PRESSURE SWITCH | FIELDPIECE INSTRUMENTS, INC. | SDMN6 | 225.68 | 237.09 | Y | 225.68 | 237.09 | 237.09
SDN1024100C | 175888 | 1 | 177008 | SOLAHD 240W 24V DIN | APPLETON GRP LLC, DBA APPLETON GROUP | SDN1024100C | 167.32 | 167.3164 | N | 167.32 | 167.3164 | 167.32
SDN2024100C | 175888 | 2 | 177008 | SOLA, Power Supply | APPLETON GRP LLC, DBA APPLETON GROUP | SDN2024100C | 429.3251 | 429.3251 | N | 429.3251 | 429.3251 | 429.3251
SDN2X10RED | 175888 | 6 | 177008 | SOLAHD RED MOD 2X10A/1X20A 12 - 24VDC | APPLETON GRP LLC, DBA APPLETON GROUP | SDN2X10RED | 75.32 | 75.3208 | N | 75.32 | 75.3208 | 75.3208
SDN524100C | 175888 | 8 | 177008 | SOLA POWER SUPPLY | APPLETON GRP LLC, DBA APPLETON GROUP | SDN524100C | 170.8198 | 170.8198 | Y | 170.8198 | 170.8198 | 170.8198
SDN548100P | 175888 | 2 | 177008 | SOLAHD 240W 48V DIN P/S 115/230V IN | APPLETON GRP LLC, DBA APPLETON GROUP | SDN548100P | 263.1512 | 263.1512 | N | 263.1512 | 263.1512 | 263.1512
SDP810500PA | 175883 | 1 | 133756 | Pressure Sensor -0.07PSI ~ 0.07PS | DIGI-KEY CORPORATION | SDP810500PA | 0 | 31.5577 | N | 0 | 31.5577 | 31.5577
SDR01 | 173042 | 24 | 134309 | Spot Leak Detector | RLE TECHNOLOGIES | SD-R01 | 60 | 76.16 | Y | 60 | 76.16 | 76.16
SDRO2 | 173042 | 21 | 134309 | Leak Detection With Two Relay Outputs | RLE TECHNOLOGIES | SD-RO2 | 136.19 | 136.19 | N | 136.19 | 136.19 | 136.19
SDU500B | 175888 | 2 | 177008 | SOLAHD OFFLINE UPS 500VA 120V DIN | APPLETON GRP LLC, DBA APPLETON GROUP | SDU500B | 331.282 | 337.911 | Y | 331.282 | 337.911 | 337.911
SE7200C5045P | 175891 | 2 | 134342 | Fan Coil Unit Controller: 2 On/Off or Fl | SCHNEIDER ELECTRIC BUILDINGS AMERICAS, INC | SE7200C5045P | 118.79 | 118.79 | N | 118.79 | 118.79 | 118.79
SE7200F5045P | 175891 | 2 | 134342 | Zone Controller: 2 Analog 0-10V Outputs, | SCHNEIDER ELECTRIC BUILDINGS AMERICAS, INC | SE7200F5045P | 138.69 | 138.69 | N | 138.69 | 138.69 | 138.69
SE7600B5045P | 175891 | 3 | 134342 | Roof Top Unit Controller: 2H/2C Multi-St | SCHNEIDER ELECTRIC BUILDINGS AMERICAS, INC | SE7600B5045P | 131.97 | 131.97 | N | 131.97 | 131.97 | 131.97
SE7605B5045P | 175891 | 2 | 134342 | Roof Top Unit Controller: 2H/2C Multi-St | SCHNEIDER ELECTRIC BUILDINGS AMERICAS, INC | SE7605B5045P | 147.41 | 147.41 | N | 147.41 | 147.41 | 147.41
SE8600U5B11 | 175891 | 2 | 134342 | RTU Controller | SCHNEIDER ELECTRIC BUILDINGS AMERICAS, INC | SE8600U5B11 | 239.56 | 239.5633 | N | 239.56 | 239.5633 | 239.5633
SEC1 | 10510 | 17 | 187580 | Edison 1 amp fuse SC-1300 volts AC | CGNA/EDISON FUSEGEAR | SEC1 | 15.13 | 14.1326 | Y | 15.13 | 14.1326 | 15.13
SEC10 | 10510 | 21 | 187580 | Edison 10 amp fuse SC-10300 volts AC | CGNA/EDISON FUSEGEAR | SEC10 | 13.31 | 13.993 | Y | 13.31 | 13.993 | 13.993
SEC10 | 175891 | 15 | 187580 | Edison 10 amp fuse SC-10300 volts AC | CGNA/EDISON FUSEGEAR | SEC10 | 13.31 | 4.7 | Y | 13.31 | 13.993 | 13.993
SEC15 | 10510 | 2 | 187580 | Edison 15 amp fuse SC-15300 volts AC | CGNA/EDISON FUSEGEAR | SEC15 | 7.5354 | 7.5354 | Y | 7.5354 | 7.5354 | 7.5354
SEC15 | 175891 | 4 | 187580 | Edison 15 amp fuse SC-15300 volts AC | CGNA/EDISON FUSEGEAR | SEC15 | 7.5354 | 3.661 | Y | 7.5354 | 7.5354 | 7.5354
SEC2 | 10510 | 15 | 187580 | Edison 2 amp fuse SC-2300 volts AC | CGNA/EDISON FUSEGEAR | SEC2 | 12.196 | 11.2251 | Y | 12.196 | 11.2251 | 12.196
SEC20 | 10510 | 12 | 187580 | Edison 20 amp fuse SC-20300 volts AC | CGNA/EDISON FUSEGEAR | SEC20 | 7.237 | 7.1346 | Y | 7.237 | 7.1346 | 7.237
SEC20 | 175891 | 14 | 187580 | Edison 20 amp fuse SC-20300 volts AC | CGNA/EDISON FUSEGEAR | SEC20 | 7.237 | 5.621 | Y | 7.237 | 7.1346 | 7.237
SEC3 | 10510 | 20 | 187580 | Edison 3 amp fuse SC-3300 volts AC | CGNA/EDISON FUSEGEAR | SEC3 | 17.8 | 17.8 | Y | 17.8 | 17.8 | 17.8
SEC3 | 175891 | 5 | 187580 | Edison 3 amp fuse SC-3300 volts AC | CGNA/EDISON FUSEGEAR | SEC3 | 17.8 | 5.1504 | Y | 17.8 | 17.8 | 17.8
SEC30 | 10510 | 10 | 187580 | Edison 30 amp fuse SC-30300 volts AC | CGNA/EDISON FUSEGEAR | SEC30 | 10.38 | 19.8962 | Y | 10.38 | 19.8962 | 19.8962
SEC30 | 175891 | 13 | 187580 | Edison 30 amp fuse SC-30300 volts AC | CGNA/EDISON FUSEGEAR | SEC30 | 10.38 | 5.556 | Y | 10.38 | 19.8962 | 19.8962
SEC5 | 10510 | 9 | 187580 | Edison 5 amp fuse SC-5300 volts AC | CGNA/EDISON FUSEGEAR | SEC5 | 8.32 | 8.2167 | Y | 8.32 | 8.2167 | 8.32
SEC5 | 175891 | 10 | 187580 | Edison 5 amp fuse SC-5300 volts AC | CGNA/EDISON FUSEGEAR | SEC5 | 8.32 | 6.28 | Y | 8.32 | 8.2167 | 8.32
SEC6 | 10510 | 10 | 187580 | Edison 6 amp fuse SC-6300 volts AC | CGNA/EDISON FUSEGEAR | SEC6 | 8.257 | 14.1181 | Y | 8.257 | 14.1181 | 14.1181
SEC6 | 175891 | 8 | 187580 | Edison 6 amp fuse SC-6300 volts AC | CGNA/EDISON FUSEGEAR | SEC6 | 8.257 | 2.331 | Y | 8.257 | 14.1181 | 14.1181
SECTEA245045 | 175891 | 2 | 134342 | Terminal Controller with Zigbee High po | SCHNEIDER ELECTRIC BUILDINGS AMERICAS, INC | SECTEA245045 | 175.05 | 175.05 | N | 175.05 | 175.05 | 175.05
SED-P120-U-5045 | 175883 | 1 | 134179 | plug Relay 15a, 120v, 90 2mhz | NEUCO INC. | SED-P120-U-5045 | 0 | 91.25 | N | 0 | 91.25 | 91.25
SED27522X | 175888 | 1 | 134065 | 10HP DRIVE 208V | SIEMENS INDUSTRY, INC. | SED27522X | 850 | 850 | N | 850 | 850 | 850
SEI-7900 | 10770 | 2 | 175111 | Combustible Gas Sniffer / Leak Detector | SEITRON AMERICAS INC. | 7900 | 246.792 | 237.3 | Y | 246.792 | 237.3 | 246.792
SEI-AACFA01 | 10510 | 3 | 175111 | Replacement Filters for Water Trap 5PK | SEITRON AMERICAS INC. | AACFA01 | 32.76 | 31.5 | Y | 32.76 | 31.5 | 32.76
SEI-AACFA01 | 173042 | 10 | 175111 | Replacement Filters for Water Trap 5PK | SEITRON AMERICAS INC. | AACFA01 | 32.76 | 31.5 | Y | 32.76 | 31.5 | 32.76
SEI-AACFA01 | 175891 | 2 | 175111 | Replacement Filters for Water Trap 5PK | SEITRON AMERICAS INC. | AACFA01 | 32.76 | 31.5 | Y | 32.76 | 31.5 | 32.76
SEI-AACTA03 | 10510 | 2 | 175111 | Water Trap with filter | SEITRON AMERICAS INC. | AACTA03 | 53.872 | 48.3 | Y | 53.872 | 48.3 | 53.872
SEI-AAKA01 | 10510 | 1 | 175111 | AC Charger Wall Adapter kit | SEITRON AMERICAS INC. | AAKA01 | 50.232 | 48.3 | Y | 50.232 | 48.3 | 50.232
SEI-AARC10 | 10510 | 11 | 175111 | Standard Thermal Paper Rolls for | SEITRON AMERICAS INC. | AARC10 | 32.76 | 15.75 | Y | 32.76 | 15.75 | 32.76
SEI-AARC10 | 175891 | 3 | 175111 | Standard Thermal Paper Rolls for | SEITRON AMERICAS INC. | AARC10 | 32.76 | 15.75 | Y | 32.76 | 15.75 | 32.76
SEI-AJEX01 | 10510 | 1 | 175111 | 10' (3m) Hose Extension for sample | SEITRON AMERICAS INC. | AJEX01 | 167.44 | 161 | N | 167.44 | 161 | 167.44
SEI-NOVO1 | 10008 | 2 | 175111 | 2-Gas Novo Basic Kit: O2, CO, CO2, Comb | SEITRON AMERICAS INC. | NOVO 1 | 1236.872 | 1163.05 | Y | 1236.872 | 1189.3 | 1236.872
SEI-NOVO1 | 10770 | 2 | 175111 | 2-Gas Novo Basic Kit: O2, CO, CO2, Comb | SEITRON AMERICAS INC. | NOVO 1 | 1236.872 | 1189.3 | Y | 1236.872 | 1189.3 | 1236.872
SEI-NOVO1P | 10510 | 4 | 175111 | 2-Gas Novo Pro Kit (BUILT-IN Printer): | SEITRON AMERICAS INC. | NOVO 1-P | 1382.472 | 1319.2439 | Y | 1382.472 | 1329.3 | 1382.472
SEI-NOVO1P | 10770 | 2 | 175111 | 2-Gas Novo Pro Kit (BUILT-IN Printer): | SEITRON AMERICAS INC. | NOVO 1-P | 1382.472 | 1329.3 | Y | 1382.472 | 1329.3 | 1382.472
SEI-NOVO1P | 173042 | 2 | 175111 | 2-Gas Novo Pro Kit (BUILT-IN Printer): | SEITRON AMERICAS INC. | NOVO 1-P | 1382.472 | 1329.3 | Y | 1382.472 | 1329.3 | 1382.472
SEI-NOVO1P | 175891 | 4 | 175111 | 2-Gas Novo Pro Kit (BUILT-IN Printer): | SEITRON AMERICAS INC. | NOVO 1-P | 1382.472 | 1322.3558 | Y | 1382.472 | 1329.3 | 1382.472
SEI-NOVO3P | 10510 | 4 | 175111 | 3-Gas Novo Pro Kit (BUILT-IN Printer) | SEITRON AMERICAS INC. | NOVO 3-P | 2617.16 | 2512.5681 | Y | 2617.16 | 2512.5681 | 2617.16
SEN-2133 | 166559 | 2 | 134179 | Unprogramed Temp Sensor | NEUCO INC. | SEN-2133 | 0 | 99.265 | N | 0 | 99.265 | 99.265
SEN-C1200 | 166559 | 4 | 134351 | Current Switch,Go/no, N.O.,Mini solidco | SENVA, INC. | C-1200 | 11.74 | 8.99 | N | 11.74 | 8.99 | 11.74
SEN-C1220L | 166559 | 9 | 134351 | Current Switch, PreSet, N.O.,Mini soli | SENVA, INC. | C-1220-L | 17.51 | 16.5787 | N | 17.51 | 16.5787 | 17.51
SEN-C1320 | 166559 | 1 | 134351 | Current Switch, PreSet, N.O.,Solid-cor | SENVA, INC. | C-1320 | 19.93 | 18.54 | N | 19.93 | 18.54 | 19.93
SEN-C2200 | 166559 | 6 | 134351 | Current Switch. Go/no, N.O.,Mini Split- | SENVA, INC. | C-2200 | 20.53 | 19.1 | N | 20.53 | 19.1 | 20.53
SEN-C2220 | 166559 | 7 | 134351 | Current Switch, PreSet, N.O.,Mini Split | SENVA, INC. | C-2220 | 26.57 | 24.72 | Y | 26.57 | 24.72 | 26.57
SEN-C2300 | 166559 | 2 | 134351 | Current Switch, Go/No, N.O., Split-core | SENVA, INC. | C-2300 | 19.37 | 14.61 | N | 19.37 | 14.61 | 19.37
SEN-C2320 | 166559 | 4 | 134351 | Current Switch, PreSet, N.O., Split-cor | SENVA, INC. | C-2320 | 21.74 | 20.22 | Y | 21.74 | 20.22 | 21.74
SEN-C2320L | 166559 | 3 | 134351 | Current Switch, PreSet, N.O.,Split-core | SENVA, INC. | C-2320-L | 21.74 | 20.22 | Y | 21.74 | 20.22 | 21.74
SEN-C2320LECM | 166559 | 8 | 134351 | Current Switch, ECM, N.O.,Split-core, 0 | SENVA, INC. | C-2320-L ECM | 27.78 | 23.6 | Y | 27.78 | 23.6 | 27.78
SEN-C2343 | 166559 | 9 | 134351 | Analog 0-5VDC Current SensorSplit-core, | SENVA, INC. | C-2343 | 26.75 | 21.35 | Y | 26.75 | 21.35 | 26.75
SEN-C2343200 | 166559 | 2 | 134351 | Analog 0-5VDC Current SensorSplit-core, | SENVA, INC. | C-2343-200 | 33.62 | 23.6 | N | 33.62 | 23.6 | 33.62
SEN-C2344 | 166559 | 2 | 134351 | Analog 0-10 VDC Current SensorSplit-cor | SENVA, INC. | C-2344 | 26.75 | 21.35 | N | 26.75 | 21.35 | 26.75
SEN-C2344 | 173042 | 3 | 134351 | Analog 0-10 VDC Current SensorSplit-cor | SENVA, INC. | C-2344 | 26.75 | 20.786 | N | 26.75 | 21.35 | 26.75
SEN-C2344200 | 173042 | 3 | 134351 | Analog 0-10VDC Current SensorSplit-core | SENVA, INC. | C-2344-200 | 33.62 | 21 | N | 33.62 | 21 | 33.62
SEN-C2345 | 166553 | 21 | 134351 | Analog 4-20 mA Current SensorSplit-core | SENVA, INC. | C-2345 | 29.65 | 24.72 | N | 29.65 | 24.72 | 29.65
SEN-C2345 | 166559 | 5 | 134351 | Analog 4-20 mA Current SensorSplit-core | SENVA, INC. | C-2345 | 29.65 | 24.72 | N | 29.65 | 24.72 | 29.65
SEN-C2345L | 166559 | 3 | 134351 | Analog 4-20 mA, C-2345-LSplit-core, 5-1 | SENVA, INC. | C-2345-L | 29.65 | 25.84 | N | 29.65 | 25.84 | 29.65
SEN-C2350VFD | 166559 | 4 | 134351 | Current Switch, AutoSet, VFDSplit-core, | SENVA, INC. | C-2350VFD | 39.01 | 33.71 | Y | 39.01 | 33.71 | 39.01
SEN-C2350VFD | 173042 | 7 | 134351 | Current Switch, AutoSet, VFDSplit-core, | SENVA, INC. | C-2350VFD | 39.01 | 33.71 | Y | 39.01 | 33.71 | 39.01
SEN-C3216 | 166559 | 2 | 134351 | Analog Rogowski, 800A, 15" | SENVA, INC. | C-3216 | 164.87 | 153.37 | N | 164.87 | 153.37 | 164.87
SEN-CR324 | 166559 | 2 | 134351 | Command Relay, N.O., 24 VAC/DCcoil | SENVA, INC. | CR3-24 | 9.38 | 8.73 | Y | 9.38 | 8.73 | 9.38
SEN-CT1DA3D | 166559 | 12 | 134351 | CO2 DuctLCD NoTemp | SENVA, INC. | CT1D-A3D | 188.02 | 176.2571 | Y | 188.02 | 176.2571 | 188.02
SEN-CT1DA3D | 173042 | 1 | 134351 | CO2 DuctLCD NoTemp | SENVA, INC. | CT1D-A3D | 188.02 | 174.9 | N | 188.02 | 176.2571 | 188.02
SEN-CT1DA3X | 173042 | 1 | 134351 | CO2 DuctNoLCD NoTemp | SENVA, INC. | CT1D-A3X | 170.47 | 144.16 | N | 170.47 | 144.16 | 170.47
SEN-CT1RA3D | 173042 | 4 | 134351 | CO2 ROOMLCD noTEMP | SENVA, INC. | CT1R-A3D | 152.38 | 141.75 | Y | 152.38 | 141.75 | 152.38
SEN-HT1D3AUX | 166559 | 1 | 134351 | Humidity Duct 3%NoLCD NoTemp | SENVA, INC. | HT1D-3AUX | 99.76 | 92.8 | N | 99.76 | 92.8 | 99.76
SEN-HT1D3EUD | 166559 | 3 | 134351 | Humidity Duct 3%LCD 10K Type 2 Thermist | SENVA, INC. | HT1D-3EUD | 110.16 | 102.47 | N | 110.16 | 102.47 | 110.16
SEN-P40100BU1XP | 166559 | 2 | 134351 | 1" Fixed 0-10VDC Uni-Dir 1% No Disp Duc | SENVA, INC. | P4-0100-BU1XP | 80.62 | 61.48 | N | 80.62 | 61.48 | 80.62
SEN-P40100CU1LP | 166559 | 2 | 134351 | 1" Fixed 4-20mA Uni-Dir 1% LCD Disp Duc | SENVA, INC. | P4-0100-CU1LP | 97.82 | 82.68 | N | 97.82 | 82.68 | 97.82
SEN-P40100CU1XP | 166559 | 2 | 134351 | 1" Fixed 4-20mA Uni-Dir 1% No Disp Duct | SENVA, INC. | P4-0100-CU1XP | 80.62 | 61.48 | N | 80.62 | 61.48 | 80.62
SEN-P40250BU1XP | 166559 | 3 | 134351 | 2.5" Fixed 0-10VDC Uni-Dir 1% No Disp D | SENVA, INC. | P4-0250-BU1XP | 80.62 | 61.48 | N | 80.62 | 61.48 | 80.62
SEN-P40500AU1XP | 166559 | 2 | 134351 | 5" Fixed 0-5VDC Uni-Dir 1% No Disp Duct | SENVA, INC. | P4-0500-AU1XP | 80.62 | 75 | N | 80.62 | 75 | 80.62
SEN-P40500BU1XP | 166559 | 2 | 134351 | 5" Fixed 0-10VDC Uni-Dir 1% No Disp Duc | SENVA, INC. | P4-0500-BU1XP | 80.62 | 75 | N | 80.62 | 75 | 80.62
SEN-P40500CB1XX | 173042 | 1 | 134351 | 5" Fixed 4-20mA Bi-Dir 1% No Disp No Pr | SENVA, INC. | P4-0500-CB1XX | 69.87 | 53 | N | 69.87 | 53 | 69.87
SEN-P505001LP | 10510 | 4 | 134351 | Dry Diff. Press. 5" Universal,w/ LCD, D | SENVA, INC. | P5-0500-1LP | 113.38 | 104.94 | Y | 113.38 | 104.94 | 113.38
SEN-P505001LP | 166553 | 10 | 134351 | Dry Diff. Press. 5" Universal,w/ LCD, D | SENVA, INC. | P5-0500-1LP | 113.38 | 104.94 | Y | 113.38 | 104.94 | 113.38
SEN-P505001LP | 166559 | 3 | 134351 | Dry Diff. Press. 5" Universal,w/ LCD, D | SENVA, INC. | P5-0500-1LP | 113.38 | 104.94 | Y | 113.38 | 104.94 | 113.38
SEN-P510001LP | 166553 | 7 | 134351 | Dry Diff. Press. 10" Universalw/ LCD, D | SENVA, INC. | P5-1000-1LP | 113.38 | 104.94 | Y | 113.38 | 104.94 | 113.38
SEN-P605001LX | 166559 | 2 | 134351 | Dry Diff. Press. 5" EnclosedUniversal w | SENVA, INC. | P6-0500-1LX | 125.35 | 116.6 | N | 125.35 | 116.6 | 125.35
SEN-PW30W015 | 166561 | 1 | 134351 | Wet transducer Wall 15'cables standard | SENVA, INC. | PW30W-015 | 164.996 | 158.65 | N | 164.996 | 158.65 | 164.996
SEN-PWT050 | 166561 | 5 | 134351 | SENSOR, 50PSI, 0.5-4.5V, 0.25%1/4"MNPT | SENVA, INC. | PWT050 | 91.73 | 85.33 | N | 91.73 | 85.33 | 91.73
SEN-TGWACNA | 10510 | 4 | 134351 | TGUL, WALL, ANALOG, CO, NO2 | SENVA, INC. | TGW-ACN-A | 358.94 | 333.9 | Y | 358.94 | 333.9 | 358.94
SEN-WD2 | 175890 | 3 | 134039 | Water Detector, Wall Mount9-30VAC/DC, N | KELE & ASSOCIATES | WD-2 | 49.75 | 123.78 | Y | 49.75 | 123.78 | 123.78
SEN02039 | 175891 | 1 | 134179 | FAST RESPONSE TEMP SENSOR | NEUCO INC. | SEN02039 | 84.66 | 84.66 | N | 84.66 | 84.66 | 84.66
SEN2669 | 166561 | 0 | 134179 | 0-5" 5VDC Pressure Transducer | NEUCO INC. | SEN2669 | 55.62 | 0 | N | 55.62 | 0 | 55.62
SEN77I | 10510 | 20 | 170127 | SlimDuct 3 end fittingivory lineset duct | RECTOR SEAL | SEN77I | 3.3 | 3.3 | N | 3.3 | 3.3 | 3.3
SEPDPSOA11 | 175890 | 2 | 176692 | KEY SELECTOR WITH ENCLOSURE | E & E CONTROLS INC | SEP-DPSOA-11 | 50.4 | 50.4 | N | 50.4 | 50.4 | 50.4
SET-2091200PG2M11P3 | 10008 | 4 | 134354 | Pressure Transducer, 200PSI, 4-20mA | SETRA SYSTEMS, INC. | 2091200PG2M11P3 | 177.91 | 106 | N | 177.91 | 106 | 177.91
SET-2301001PD2F11B | 175891 | 1 | 134354 | 230 XMIT 1D VITON | SETRA SYSTEMS, INC. | 2301001PD2F11B | 403.69 | 442.38 | N | 403.69 | 442.38 | 442.38
SET-2301005PD2F2EB | 10008 | 4 | 134354 | SETRA 230 WET WET DIFF PRESS TRANS | SETRA SYSTEMS, INC. | 2301005PD2F2EB | 403.69 | 277.07 | N | 403.69 | 277.07 | 403.69
SET-2301050PD2F11B | 166559 | 0 | 134354 | DPT; Wet - Wet; 0-50psi; 4-20ma | SETRA SYSTEMS, INC. | 2301050PD2F11B | 403.69 | 368.27 | N | 403.69 | 368.27 | 403.69
SET-231GMS22FD | 10008 | 1 | 134354 | Wet to Wet, Differential, | SETRA SYSTEMS, INC. | 231GMS22FD | 452.35 | 452.69 | Y | 452.35 | 452.69 | 452.69
SET-231GMS22FD | 173042 | 1 | 134354 | Wet to Wet, Differential, | SETRA SYSTEMS, INC. | 231GMS22FD | 452.35 | 452.69 | Y | 452.35 | 452.69 | 452.69
SET-231GMS22FN | 10008 | 1 | 134354 | Transducer, Multi Configurable Pressure | SETRA SYSTEMS, INC. | 231GMS22FN | 433.9 | 396.56 | Y | 433.9 | 396.56 | 433.9
SET-231GRS2AJD30 | 166561 | 1 | 134354 | Multi-Configurable, Wet-to-Wet Different | SETRA SYSTEMS, INC. | 231GRS2AJD30 | 618.46 | 618.46 | N | 618.46 | 618.46 | 618.46
SET-231GRS44MD30 | 173042 | 1 | 134354 | Wet-to-wet DP transducer 0-150 | SETRA SYSTEMS, INC. | 231GRS44MD30 | 731.64 | 0.01 | N | 731.64 | 0.01 | 731.64
SET-2641010WD11T1C | 175888 | 2 | 134354 | 0-10IN WC 1 4-20 OUTPUT | SETRA SYSTEMS, INC. | 2641010WD11T1C | 138.57 | 131.94 | Y | 138.57 | 131.94 | 138.57
SET-2641025WD11A1C | 175891 | 3 | 134354 | 0-25IN TRANSDUCER 4-20MA | SETRA SYSTEMS, INC. | 2641025WD11A1C | 152.41 | 142.3041 | Y | 152.41 | 142.3041 | 152.41
SET-26510R1WBACT1C | 10008 | 1 | 134354 | SETRA 265 PRESSURE TRANSDUCER /- 0.1INW | SETRA SYSTEMS, INC. | 26510R1WBACT1C | 124.36 | 69.5 | N | 124.36 | 69.5 | 124.36
SET-26510R5WDABT1C | 166561 | 1 | 134354 | TRANSDUCER 0-5 VDC OUTPUT | SETRA SYSTEMS, INC. | 26510R5WDABT1C | 124.36 | 126.21 | N | 124.36 | 126.21 | 126.21
SET-26510R5WDABT1C | 173042 | 2 | 134354 | TRANSDUCER 0-5 VDC OUTPUT | SETRA SYSTEMS, INC. | 26510R5WDABT1C | 124.36 | 126.21 | N | 124.36 | 126.21 | 126.21
SET-2671005WD11AKHD | 10008 | 1 | 134354 | D.P. TRANSDUCER, 05IN WC, 4-20mA, /-0.5 | SETRA SYSTEMS, INC. | 2671005WD11AKHD | 290.39 | 170 | N | 290.39 | 170 | 290.39
SET-26712R5WD2EG1HD | 175888 | 1 | 134354 | Setra Transmitter | SETRA SYSTEMS, INC. | 26712R5WD2EG1HD | 273.87 | 186.045 | N | 273.87 | 186.045 | 273.87
SET-2671R25WD11A1HD | 175888 | 2 | 134354 | SETRA BIDIRECTIONAL XMTR -.25/+.25IW | SETRA SYSTEMS, INC. | 2671R25WD11A1HD | 273.87 | 173.71 | N | 273.87 | 173.71 | 273.87
SET-2671R25WD2EA1HD | 10008 | 6 | 134354 | Setra Nema 4 DPT 0.0.25INWC Unidirection | SETRA SYSTEMS, INC. | 2671R25WD2EA1HD | 273.87 | 248.01 | N | 273.87 | 248.01 | 273.87
SET-FLEX0R1WBRM7S2 | 175883 | 3 | 134354 | Room Pressure Monitor | SETRA SYSTEMS, INC. | FLEX0R1WBRM7S2 | 2276.31 | 2084.27 | N | 2276.31 | 2084.27 | 2276.31
SET-MRCSC | 166553 | 9 | 134354 | MULTI-RANGE CRITICAL PRESSURE | SETRA SYSTEMS, INC. | MRCSC | 293.21 | 269.348 | Y | 293.21 | 269.348 | 293.21
SET-MRCSC | 166561 | 1 | 134354 | MULTI-RANGE CRITICAL PRESSURE | SETRA SYSTEMS, INC. | MRCSC | 293.21 | 204.77 | N | 293.21 | 269.348 | 293.21
SET-MRCUA | 10008 | 1 | 134354 | MULTI RANGE CRITICAL PRESSURE TRANSDUCER | SETRA SYSTEMS, INC. | MRCUA | 325.9 | 231.04 | N | 325.9 | 231.04 | 325.9
SET-MRGPA | 10008 | 0 | 134354 | Transmitter, Differential Pressure | SETRA SYSTEMS, INC. | MRGPA | 178.61 | 147.02 | Y | 178.61 | 147.02 | 178.61
SET-MRGPA | 166553 | 4 | 134354 | Transmitter, Differential Pressure | SETRA SYSTEMS, INC. | MRGPA | 178.61 | 147.02 | N | 178.61 | 147.02 | 178.61
SET-MRGSA | 10008 | 6 | 134354 | Pressure Transducer, Multi-Range General | SETRA SYSTEMS, INC. | MRGSA | 162.14 | 140.9595 | Y | 162.14 | 162.14 | 162.14
SET-MRGSA | 166553 | 2 | 134354 | Pressure Transducer, Multi-Range General | SETRA SYSTEMS, INC. | MRGSA | 162.14 | 162.14 | Y | 162.14 | 162.14 | 162.14
SET-MRGSA | 173042 | 0 | 134354 | Pressure Transducer, Multi-Range General | SETRA SYSTEMS, INC. | MRGSA | 162.14 | 153.89 | N | 162.14 | 162.14 | 162.14
SET-MRGUA | 173042 | 0 | 134354 | Differential pressure transmitter, | SETRA SYSTEMS, INC. | MRGUA | 189.94 | 189.94 | N | 189.94 | 189.94 | 189.94
SET-SRPMR25WBA2V | 10008 | 2 | 134354 | Room Pressure Monitor | SETRA SYSTEMS, INC. | SRPMR25WBA2V | 1342.37 | 1276.38 | N | 1342.37 | 1276.38 | 1342.37
SET-SRPMR25WBV1E | 166561 | 1 | 134354 | Setra Room Pressure Monitor | SETRA SYSTEMS, INC. | SRPMR25WBV1E | 1050.91 | 989.19 | N | 1050.91 | 989.19 | 1050.91
SF5201 | 166557 | 1 | 133962 | Flow sensor for connection to an evaluat | IFM EFECTOR, INC. | SF5201 | 220 | 220 | N | 220 | 220 | 220
SF5512 | 10510 | 10 | 134395 | Supco 1/2 saddle valvecopper to copper s | SUPCO SEALED UNIT PARTS CO., INC. / NSI | SF5512 | 2.13 | 2.0823 | N | 2.13 | 2.0823 | 2.13
SF5512 | 175891 | 4 | 134395 | Supco 1/2 saddle valvecopper to copper s | SUPCO SEALED UNIT PARTS CO., INC. / NSI | SF5512 | 2.13 | 1.995 | Y | 2.13 | 2.0823 | 2.13
SF5514 | 10510 | 9 | 134395 | Supco 1/4 saddle valvecopper to copper s | SUPCO SEALED UNIT PARTS CO., INC. / NSI | SF5514 | 2 | 1.8717 | N | 2 | 1.88 | 2
SF5514 | 175891 | 4 | 134395 | Supco 1/4 saddle valvecopper to copper s | SUPCO SEALED UNIT PARTS CO., INC. / NSI | SF5514 | 2 | 1.88 | N | 2 | 1.88 | 2
SF5516 | 10510 | 7 | 134395 | Supco 5/16 saddle valvecopper to copper | SUPCO SEALED UNIT PARTS CO., INC. / NSI | SF5516 | 1.812 | 1.812 | N | 1.812 | 1.812 | 1.812
SF5538 | 10510 | 10 | 134395 | Supco 3/8 saddle valvecopper to copper s | SUPCO SEALED UNIT PARTS CO., INC. / NSI | SF5538 | 2.345 | 2.345 | N | 2.345 | 2.345 | 2.345
SF5538 | 175891 | 3 | 134395 | Supco 3/8 saddle valvecopper to copper s | SUPCO SEALED UNIT PARTS CO., INC. / NSI | SF5538 | 2.345 | 1.972 | Y | 2.345 | 2.345 | 2.345
SF5558 | 10510 | 7 | 134395 | Supco 5/8 saddle valvecopper to copper s | SUPCO SEALED UNIT PARTS CO., INC. / NSI | SF5558 | 2.319 | 2.319 | Y | 2.319 | 2.319 | 2.319
SF5558 | 175891 | 5 | 134395 | Supco 5/8 saddle valvecopper to copper s | SUPCO SEALED UNIT PARTS CO., INC. / NSI | SF5558 | 2.319 | 2.001 | Y | 2.319 | 2.319 | 2.319
SF5578 | 175891 | 6 | 134395 | Supco 7/8 saddle valvecopper to copper s | SUPCO SEALED UNIT PARTS CO., INC. / NSI | SF5578 | 2.338 | 2.338 | Y | 2.338 | 2.338 | 2.338
SF6200 | 166557 | 2 | 133962 | IFM EFECTOR FLOW SENSOR | IFM EFECTOR, INC. | SF6200 | 288 | 305.66 | Y | 288 | 305.66 | 305.66
SF6200 | 166561 | 3 | 133962 | IFM EFECTOR FLOW SENSOR | IFM EFECTOR, INC. | SF6200 | 288 | 304.5167 | Y | 288 | 305.66 | 305.66
SFC300400 | 10510 | 26 | 134395 | Press Swt Ref410A Fan Cyc 300-400 Ps | SUPCO SEALED UNIT PARTS CO., INC. / NSI | SFC300400 | 8.75 | 8.75 | Y | 8.75 | 8.75 | 8.75
SFD13S4VV | 10510 | 2 | 134565 | Alco suction line filter/drier1/2 OD W/a | COPELAND COMFORT CONTROL LP | SFD 13S4VV | 18.095 | 18.095 | Y | 18.095 | 18.095 | 18.095
SFD13S5VV | 10510 | 5 | 134565 | Alco suction line filter/drier5/8 OD W/a | COPELAND COMFORT CONTROL LP | SFD 13S5VV | 19.73 | 19.73 | Y | 19.73 | 19.73 | 19.73
SFR-3RH19211EA11 | 173042 | 1 | 134179 | SIEMENS AUXILIARY SIDE, S0-S12, 1NO, 1NC | NEUCO INC. | 3RH19211EA11 | 16.3 | 16.3 | N | 16.3 | 16.3 | 16.3
SFR-3RH29211DA11 | 173042 | 9 | 134179 | Auxiliary Contact Block | NEUCO INC. | 3RH29211DA11 | 24.12 | 25.0499 | Y | 24.12 | 25.0499 | 25.0499
SFR-3RT19245AC21 | 173042 | 9 | 134179 | COIL 24V FOR 3RT1023-3RT1026 | NEUCO INC. | 3RT19245AC21 | 38.85 | 38.85 | N | 38.85 | 38.85 | 38.85
SFR-3RT19245AM21 | 173042 | 7 | 134179 | 208V COIL- GOOD UP TO 28.8 AMPS (3RT | NEUCO INC. | 3RT19245AM21 | 35.94 | 35.94 | N | 35.94 | 35.94 | 35.94
SFR-3RT19345AK61 | 173042 | 4 | 134179 | 120V. COIL FOR 3RT103 | NEUCO INC. | 3RT19345AK61 | 42.46 | 42.46 | N | 42.46 | 42.46 | 42.46
SFR-3RT20231AC20 | 173042 | 4 | 134179 | STARTER CONTACTOR 24V.COIL | NEUCO INC. | 3RT20231AC20 | 52.59 | 47.892 | Y | 52.59 | 47.892 | 52.59
SFR-3RT20231AK60 | 173042 | 4 | 134179 | CONTACTOR S0 9A 120VAC 1NO/1NC SCRW | NEUCO INC. | 3RT20231AK60 | 53.0387 | 54.7947 | Y | 53.0387 | 54.7947 | 54.7947
SFR-3RT20241AC20 | 173042 | 5 | 134179 | Sirius 3Rt 3 Pole Contactor, 12 A, 5.5 K | NEUCO INC. | 3RT20241AC20 | 62.355 | 64.8842 | Y | 62.355 | 64.8842 | 64.8842
SFR-3RT20241AM20 | 173042 | 2 | 134179 | STARTER CONTACTOR 208V.COIL | NEUCO INC. | 3RT20241AM20 | 71.616 | 90.44 | Y | 71.616 | 90.44 | 90.44
SFR-3RT20251AC20 | 173042 | 4 | 134179 | STARTER CONTACTOR 24V.COIL | NEUCO INC. | 3RT20251AC20 | 82.66 | 87.04 | Y | 82.66 | 87.04 | 87.04
SFR-3RT20251AK60 | 173042 | 3 | 134179 | CONTACTOR S0 17A 120VAC 1NO/1NC SCRW | NEUCO INC. | 3RT20251AK60 | 82.66 | 87.04 | Y | 82.66 | 87.04 | 87.04
SFR-3RT20251AM20 | 173042 | 2 | 134179 | Electromechanical CONTACTOR | NEUCO INC. | 3RT20251AM20 | 82.0833 | 82.0833 | N | 82.0833 | 82.0833 | 82.0833
SFR-3RT20261AC20 | 173042 | 5 | 134179 | PWR ContctrAC-3 25A 11kW/400 V | NEUCO INC. | SFR-3RT20261AC20 | 142.02 | 106.57 | Y | 142.02 | 106.57 | 142.02
SFR-3RT20261AK60 | 173042 | 10 | 134179 | CONTACTOR S0 25A 120VAC 1NO/1NC SCRW | NEUCO INC. | 3RT20261AK60 | 102.44 | 106.4006 | Y | 102.44 | 106.4006 | 106.4006
SFR-3RT20261AM20 | 173042 | 4 | 134179 | STARTER CONTACTOR 208V.COIL | NEUCO INC. | SFR-3RT20261AM20 | 0 | 130.958 | Y | 0 | 130.958 | 130.958
SFR-3RU11464DB0 | 173042 | 2 | 134179 | OVERLOAD RELAY 18-25A FOR 3RT104 | NEUCO INC. | 3RU11464DB0 | 72 | 72 | N | 72 | 72 | 72
SFR-3RU21261DB0 | 173042 | 6 | 134179 | 2.2-3.2A OVERLOAD RELAY | NEUCO INC. | 3RU21261DB0 | 79.981 | 91.24 | Y | 79.981 | 91.24 | 91.24
SFR-3RU21261FB0 | 173042 | 1 | 134179 | 3.5-5.0A OVERLOAD RELAY | NEUCO INC. | 3RU21261FB0 | 50.9273 | 53.1 | Y | 50.9273 | 53.1 | 53.1
SFR-3RU21261GB0 | 173042 | 1 | 134179 | 4.5-6.3A OVERLOAD RELAY | NEUCO INC. | 3RU21261GB0 | 51.7377 | 55.47 | Y | 51.7377 | 55.47 | 55.47
SFR-3RU21261JB0 | 173042 | 2 | 134179 | SIEMENS OVERLOAD RELAY 7/10A Sz0 Class10 | NEUCO INC. | 3RU21261JB0 | 58.86 | 51.85 | Y | 58.86 | 51.85 | 58.86
SFR-3RU21261KB0 | 173042 | 1 | 134179 | 9-12.5A OVERLOAD RELAY | NEUCO INC. | 3RU21261KB0 | 49.0695 | 65.9 | Y | 49.0695 | 65.9 | 65.9
SFR-3RU21264DB0 | 173042 | 1 | 134179 | OVERLOAD RELAY CL10 S0 20-25A SCREW | NEUCO INC. | 3RU21264DB0 | 58.86 | 58.86 | Y | 58.86 | 58.86 | 58.86
SFR-3TX41850A | 173042 | 3 | 134179 | 4 POLE ADDER | NEUCO INC. | 3TX41850A | 25.65 | 25.65 | N | 25.65 | 25.65 | 25.65
SFR-3TX71300AC13 | 173042 | 3 | 134179 | 20238-82 SPST 24V. RELAY | NEUCO INC. | 3TX71300AC13 | 26.21 | 26.21 | N | 26.21 | 26.21 | 26.21
SFR-3TX71300AF13 | 173042 | 8 | 134179 | 20238-83 SPST 120V RELAY | NEUCO INC. | 3TX71300AF13 | 30.89 | 30.89 | N | 30.89 | 30.89 | 30.89
SFR-3TX71300BC13 | 173042 | 6 | 134179 | 20239-82 SPDT 24V. RELAY | NEUCO INC. | 3TX71300BC13 | 31.48 | 31.48 | N | 31.48 | 31.48 | 31.48
SFR-3TX71300CC13 | 173042 | 8 | 134179 | 20240-82 DPST 24V. RELAY | NEUCO INC. | 3TX71300CC13 | 32.83 | 32.83 | N | 32.83 | 32.83 | 32.83
SFR-3TX71300CF13 | 173042 | 2 | 134179 | 20240-83 DPST 120V. RELAY | NEUCO INC. | 3TX71300CF13 | 35.41 | 35.41 | N | 35.41 | 35.41 | 35.41
SFR-3TX71300DC13 | 173042 | 3 | 134179 | 20241-82 DPDT 24V. RELAY | NEUCO INC. | 3TX71300DC13 | 29.96 | 29.96 | N | 29.96 | 29.96 | 29.96
SFR-3TX71300DF13 | 173042 | 2 | 134179 | 20241-83 DPDT 120V. RELAY | NEUCO INC. | 3TX71300DF13 | 43.16 | 43.16 | N | 43.16 | 43.16 | 43.16
SFR-3TY74030AK6 | 173042 | 4 | 134179 | 120V. COIL | NEUCO INC. | 3TY74030AK6 | 0.01 | 0.01 | N | 0.01 | 0.01 | 0.01
SFR-3TY74030AM1 | 173042 | 6 | 134179 | 208V. COIL | NEUCO INC. | 3TY74030AM1 | 32.59 | 32.59 | N | 32.59 | 32.59 | 32.59
SFR-3UA52000G | 173042 | 5 | 134179 | 0.4-0.63A OVERLOAD RELAY | NEUCO INC. | 3UA52000G | 32.81 | 32.81 | N | 32.81 | 32.81 | 32.81
SFR-3UA52000J | 173042 | 5 | 134179 | 0.63-1.0A OVERLOAD RELAY | NEUCO INC. | 3UA52000J | 32.81 | 32.81 | N | 32.81 | 32.81 | 32.81
SFR-3UA55002R | 173042 | 1 | 134179 | 32-40A OVERLOAD RELAY | NEUCO INC. | 3UA55002R | 46.03 | 46.03 | N | 46.03 | 46.03 | 46.03
SFR-49EC14EB110705R | 173042 | 3 | 134179 | Enclosure Kit, N1 Clamshell Nocomb | NEUCO INC. | 49EC14EB110705R | 63 | 64.67 | Y | 63 | 64.67 | 64.67
SFR-49SBSB4 | 173042 | 1 | 134179 | ON/OFF SWITCH KIT FOR MAG. STARTER | NEUCO INC. | 49SBSB4 | 59.89 | 59.89 | N | 59.89 | 59.89 | 59.89
SFR-49SDSBJ | 173042 | 4 | 134179 | Selector switch 3-position maintained | NEUCO INC. | 49SDSBJ | 97.97 | 91.8542 | Y | 97.97 | 91.8542 | 97.97
SG114 | 10510 | 11 | 134395 | SIGHT GLASS | SUPCO SEALED UNIT PARTS CO., INC. / NSI | SG114 | 15.894 | 15.8623 | Y | 15.894 | 15.8623 | 15.894
SG114 | 175891 | 2 | 134395 | SIGHT GLASS | SUPCO SEALED UNIT PARTS CO., INC. / NSI | SG114 | 15.894 | 14.712 | Y | 15.894 | 15.8623 | 15.894
SG115 | 10510 | 3 | 134395 | Watsco flare sight glass3/8 male x 3/8 f | SUPCO SEALED UNIT PARTS CO., INC. / NSI | SG-115 | 31.67 | 15.7553 | N | 31.67 | 15.7553 | 31.67
SG42CXK2YL | 166553 | 2 | 168859 | Single Action Pull Station, DPDT, Yellow | *DO NOT USE* Paid with Divvy Card | SG-42CXK2-YL | 61.43 | 61.43 | N | 61.43 | 61.43 | 61.43
SH-120W/P | 10010 | 2 | 176708 | *** STROBE/HORN | ALARM DISTRIBUTORS INC | SH-120W/P | 49.38 | 49.3833 | N | 49.38 | 49.3833 | 49.3833
SH-1224WP-R/P | 10010 | 1 | 130041 | *** STROBE/HORN | Potter Electric Signal Co. LLC | 4710016 | 43.6833 | 43.6833 | N | 43.6833 | 43.6833 | 43.6833
SH66A | 10510 | 3 | 187569 | Cooper thermister tester-40/300F 3-probe | COPELAND COLD CHAIN LP dba COOPER-ATKINS | SH66A-E | 306.36 | 311.4667 | Y | 306.36 | 314.02 | 314.02
SH66A | 175891 | 1 | 187569 | Cooper thermister tester-40/300F 3-probe | COPELAND COLD CHAIN LP dba COOPER-ATKINS | SH66A-E | 306.36 | 314.02 | Y | 306.36 | 314.02 | 314.02
SHIPPING | 166553 | 1 | 176895 | SHIPPING CHARGES | DO NOT USE | SHIPPING | 0 | 30 | N | 0 | 30 | 30
SHM125 | 166553 | 10 | 134395 | 125 degrees F Fixed Cut-out,Man Rese | SUPCO SEALED UNIT PARTS CO., INC. / NSI | SHM125 | 6.3 | 6.3 | N | 6.3 | 6.3 | 6.3
SHM130 | 166559 | 1 | 134395 | Controls, Temperature, | SUPCO SEALED UNIT PARTS CO., INC. / NSI | SHM130 | 0 | 6.95 | N | 0 | 6.95 | 6.95
SHM160 | 166553 | 10 | 134395 | Manual reset Hi limit disc, 160deg | SUPCO SEALED UNIT PARTS CO., INC. / NSI | SHM160 | 6.85 | 1.9496 | Y | 6.85 | 6.5337 | 6.85
SHM160 | 166557 | 11 | 134395 | Manual reset Hi limit disc, 160deg | SUPCO SEALED UNIT PARTS CO., INC. / NSI | SHM160 | 6.85 | 6.25 | N | 6.85 | 6.5337 | 6.85
SHM160 | 166559 | 1 | 134395 | Manual reset Hi limit disc, 160deg | SUPCO SEALED UNIT PARTS CO., INC. / NSI | SHM160 | 6.85 | 6.5337 | N | 6.85 | 6.5337 | 6.85
SHM160 | 166561 | 1 | 134395 | Manual reset Hi limit disc, 160deg | SUPCO SEALED UNIT PARTS CO., INC. / NSI | SHM160 | 6.85 | 6.5247 | Y | 6.85 | 6.5337 | 6.85
SHM170 | 166553 | 14 | 133359 | Manual reset Hi limit-disk, 170F | ADI | SHM170 | 6.85 | 6.25 | Y | 6.85 | 6.85 | 6.85
SHM170 | 166557 | 4 | 133359 | Manual reset Hi limit-disk, 170F | ADI | SHM170 | 6.85 | 6.25 | N | 6.85 | 6.85 | 6.85
SHM170 | 166559 | 6 | 133359 | Manual reset Hi limit-disk, 170F | ADI | SHM170 | 6.85 | 6.85 | N | 6.85 | 6.85 | 6.85
SHM170 | 166561 | 5 | 133359 | Manual reset Hi limit-disk, 170F | ADI | SHM170 | 6.85 | 6.7897 | Y | 6.85 | 6.85 | 6.85
SHM200 | 166553 | 3 | 134395 | Manual reset Hi limit-disk, 200F | SUPCO SEALED UNIT PARTS CO., INC. / NSI | SHM200 | 7.2 | 7.2 | N | 7.2 | 7.2 | 7.2
SHM200 | 166557 | 15 | 134395 | Manual reset Hi limit-disk, 200F | SUPCO SEALED UNIT PARTS CO., INC. / NSI | SHM200 | 7.2 | 6.3929 | Y | 7.2 | 7.2 | 7.2
SI0558 | 10008 | 0 | 133383 | IFM FLOW SENSOR | RS AMERICAS INC. | SI0558 | 448.8 | 0 | N | 448.8 | 470.08 | 470.08
SI0558 | 166557 | 2 | 133962 | IFM FLOW SENSOR | IFM EFECTOR, INC. | SI0558 | 448.8 | 470.08 | Y | 448.8 | 470.08 | 470.08
SI31001 | 10510 | 2 | 187631 | Sanyo 115V condensate pumpuse for up to | PANASONIC CORPORATION | SI-3100-1 | 84.535 | 84.535 | N | 84.535 | 84.535 | 84.535
SIBMN24SB4 | 175883 | 1 | 133826 | 24Vac Circuit Breaker 4 Amp with LED | FUNCTIONAL DEVICES, INC. | SIBMN24SB4 | 10.98 | 10.98 | N | 10.98 | 10.98 | 10.98
SIE-134084 | 166557 | 2 | 134065 | BULB SHIELD OUTDOOR | SIEMENS INDUSTRY, INC. | 134-084 | 49.11 | 28.85 | N | 49.11 | 28.85 | 49.11
SIE-1341083 | 173042 | 3 | 134065 | TftSTAT,HTG,LINE VOLT, CON SP | SIEMENS INDUSTRY, INC. | 134-1083 | 298.63 | 79.72 | N | 298.63 | 79.72 | 298.63
SIE-1341460 | 10008 | 2 | 134065 | SW134,PRES EL,1STAGE 3-20 PSI | SIEMENS INDUSTRY, INC. | 134-1460 | 83.31 | 35.54 | N | 83.31 | 35.54 | 83.31
SIE-1341510 | 10510 | 1 | 134065 | LOW TEMP DET STATAUTO RESET | SIEMENS INDUSTRY, INC. | 134-1510 | 121.5 | 114.08 | Y | 121.5 | 114.08 | 121.5
SIE-1341510 | 166557 | 1 | 134065 | LOW TEMP DET STATAUTO RESET | SIEMENS INDUSTRY, INC. | 134-1510 | 121.5 | 64.18 | N | 121.5 | 114.08 | 121.5
SIE-1341510 | 173042 | 1 | 134065 | LOW TEMP DET STATAUTO RESET | SIEMENS INDUSTRY, INC. | 134-1510 | 121.5 | 83.35 | N | 121.5 | 114.08 | 121.5
SIE-1341510 | 175888 | 2 | 134065 | LOW TEMP DET STATAUTO RESET | SIEMENS INDUSTRY, INC. | 134-1510 | 121.5 | 114.08 | Y | 121.5 | 114.08 | 121.5
SIE-1341510 | 175891 | 1 | 134065 | LOW TEMP DET STATAUTO RESET | SIEMENS INDUSTRY, INC. | 134-1510 | 121.5 | 109.58 | Y | 121.5 | 114.08 | 121.5
SIE-1341511 | 10510 | 6 | 134065 | LOW TEMP DET STAT MNL RESET | SIEMENS INDUSTRY, INC. | 134-1511 | 139.7 | 121.3106 | Y | 139.7 | 131.17 | 139.7
SIE-1341511 | 10770 | 3 | 134065 | LOW TEMP DET STAT MNL RESET | SIEMENS INDUSTRY, INC. | 134-1511 | 139.7 | 131.17 | Y | 139.7 | 131.17 | 139.7
SIE-1341511 | 166553 | 5 | 134065 | LOW TEMP DET STAT MNL RESET | SIEMENS INDUSTRY, INC. | 134-1511 | 139.7 | 98.8853 | Y | 139.7 | 131.17 | 139.7
SIE-1341511 | 175888 | 2 | 134065 | LOW TEMP DET STAT MNL RESET | SIEMENS INDUSTRY, INC. | 134-1511 | 139.7 | 131.17 | Y | 139.7 | 131.17 | 139.7
SIE-1341511 | 175891 | 1 | 134065 | LOW TEMP DET STAT MNL RESET | SIEMENS INDUSTRY, INC. | 134-1511 | 139.7 | 131.17 | Y | 139.7 | 131.17 | 139.7
SIE-1420258 | 175891 | 2 | 134065 | 142-0258 GAUGE | SIEMENS INDUSTRY, INC. | 142-0258 | 0 | 16.3997 | N | 0 | 16.3997 | 16.3997
SIE-1420316 | 175888 | 17 | 134065 | ENG RCV GAUGE,1-1/2in,0/100N | SIEMENS INDUSTRY, INC. | 142-0316 | 32.99 | 26.365 | Y | 32.99 | 29.2 | 32.99
SIE-1420316 | 175890 | 2 | 134065 | ENG RCV GAUGE,1-1/2in,0/100N | SIEMENS INDUSTRY, INC. | 142-0316 | 32.99 | 29.2 | N | 32.99 | 29.2 | 32.99
SIE-1420373 | 175888 | 3 | 134065 | PRESSURE GAUGE 1-1/2" 0 TO 30 PSIG | SIEMENS INDUSTRY, INC. | 142-0373 | 0 | 15.4656 | N | 0 | 15.4656 | 15.4656
SIE-1420447 | 175888 | 1 | 134065 | RECEIVER GAUGE 3-1/2" 0 TO 50 PSI | SIEMENS INDUSTRY, INC. | 142-0447 | 0 | 19.2909 | N | 0 | 19.2909 | 19.2909
SIE-1472000 | 10510 | 1 | 134065 | POSITIONING RELAY,ONLY | SIEMENS INDUSTRY, INC. | 147-2000 | 130.04 | 122.1 | Y | 130.04 | 122.1 | 130.04
SIE-147314 | 175888 | 1 | 134065 | RELAY MOUNTING KIT,4in ACTUATOR | SIEMENS INDUSTRY, INC. | 147-314 | 40.87 | 30.811 | N | 40.87 | 30.811 | 40.87
SIE-153054 | 175888 | 22 | 134065 | @SLIDE RULER 1/EA | SIEMENS INDUSTRY, INC. | 153-054 | 27 | 25.1278 | N | 27 | 25.1278 | 27
SIE-171B10322 | 166557 | 0 | 134065 | 1.5in 2W 25CV BALL VLV+GLB131.1P | SIEMENS INDUSTRY, INC. | 171B-10322 | 160.34 | 150.55 | N | 160.34 | 150.55 | 160.34
SIE-171D10328 | 175891 | 1 | 134065 | 2in 2W 63CV BALL VLV+GLB161.1P | SIEMENS INDUSTRY, INC. | 171D-10328 | 324.38 | 235.31 | N | 324.38 | 235.31 | 324.38
SIE-171E10312S | 175891 | 2 | 134065 | 1in 2W 10CV SS BALL VLV+GMA121.1P | SIEMENS INDUSTRY, INC. | 171E-10312S | 174.66 | 197.64 | N | 174.66 | 197.64 | 197.64
SIE-171G10355 | 10770 | 1 | 134065 | 0.5in 3W 4CV BALL VLV+GMA161.1P | SIEMENS INDUSTRY, INC. | 171G-10355 | 181.58 | 167.16 | N | 181.58 | 167.16 | 181.58
SIE-180896 | 10008 | 4 | 134065 | TftSTAT ACC,TUBING KIT | SIEMENS INDUSTRY, INC. | 180-896 | 58.3 | 32.5577 | N | 58.3 | 55.8992 | 58.3
SIE-180896 | 173042 | 2 | 134065 | TftSTAT ACC,TUBING KIT | SIEMENS INDUSTRY, INC. | 180-896 | 58.3 | 53.17 | Y | 58.3 | 55.8992 | 58.3
SIE-180896 | 175888 | 6 | 134065 | TftSTAT ACC,TUBING KIT | SIEMENS INDUSTRY, INC. | 180-896 | 58.3 | 53.67 | N | 58.3 | 55.8992 | 58.3
SIE-180896 | 175890 | 2 | 134065 | TftSTAT ACC,TUBING KIT | SIEMENS INDUSTRY, INC. | 180-896 | 58.3 | 51.6 | Y | 58.3 | 55.8992 | 58.3
SIE-180896 | 175891 | 9 | 134065 | TftSTAT ACC,TUBING KIT | SIEMENS INDUSTRY, INC. | 180-896 | 58.3 | 55.8992 | Y | 58.3 | 55.8992 | 58.3
SIE-1840001 | 175888 | 1 | 134065 | TT184 TEMPTRANS,RGD BLB.35/135 | SIEMENS INDUSTRY, INC. | 184-0001 | 133.31 | 111.7269 | Y | 133.31 | 111.7318 | 133.31
SIE-1840001 | 175890 | 3 | 134065 | TT184 TEMPTRANS,RGD BLB.35/135 | SIEMENS INDUSTRY, INC. | 184-0001 | 133.31 | 111.7318 | Y | 133.31 | 111.7318 | 133.31
SIE-1840003 | 173042 | 1 | 134065 | TT184 TEMPTRANS,RGD BLB,80/240 | SIEMENS INDUSTRY, INC. | 184-0003 | 140.3 | 78.71 | N | 140.3 | 78.71 | 140.3
SIE-1840014 | 175890 | 1 | 134065 | TT184 TEMPTRANS,REM BLB,80/240 | SIEMENS INDUSTRY, INC. | 184-0014 | 132.82 | 113.4296 | N | 132.82 | 113.4296 | 132.82
SIE-1840028 | 175888 | 2 | 134065 | TT184 TEMP TRANS,RGD BLB,0/100 | SIEMENS INDUSTRY, INC. | 184-0028 | 133.31 | 115.0747 | N | 133.31 | 115.0829 | 133.31
SIE-1840028 | 175890 | 1 | 134065 | TT184 TEMP TRANS,RGD BLB,0/100 | SIEMENS INDUSTRY, INC. | 184-0028 | 133.31 | 115.0829 | N | 133.31 | 115.0829 | 133.31
SIE-1840048 | 175888 | 1 | 134065 | TT184 TEMP XMTR,REM BLB,0/100 | SIEMENS INDUSTRY, INC. | 184-0048 | 181.32 | 174.34 | N | 181.32 | 174.34 | 181.32
SIE-184105 | 175888 | 9 | 134065 | TT184 TEMP TRANS,WELL MTG KIT | SIEMENS INDUSTRY, INC. | 184-105 | 10.96 | 4.5779 | N | 10.96 | 4.5779 | 10.96
SIE-184114 | 175890 | 1 | 134065 | RS TEE KIT,40 SCIM,POLY | SIEMENS INDUSTRY, INC. | 184-114 | 16.61 | 9.3622 | N | 16.61 | 9.3622 | 16.61
SIE-184117 | 10510 | 8 | 134065 | RS BODY KIT,40 SCIM,POLY | SIEMENS INDUSTRY, INC. | 184-117 | 16.61 | 14.4001 | N | 16.61 | 14.4001 | 16.61
SIE-184117 | 175890 | 3 | 134065 | RS BODY KIT,40 SCIM,POLY | SIEMENS INDUSTRY, INC. | 184-117 | 16.61 | 12.9044 | Y | 16.61 | 14.4001 | 16.61
SIE-184119 | 175888 | 7 | 134065 | TT184 TEMP TRANS,COPPER WELL | SIEMENS INDUSTRY, INC. | 184-119 | 89.61 | 30.936 | N | 89.61 | 30.936 | 89.61
SIE-1860013 | 175891 | 1 | 134065 | ROOM HYGROSTAT DA BEIGE | SIEMENS INDUSTRY, INC. | 186-0013 | 349.69 | 455.97 | N | 349.69 | 455.97 | 455.97
SIE-1880030 | 175888 | 59 | 134065 | HEATING/COOLING 40 SCIM | SIEMENS INDUSTRY, INC. | 188-0030 | 283.97 | 244.4038 | Y | 283.97 | 244.4038 | 283.97
SIE-1880030 | 175890 | 10 | 134065 | HEATING/COOLING 40 SCIM | SIEMENS INDUSTRY, INC. | 188-0030 | 283.97 | 235.57 | Y | 283.97 | 244.4038 | 283.97
SIE-192200 | 175891 | 1 | 134065 | RM STAT SSP 45/85F 1 PIPE DA | SIEMENS INDUSTRY, INC. | 192-200 | 73.12 | 32.178 | N | 73.12 | 32.178 | 73.12
SIE-192201 | 173042 | 3 | 134065 | RM STAT SSP 45/85F 1 PIPE RA | SIEMENS INDUSTRY, INC. | 192-201 | 73.12 | 59.51 | N | 73.12 | 59.51 | 73.12
SIE-192201 | 175891 | 2 | 134065 | RM STAT SSP 45/85F 1 PIPE RA | SIEMENS INDUSTRY, INC. | 192-201 | 73.12 | 36.49 | N | 73.12 | 59.51 | 73.12
SIE-192202 | 10510 | 12 | 134065 | RM STAT SSTPT 45/85 F | SIEMENS INDUSTRY, INC. | 192-202 | 87.77 | 82.41 | Y | 87.77 | 82.41 | 87.77
SIE-192202 | 166559 | 5 | 134065 | RM STAT SSTPT 45/85 F | SIEMENS INDUSTRY, INC. | 192-202 | 87.77 | 82.41 | Y | 87.77 | 82.41 | 87.77
SIE-192202 | 166560 | 5 | 134065 | RM STAT SSTPT 45/85 F | SIEMENS INDUSTRY, INC. | 192-202 | 87.77 | 82.086 | Y | 87.77 | 82.41 | 87.77
SIE-192202 | 173042 | 7 | 134065 | RM STAT SSTPT 45/85 F | SIEMENS INDUSTRY, INC. | 192-202 | 87.77 | 80.3366 | Y | 87.77 | 82.41 | 87.77
SIE-192202 | 175888 | 10 | 134065 | RM STAT SSTPT 45/85 F | SIEMENS INDUSTRY, INC. | 192-202 | 87.77 | 82.41 | Y | 87.77 | 82.41 | 87.77
SIE-192202 | 175890 | 7 | 134065 | RM STAT SSTPT 45/85 F | SIEMENS INDUSTRY, INC. | 192-202 | 87.77 | 82.0421 | Y | 87.77 | 82.41 | 87.77
SIE-192202 | 175891 | 1 | 134065 | RM STAT SSTPT 45/85 F | SIEMENS INDUSTRY, INC. | 192-202 | 87.77 | 81.7645 | Y | 87.77 | 82.41 | 87.77
SIE-192202K | 175888 | 3 | 134065 | 192 202 W/LARGE KNOB | SIEMENS INDUSTRY, INC. | 192-202K | 80.79 | 84.6667 | N | 80.79 | 114.3781 | 114.3781
SIE-192202K | 175891 | 2 | 134065 | 192 202 W/LARGE KNOB | SIEMENS INDUSTRY, INC. | 192-202K | 80.79 | 114.3781 | N | 80.79 | 114.3781 | 114.3781
SIE-192203 | 10510 | 1 | 134065 | RM STAT SSP 45/85F 2 PIPE RA | SIEMENS INDUSTRY, INC. | 192-203 | 87.77 | 82.0258 | Y | 87.77 | 82.41 | 87.77
SIE-192203 | 166559 | 2 | 134065 | RM STAT SSP 45/85F 2 PIPE RA | SIEMENS INDUSTRY, INC. | 192-203 | 87.77 | 82.41 | Y | 87.77 | 82.41 | 87.77
SIE-192203 | 166560 | 5 | 134065 | RM STAT SSP 45/85F 2 PIPE RA | SIEMENS INDUSTRY, INC. | 192-203 | 87.77 | 80.194 | Y | 87.77 | 82.41 | 87.77
SIE-192203 | 173042 | 3 | 134065 | RM STAT SSP 45/85F 2 PIPE RA | SIEMENS INDUSTRY, INC. | 192-203 | 87.77 | 82.41 | N | 87.77 | 82.41 | 87.77
SIE-192203 | 175891 | 10 | 134065 | RM STAT SSP 45/85F 2 PIPE RA | SIEMENS INDUSTRY, INC. | 192-203 | 87.77 | 82.41 | Y | 87.77 | 82.41 | 87.77
SIE-192204 | 10510 | 5 | 134065 | RM STAT D/N DSTPT 45/85F DA/DA | SIEMENS INDUSTRY, INC. | 192-204 | 154.8 | 147.025 | Y | 154.8 | 147.025 | 154.8
SIE-192204 | 175890 | 2 | 134065 | RM STAT D/N DSTPT 45/85F DA/DA | SIEMENS INDUSTRY, INC. | 192-204 | 154.8 | 142.5 | Y | 154.8 | 147.025 | 154.8
SIE-192204 | 175891 | 10 | 134065 | RM STAT D/N DSTPT 45/85F DA/DA | SIEMENS INDUSTRY, INC. | 192-204 | 154.8 | 142.0473 | Y | 154.8 | 147.025 | 154.8
SIE-192208 | 173042 | 1 | 134065 | RM STAT H/C DSTPT 45/85F DA/RA | SIEMENS INDUSTRY, INC. | 192-208 | 142.61 | 69.21 | N | 142.61 | 69.21 | 142.61
SIE-192252W | 175888 | 10 | 134065 | TftSTAT COVER ASSY-WHITE | SIEMENS INDUSTRY, INC. | 192-252W | 10.63 | 9.78 | Y | 10.63 | 9.78 | 10.63
SIE-192254 | 166560 | 1 | 134065 | TftSTAT CVR,CON/EXP/CON,LOGO | SIEMENS INDUSTRY, INC. | 192-254 | 10.63 | 8.8625 | N | 10.63 | 8.8625 | 10.63
SIE-192256 | 10510 | 5 | 134065 | TftSTAT CVR,CON/CON/CON,LOGO | SIEMENS INDUSTRY, INC. | 192-256 | 10.63 | 9.728 | Y | 10.63 | 9.728 | 10.63
SIE-192256 | 166553 | 3 | 134065 | TftSTAT CVR,CON/CON/CON,LOGO | SIEMENS INDUSTRY, INC. | 192-256 | 10.63 | 3.66 | N | 10.63 | 9.728 | 10.63
SIE-192256 | 166557 | 20 | 134065 | TftSTAT CVR,CON/CON/CON,LOGO | SIEMENS INDUSTRY, INC. | 192-256 | 10.63 | 8.37 | N | 10.63 | 9.728 | 10.63
SIE-192256 | 175888 | 10 | 134065 | TftSTAT CVR,CON/CON/CON,LOGO | SIEMENS INDUSTRY, INC. | 192-256 | 10.63 | 6.8324 | N | 10.63 | 9.728 | 10.63
SIE-192256W | 175890 | 4 | 134065 | COVER ASSY-WHITE | SIEMENS INDUSTRY, INC. | 192-256W | 10.63 | 5.9349 | N | 10.63 | 5.9349 | 10.63
SIE-192257 | 175888 | 1 | 134065 | TftSTAT CVR,CON/CON/CON,NO LOGO | SIEMENS INDUSTRY, INC. | 192-257 | 10.63 | 8.2971 | N | 10.63 | 8.2971 | 10.63
SIE-192257 | 175891 | 5 | 134065 | TftSTAT CVR,CON/CON/CON,NO LOGO | SIEMENS INDUSTRY, INC. | 192-257 | 10.63 | 0.01 | N | 10.63 | 8.2971 | 10.63
SIE-192257W | 166559 | 4 | 134065 | TftSTAT COVER-WHITE | SIEMENS INDUSTRY, INC. | 192-257W | 10.63 | 9.41 | N | 10.63 | 9.41 | 10.63
SIE-192258 | 166560 | 5 | 134065 | TftSTAT CVR,EXP/CON/EXP,LOGO | SIEMENS INDUSTRY, INC. | 192-258 | 15.62 | 10.898 | N | 15.62 | 10.898 | 15.62
SIE-192260 | 166553 | 9 | 134065 | TftSTAT CVR,EXP/EXP/EXP,LOGO | SIEMENS INDUSTRY, INC. | 192-260 | 10.63 | 12.12 | N | 10.63 | 12.12 | 12.12
SIE-192262 | 173042 | 4 | 134065 | TftSTAT CVR,CON/CON/CON,LOGO | SIEMENS INDUSTRY, INC. | 192-262 | 10.63 | 8.09 | N | 10.63 | 8.09 | 10.63
SIE-192264 | 10510 | 6 | 134065 | TftSTAT CVR,CON/EXP/CON,LOGO | SIEMENS INDUSTRY, INC. | 192-264 | 10.63 | 9.1448 | Y | 10.63 | 9.1448 | 10.63
SIE-192266 | 10510 | 6 | 134065 | TftSTAT CVR,KEY/EXP/EXP,LOGO | SIEMENS INDUSTRY, INC. | 192-266 | 10.63 | 10.1133 | Y | 10.63 | 10.1133 | 10.63
SIE-192266 | 175888 | 21 | 134065 | TftSTAT CVR,KEY/EXP/EXP,LOGO | SIEMENS INDUSTRY, INC. | 192-266 | 10.63 | 9.41 | N | 10.63 | 10.1133 | 10.63
SIE-192271 | 173042 | 1 | 134065 | TftSTAT CVR KEY,EXP/EXP,LOGO | SIEMENS INDUSTRY, INC. | 192-271 | 11.09 | 7.34 | N | 11.09 | 7.34 | 11.09
SIE-192300 | 10510 | 14 | 134065 | TftSTAT ACC, UNV ADAPTOR KIT | SIEMENS INDUSTRY, INC. | 192-300 | 29.19 | 26.5213 | Y | 29.19 | 26.5213 | 29.19
SIE-192301 | 173042 | 10 | 134065 | MULTI-SLOT ADAPTER PLATE | SIEMENS INDUSTRY, INC. | 192-301 | 16.52 | 6.17 | N | 16.52 | 6.17 | 16.52
SIE-1923044 | 175890 | 2 | 134065 | RETROLINE RTROSTAT,2-SPT,DN,DA,°F,SIEMN | SIEMENS INDUSTRY, INC. | 192-3044 | 165.77 | 152.6 | Y | 165.77 | 153.7032 | 165.77
SIE-1923044 | 175891 | 6 | 134065 | RETROLINE RTROSTAT,2-SPT,DN,DA,°F,SIEMN | SIEMENS INDUSTRY, INC. | 192-3044 | 165.77 | 153.7032 | Y | 165.77 | 153.7032 | 165.77
SIE-1923054 | 173042 | 3 | 134065 | RETROLINE RTROSTAT,2-SPT,DN,RA,°F,SIEMN | SIEMENS INDUSTRY, INC. | 192-3054 | 165.77 | 89.25 | N | 165.77 | 89.25 | 165.77
SIE-192320 | 175888 | 1 | 134065 | TftSTAT ACC,TERM CVR PLATE KIT | SIEMENS INDUSTRY, INC. | 192-320 | 19.41 | 12.34 | N | 19.41 | 12.34 | 19.41
SIE-192352 | 175888 | 2 | 134065 | TftSTAT CVR,EXP/EXP/EXP,LOGO | SIEMENS INDUSTRY, INC. | 192-352 | 34.77 | 13.6609 | N | 34.77 | 13.6609 | 34.77
SIE-192364 | 173042 | 6 | 134065 | TftSTAT CVR,CON/EXP/CON,LOGO | SIEMENS INDUSTRY, INC. | 192-364 | 33.46 | 19.47 | N | 33.46 | 19.47 | 33.46
SIE-192480 | 175888 | 2 | 134065 | TftSTAT ACC,WALL BOX TERMINAL | SIEMENS INDUSTRY, INC. | 192-480 | 44.24 | 41.54 | N | 44.24 | 41.54 | 44.24
SIE-192505 | 173042 | 1 | 134065 | TftSTAT ACCESS TUBING KIT(10PK) | SIEMENS INDUSTRY, INC. | 192-505 | 107.27 | 100.72 | N | 107.27 | 100.72 | 107.27
SIE-192623 | 10510 | 14 | 134065 | ALLEN WRENCH KIT-TH180 | SIEMENS INDUSTRY, INC. | 192-623 | 24.5 | 3.9978 | Y | 24.5 | 15.7521 | 24.5
SIE-192623 | 166553 | 1 | 134065 | ALLEN WRENCH KIT-TH180 | SIEMENS INDUSTRY, INC. | 192-623 | 24.5 | 4.336 | N | 24.5 | 15.7521 | 24.5
SIE-192623 | 175888 | 4 | 134065 | ALLEN WRENCH KIT-TH180 | SIEMENS INDUSTRY, INC. | 192-623 | 24.5 | 15.7521 | N | 24.5 | 15.7521 | 24.5
SIE-192623 | 175891 | 10 | 134065 | ALLEN WRENCH KIT-TH180 | SIEMENS INDUSTRY, INC. | 192-623 | 24.5 | 7.7574 | Y | 24.5 | 15.7521 | 24.5
SIE-192632 | 10510 | 10 | 134065 | STAT ACC,CALB&CVR SCW WRENCH | SIEMENS INDUSTRY, INC. | 192-632 | 21.39 | 3.9 | Y | 21.39 | 4.7968 | 21.39
SIE-192632 | 166553 | 12 | 134065 | STAT ACC,CALB&CVR SCW WRENCH | SIEMENS INDUSTRY, INC. | 192-632 | 21.39 | 3.6734 | N | 21.39 | 4.7968 | 21.39
SIE-192632 | 166559 | 15 | 134065 | STAT ACC,CALB&CVR SCW WRENCH | SIEMENS INDUSTRY, INC. | 192-632 | 21.39 | 4.7968 | N | 21.39 | 4.7968 | 21.39
SIE-192632 | 166561 | 30 | 134065 | STAT ACC,CALB&CVR SCW WRENCH | SIEMENS INDUSTRY, INC. | 192-632 | 21.39 | 3.6141 | Y | 21.39 | 4.7968 | 21.39
SIE-192632 | 173042 | 20 | 134065 | STAT ACC,CALB&CVR SCW WRENCH | SIEMENS INDUSTRY, INC. | 192-632 | 21.39 | 4.016 | Y | 21.39 | 4.7968 | 21.39
SIE-192632 | 175888 | 1 | 134065 | STAT ACC,CALB&CVR SCW WRENCH | SIEMENS INDUSTRY, INC. | 192-632 | 21.39 | 3.1118 | N | 21.39 | 4.7968 | 21.39
SIE-192632 | 175891 | 5 | 134065 | STAT ACC,CALB&CVR SCW WRENCH | SIEMENS INDUSTRY, INC. | 192-632 | 21.39 | 4.016 | Y | 21.39 | 4.7968 | 21.39
SIE-192633 | 10510 | 5 | 134065 | TftSTAT ACC,TEST PROBE W/GAUGE | SIEMENS INDUSTRY, INC. | 192-633 | 35.35 | 32.1029 | Y | 35.35 | 32.6305 | 35.35
SIE-192633 | 175888 | 1 | 134065 | TftSTAT ACC,TEST PROBE W/GAUGE | SIEMENS INDUSTRY, INC. | 192-633 | 35.35 | 27.2837 | N | 35.35 | 32.6305 | 35.35
SIE-192633 | 175890 | 4 | 134065 | TftSTAT ACC,TEST PROBE W/GAUGE | SIEMENS INDUSTRY, INC. | 192-633 | 35.35 | 27.8718 | N | 35.35 | 32.6305 | 35.35
SIE-192633 | 175891 | 6 | 134065 | TftSTAT ACC,TEST PROBE W/GAUGE | SIEMENS INDUSTRY, INC. | 192-633 | 35.35 | 32.6305 | Y | 35.35 | 32.6305 | 35.35
SIE-192644 | 166559 | 1 | 134065 | TftSTAT ACC,WALL PLATE KIT | SIEMENS INDUSTRY, INC. | 192-644 | 1.65 | 1.45 | N | 1.65 | 1.45 | 1.65
SIE-192759 | 166553 | 2 | 134065 | TSTAT ACC, NEEDLE ADT | SIEMENS INDUSTRY, INC. | 192-759 | 53.87 | 25.3046 | N | 53.87 | 25.3046 | 53.87
SIE-192759 | 166559 | 11 | 134065 | TSTAT ACC, NEEDLE ADT | SIEMENS INDUSTRY, INC. | 192-759 | 53.87 | 10.6022 | N | 53.87 | 25.3046 | 53.87
SIE-192759 | 166561 | 12 | 134065 | TSTAT ACC, NEEDLE ADT | SIEMENS INDUSTRY, INC. | 192-759 | 53.87 | 9.814 | Y | 53.87 | 25.3046 | 53.87
SIE-192759 | 173042 | 10 | 134065 | TSTAT ACC, NEEDLE ADT | SIEMENS INDUSTRY, INC. | 192-759 | 53.87 | 10.6022 | N | 53.87 | 25.3046 | 53.87
SIE-192759 | 175891 | 10 | 134065 | TSTAT ACC, NEEDLE ADT | SIEMENS INDUSTRY, INC. | 192-759 | 53.87 | 9.918 | N | 53.87 | 25.3046 | 53.87
SIE-192840 | 10008 | 2 | 134065 | RETROLINE RETROSTAT,1-SPT,D/A,°F | SIEMENS INDUSTRY, INC. | 192-840 | 97.58 | 71.645 | N | 97.58 | 91.62 | 97.58
SIE-192840 | 166559 | 6 | 134065 | RETROLINE RETROSTAT,1-SPT,D/A,°F | SIEMENS INDUSTRY, INC. | 192-840 | 97.58 | 91.62 | Y | 97.58 | 91.62 | 97.58
SIE-192840 | 175888 | 1 | 134065 | RETROLINE RETROSTAT,1-SPT,D/A,°F | SIEMENS INDUSTRY, INC. | 192-840 | 97.58 | 86.9078 | N | 97.58 | 91.62 | 97.58
SIE-192840 | 175890 | 6 | 134065 | RETROLINE RETROSTAT,1-SPT,D/A,°F | SIEMENS INDUSTRY, INC. | 192-840 | 97.58 | 86.7947 | Y | 97.58 | 91.62 | 97.58
SIE-192841 | 10008 | 2 | 134065 | RETROLINE RETROSTAT,1-SPT,R/A,°F | SIEMENS INDUSTRY, INC. | 192-841 | 99.34 | 93.28 | Y | 99.34 | 93.28 | 99.34
SIE-192841 | 10510 | 4 | 134065 | RETROLINE RETROSTAT,1-SPT,R/A,°F | SIEMENS INDUSTRY, INC. | 192-841 | 99.34 | 93.28 | Y | 99.34 | 93.28 | 99.34
SIE-192841 | 166553 | 1 | 134065 | RETROLINE RETROSTAT,1-SPT,R/A,°F | SIEMENS INDUSTRY, INC. | 192-841 | 99.34 | 45.9885 | N | 99.34 | 93.28 | 99.34
SIE-192841 | 166559 | 5 | 134065 | RETROLINE RETROSTAT,1-SPT,R/A,°F | SIEMENS INDUSTRY, INC. | 192-841 | 99.34 | 92.245 | Y | 99.34 | 93.28 | 99.34
SIE-192841 | 173042 | 1 | 134065 | RETROLINE RETROSTAT,1-SPT,R/A,°F | SIEMENS INDUSTRY, INC. | 192-841 | 99.34 | 87.515 | N | 99.34 | 93.28 | 99.34
SIE-192841 | 175888 | 1 | 134065 | RETROLINE RETROSTAT,1-SPT,R/A,°F | SIEMENS INDUSTRY, INC. | 192-841 | 99.34 | 89.425 | N | 99.34 | 93.28 | 99.34
SIE-192841 | 175891 | 1 | 134065 | RETROLINE RETROSTAT,1-SPT,R/A,°F | SIEMENS INDUSTRY, INC. | 192-841 | 99.34 | 55.696 | N | 99.34 | 93.28 | 99.34
SIE-192868 | 166559 | 5 | 134065 | RETROLINE RETROSTAT COVER KIT BEIGE | SIEMENS INDUSTRY, INC. | 192-868 | 27.62 | 25.8167 | N | 27.62 | 25.8167 | 27.62
SIE-192868 | 173042 | 5 | 134065 | RETROLINE RETROSTAT COVER KIT BEIGE | SIEMENS INDUSTRY, INC. | 192-868 | 27.62 | 21.308 | N | 27.62 | 25.8167 | 27.62
SIE-192868 | 175891 | 1 | 134065 | RETROLINE RETROSTAT COVER KIT BEIGE | SIEMENS INDUSTRY, INC. | 192-868 | 27.62 | 22.1 | N | 27.62 | 25.8167 | 27.62
SIE-193212 | 175891 | 2 | 134065 | PftSTAR FEB STAT,H/C,DA/RA | SIEMENS INDUSTRY, INC. | 193-212 | 118.84 | 65.68 | N | 118.84 | 65.68 | 118.84
SIE-193219 | 175890 | 1 | 134065 | 193-219SIE | SIEMENS INDUSTRY, INC. | 193219 | 0 | 51.8906 | N | 0 | 51.8906 | 51.8906
SIE-1942043 | 10510 | 1 | 134065 | PftSTAR STAT,D/N,DA/DA,JC RPLMT | SIEMENS INDUSTRY, INC. | 194-2043 | 153.58 | 144.21 | N | 153.58 | 144.21 | 153.58
SIE-1943042 | 175891 | 1 | 134065 | RETROLINE RTROSTAT,2-SPT,DN,DA,°F,HWELL | SIEMENS INDUSTRY, INC. | 194-3042 | 165.77 | 77.2638 | N | 165.77 | 77.2638 | 165.77
SIE-1950003 | 10510 | 1 | 134065 | RC195 RCV/CTLR 3 INP, W/GAUGE | SIEMENS INDUSTRY, INC. | 195-0003 | 329.71 | 303.52 | Y | 329.71 | 309.59 | 329.71
SIE-1950003 | 175888 | 4 | 134065 | RC195 RCV/CTLR 3 INP, W/GAUGE | SIEMENS INDUSTRY, INC. | 195-0003 | 329.71 | 303.52 | Y | 329.71 | 309.59 | 329.71
SIE-1950003 | 175890 | 4 | 134065 | RC195 RCV/CTLR 3 INP, W/GAUGE | SIEMENS INDUSTRY, INC. | 195-0003 | 329.71 | 309.59 | Y | 329.71 | 309.59 | 329.71
SIE-1950011 | 173042 | 1 | 134065 | RC195 RCV/CTLR 1 INP, NO GAGE | SIEMENS INDUSTRY, INC. | 195-0011 | 229.76 | 211.51 | Y | 229.76 | 211.51 | 229.76
SIE-1950011 | 175888 | 6 | 134065 | RC195 RCV/CTLR 1 INP, NO GAGE | SIEMENS INDUSTRY, INC. | 195-0011 | 229.76 | 211.51 | Y | 229.76 | 211.51 | 229.76
SIE-1950011 | 175890 | 2 | 134065 | RC195 RCV/CTLR 1 INP, NO GAGE | SIEMENS INDUSTRY, INC. | 195-0011 | 229.76 | 211.51 | Y | 229.76 | 211.51 | 229.76
SIE-2011000 | 175891 | 1 | 134065 | PRESSURE REDUCING VALVE,WATTS | SIEMENS INDUSTRY, INC. | 201-1000 | 90.75 | 108.93 | N | 90.75 | 108.93 | 108.93
SIE-2430001 | 175890 | 2 | 134065 | RL243 SWITCHING RELAY | SIEMENS INDUSTRY, INC. | 243-0001 | 162.37 | 152.46 | Y | 162.37 | 152.46 | 162.37
SIE-2430001 | 175891 | 1 | 134065 | RL243 SWITCHING RELAY | SIEMENS INDUSTRY, INC. | 243-0001 | 162.37 | 149.47 | Y | 162.37 | 152.46 | 162.37
SIE-2430009 | 10510 | 1 | 134065 | RL243 MP RELAY INDUSTRIAL DUTY | SIEMENS INDUSTRY, INC. | 243-0009 | 230.59 | 181.31 | Y | 230.59 | 183.2288 | 230.59
SIE-2430009 | 175888 | 2 | 134065 | RL243 MP RELAY INDUSTRIAL DUTY | SIEMENS INDUSTRY, INC. | 243-0009 | 230.59 | 169.0799 | Y | 230.59 | 183.2288 | 230.59
SIE-2430009 | 175891 | 4 | 134065 | RL243 MP RELAY INDUSTRIAL DUTY | SIEMENS INDUSTRY, INC. | 243-0009 | 230.59 | 183.2288 | Y | 230.59 | 183.2288 | 230.59
SIE-2430018 | 10510 | 1 | 134065 | RL243 SGNL SLCTR RELAY 2-INPUT | SIEMENS INDUSTRY, INC. | 243-0018 | 74.91 | 17.797 | N | 74.91 | 68.96 | 74.91
SIE-2430018 | 175888 | 2 | 134065 | RL243 SGNL SLCTR RELAY 2-INPUT | SIEMENS INDUSTRY, INC. | 243-0018 | 74.91 | 68.96 | Y | 74.91 | 68.96 | 74.91
SIE-24300214 | 173042 | 99 | 134065 | 1/2in,24V 2W NPT,CV 4.0,NO VLV | SIEMENS INDUSTRY, INC. | 243-00214 | 71.49 | 68.23 | N | 71.49 | 68.23 | 71.49
SIE-2430024 | 10008 | 1 | 134065 | RL243 REVERSING RELAY | SIEMENS INDUSTRY, INC. | 243-0024 | 131.89 | 77.35 | N | 131.89 | 121.41 | 131.89
SIE-2430024 | 175888 | 1 | 134065 | RL243 REVERSING RELAY | SIEMENS INDUSTRY, INC. | 243-0024 | 131.89 | 121.41 | N | 131.89 | 121.41 | 131.89
SIE-25602012 | 175891 | 6 | 134065 | 2WNC LN,BZ,OR FXF ,.75/6.3 | SIEMENS INDUSTRY, INC. | 256-02012 | 98.34 | 67.799 | N | 98.34 | 67.799 | 98.34
SIE-25702008B | 10510 | 1 | 134065 | 2WNC,3-8 ,LN,BR,OR,FXF ,.5/2.5 | SIEMENS INDUSTRY, INC. | 257-02008B | 88.82 | 83.4 | N | 88.82 | 83.4 | 88.82
SIE-25702037 | 10510 | 9 | 134065 | 2WNO LN,BZ,OR FXUM,0.5/1.6 | SIEMENS INDUSTRY, INC. | 257-02037 | 92.51 | 85.2769 | Y | 92.51 | 86.86 | 92.51
SIE-25702037 | 175891 | 1 | 134065 | 2WNO LN,BZ,OR FXUM,0.5/1.6 | SIEMENS INDUSTRY, INC. | 257-02037 | 92.51 | 86.86 | Y | 92.51 | 86.86 | 92.51
SIE-25702039 | 10510 | 6 | 134065 | 2WNO LN,BZ,OR FXUM,0.5/2.5 | SIEMENS INDUSTRY, INC. | 257-02039 | 92.51 | 86.8251 | Y | 92.51 | 86.86 | 92.51
SIE-25702039 | 175891 | 1 | 134065 | 2WNO LN,BZ,OR FXUM,0.5/2.5 | SIEMENS INDUSTRY, INC. | 257-02039 | 92.51 | 86.86 | Y | 92.51 | 86.86 | 92.51
SIE-25702040 | 10510 | 5 | 134065 | 2WNO LN,BZ,OR AFXUM,0.5/2.5 | SIEMENS INDUSTRY, INC. | 257-02040 | 95.63 | 88.626 | Y | 95.63 | 88.626 | 95.63
SIE-25702040 | 175891 | 1 | 134065 | 2WNO LN,BZ,OR AFXUM,0.5/2.5 | SIEMENS INDUSTRY, INC. | 257-02040 | 95.63 | 77.333 | Y | 95.63 | 88.626 | 95.63
SIE-25702044 | 175891 | 2 | 134065 | 2WNO LN,BZ,OR FXF ,.75/6.3 | SIEMENS INDUSTRY, INC. | 257-02044 | 98.34 | 91.435 | Y | 98.34 | 91.435 | 98.34
SIE-25702045 | 10510 | 1 | 134065 | 2WNO LN,BZ,OR FXUM,.75/6.3 | SIEMENS INDUSTRY, INC. | 257-02045 | 104.17 | 95.5359 | Y | 104.17 | 95.89 | 104.17
SIE-25702045 | 175888 | 2 | 134065 | 2WNO LN,BZ,OR FXUM,.75/6.3 | SIEMENS INDUSTRY, INC. | 257-02045 | 104.17 | 93.15 | N | 104.17 | 95.89 | 104.17
SIE-25702045 | 175891 | 2 | 134065 | 2WNO LN,BZ,OR FXUM,.75/6.3 | SIEMENS INDUSTRY, INC. | 257-02045 | 104.17 | 95.89 | Y | 104.17 | 95.89 | 104.17
SIE-25702055 | 175891 | 2 | 134065 | 2WNO LN,SS,OR FXF ,.5/2.5 | SIEMENS INDUSTRY, INC. | 257-02055 | 113.4 | 128.32 | N | 113.4 | 128.32 | 128.32
SIE-25702069B | 10510 | 1 | 134065 | 3WMX,3-8 LN, BR,OR FXF .5/4 | SIEMENS INDUSTRY, INC. | 257-02069B | 96.62 | 90.72 | Y | 96.62 | 90.72 | 96.62
SIE-25802008C | 166561 | 6 | 134065 | 2WNC,8-13,LN,BR,OR,FXF .5/2.5 | SIEMENS INDUSTRY, INC. | 258-02008C | 88.82 | 62.23 | N | 88.82 | 62.23 | 88.82
SIE-25802033C | 175891 | 2 | 134065 | 2WNO 8-13 LN BR OR FXUM .5/.63 | SIEMENS INDUSTRY, INC. | 258-02033C | 92.51 | 56.39 | N | 92.51 | 56.39 | 92.51
SIE-25902038 | 10510 | 4 | 134065 | 2WNO,LN,BZ,OR,FXF ,0.5/2.5 | SIEMENS INDUSTRY, INC. | 259-02038 | 100.46 | 93.43 | N | 100.46 | 93.43 | 100.46
SIE-2651021 | 10510 | 10 | 134065 | EP265 3W AIR VLV 24VAC, 60HZ | SIEMENS INDUSTRY, INC. | 265-1021 | 45.61 | 41.836 | Y | 45.61 | 42.83 | 45.61
SIE-2651021 | 166559 | 9 | 134065 | EP265 3W AIR VLV 24VAC, 60HZ | SIEMENS INDUSTRY, INC. | 265-1021 | 45.61 | 42.55 | N | 45.61 | 42.83 | 45.61
SIE-2651021 | 173042 | 4 | 134065 | EP265 3W AIR VLV 24VAC, 60HZ | SIEMENS INDUSTRY, INC. | 265-1021 | 45.61 | 42.83 | Y | 45.61 | 42.83 | 45.61
SIE-2651021 | 175888 | 6 | 134065 | EP265 3W AIR VLV 24VAC, 60HZ | SIEMENS INDUSTRY, INC. | 265-1021 | 45.61 | 41.7732 | Y | 45.61 | 42.83 | 45.61
SIE-2651021 | 175890 | 4 | 134065 | EP265 3W AIR VLV 24VAC, 60HZ | SIEMENS INDUSTRY, INC. | 265-1021 | 45.61 | 40.7096 | Y | 45.61 | 42.83 | 45.61
SIE-2651021 | 175891 | 9 | 134065 | EP265 3W AIR VLV 24VAC, 60HZ | SIEMENS INDUSTRY, INC. | 265-1021 | 45.61 | 41.1222 | Y | 45.61 | 42.83 | 45.61
SIE-2651022 | 10510 | 29 | 134065 | EP265 3W AIR VLV 120VAC, 60HZ | SIEMENS INDUSTRY, INC. | 265-1022 | 43.43 | 40.6182 | Y | 43.43 | 40.78 | 43.43
SIE-2651022 | 166559 | 2 | 134065 | EP265 3W AIR VLV 120VAC, 60HZ | SIEMENS INDUSTRY, INC. | 265-1022 | 43.43 | 40.78 | N | 43.43 | 40.78 | 43.43
SIE-2651022 | 173042 | 6 | 134065 | EP265 3W AIR VLV 120VAC, 60HZ | SIEMENS INDUSTRY, INC. | 265-1022 | 43.43 | 40.78 | Y | 43.43 | 40.78 | 43.43
SIE-2651022 | 175891 | 14 | 134065 | EP265 3W AIR VLV 120VAC, 60HZ | SIEMENS INDUSTRY, INC. | 265-1022 | 43.43 | 40.5173 | Y | 43.43 | 40.78 | 43.43
SIE-2651027 | 10510 | 5 | 134065 | EP265 3W AIR VLV 24VAC, OPEN | SIEMENS INDUSTRY, INC. | 265-1027 | 45.11 | 42.36 | Y | 45.11 | 42.36 | 45.11
SIE-2651027 | 166559 | 8 | 134065 | EP265 3W AIR VLV 24VAC, OPEN | SIEMENS INDUSTRY, INC. | 265-1027 | 45.11 | 42.3416 | N | 45.11 | 42.36 | 45.11
SIE-2651027 | 175891 | 1 | 134065 | EP265 3W AIR VLV 24VAC, OPEN | SIEMENS INDUSTRY, INC. | 265-1027 | 45.11 | 31.145 | N | 45.11 | 42.36 | 45.11
SIE-2651028 | 10510 | 11 | 134065 | EP265 3W AIR VLV 120VAC, OPEN | SIEMENS INDUSTRY, INC. | 265-1028 | 43.18 | 40.1802 | Y | 43.18 | 40.1802 | 43.18
SIE-27405950 | 10770 | 1 | 134065 | 2.5inNC,250 BZ,=%,OR,MM,+SKD62U | SIEMENS INDUSTRY, INC. | 274-05950 | 985.14 | 906.87 | N | 985.14 | 906.87 | 985.14
SIE-27503187 | 175888 | 2 | 134065 | 2WNC BZ =% OR FXF 1.50/25.00 | SIEMENS INDUSTRY, INC. | 275-03187 | 616.06 | 394.64 | N | 616.06 | 394.64 | 616.06
SIE-27606161 | 175890 | 1 | 134065 | 3inM.X,BZ,LN,125,OR,+SKD82.51 | SIEMENS INDUSTRY, INC. | 276-06161 | 1114.37 | 519.74 | N | 1114.37 | 519.74 | 1114.37
SIE-27705991 | 10770 | 1 | 134065 | 3in 125#BZ=%,OR,MM,NC+59901050 | SIEMENS INDUSTRY, INC. | 277-05991 | 620.17 | 582.32 | N | 620.17 | 582.32 | 620.17
SIE-28303186 | 175891 | 1 | 134065 | 2WNC BZ =% OR FXF 1.25/16.00 | SIEMENS INDUSTRY, INC. | 283-03186 | 413.16 | 365.7 | N | 413.16 | 365.7 | 413.16
SIE-3312904 | 166560 | 1 | 134065 | NO.4 PNEU ACTUATOR.3-7 PSI, P-M | SIEMENS INDUSTRY, INC. | 331-2904 | 98.35 | 72.13 | N | 98.35 | 72.13 | 98.35
SIE-3312961 | 166559 | 5 | 134065 | NO.4 PNEU ACT,8-13 PSI, P-M | SIEMENS INDUSTRY, INC. | 331-2961 | 96.6 | 90.7 | N | 96.6 | 90.7 | 96.6
SIE-3312973 | 10510 | 1 | 134065 | NO.4 PNEU ACTUATOR,8-13PSI, U-M | SIEMENS INDUSTRY, INC. | 331-2973 | 161.86 | 151.98 | Y | 161.86 | 151.98 | 161.86
SIE-3312973 | 175888 | 5 | 134065 | NO.4 PNEU ACTUATOR,8-13PSI, U-M | SIEMENS INDUSTRY, INC. | 331-2973 | 161.86 | 151.98 | Y | 161.86 | 151.98 | 161.86
SIE-3312973 | 175890 | 7 | 134065 | NO.4 PNEU ACTUATOR,8-13PSI, U-M | SIEMENS INDUSTRY, INC. | 331-2973 | 161.86 | 151.98 | Y | 161.86 | 151.98 | 161.86
SIE-3313001 | 175891 | 1 | 134065 | NO.4 PNEU ACTUATOR,3-13 PSI, U-M | SIEMENS INDUSTRY, INC. | 331-3001 | 164.8 | 67.91 | N | 164.8 | 67.91 | 164.8
SIE-3313011 | 10510 | 2 | 134065 | NO.6 PNEU ACTUATOR,8-13 PSI, U-M | SIEMENS INDUSTRY, INC. | 331-3011 | 258.84 | 231.995 | Y | 258.84 | 231.995 | 258.84
SIE-3313011 | 175888 | 6 | 134065 | NO.6 PNEU ACTUATOR,8-13 PSI, U-M | SIEMENS INDUSTRY, INC. | 331-3011 | 258.84 | 196.6415 | Y | 258.84 | 231.995 | 258.84
SIE-3313011 | 175890 | 9 | 134065 | NO.6 PNEU ACTUATOR,8-13 PSI, U-M | SIEMENS INDUSTRY, INC. | 331-3011 | 258.84 | 202.7949 | Y | 258.84 | 231.995 | 258.84
SIE-3313017 | 166559 | 1 | 134065 | 4inPNEU ACT,8-13 PSI,FIX BALL | SIEMENS INDUSTRY, INC. | 331-3017 | 131.53 | 100.64 | N | 131.53 | 100.64 | 131.53
SIE-3314310 | 166559 | 2 | 134065 | NO.3PNEU ACT 3-7L 2 3/8in BASIC | SIEMENS INDUSTRY, INC. | 331-4310 | 67.28 | 51.48 | N | 67.28 | 51.48 | 67.28
SIE-3314313 | 10770 | 3 | 134065 | NO.3PNEU ACT 3-7,2 3/8inFIXED | SIEMENS INDUSTRY, INC. | 331-4313 | 83.99 | 66.83 | Y | 83.99 | 66.83 | 83.99
SIE-3314551 | 175891 | 1 | 134065 | 3" Pneumatic Damper Actuator 5-10# | SIEMENS INDUSTRY, INC. | 331-4551 | 80.82 | 64.31 | N | 80.82 | 64.31 | 80.82
SIE-3314811 | 175888 | 7 | 134065 | NO.3 PNEU.ACT.8-13PSI EXT SHEFT | SIEMENS INDUSTRY, INC. | 331-4811 | 101.66 | 78.6548 | N | 101.66 | 78.6548 | 101.66
SIE-3314811 | 175890 | 2 | 134065 | NO.3 PNEU.ACT.8-13PSI EXT SHEFT | SIEMENS INDUSTRY, INC. | 331-4811 | 101.66 | 78.59 | Y | 101.66 | 78.6548 | 101.66
SIE-331631 | 10008 | 1 | 134065 | AP331 1/2in SHAFT EXT FOR#3,4,6 | SIEMENS INDUSTRY, INC. | 331-631 | 48.17 | 45.23 | N | 48.17 | 45.23 | 48.17
SIE-331653 | 166559 | 1 | 134065 | AP331 CLEVIS FR-M MTG FOR#4,#6 | SIEMENS INDUSTRY, INC. | 331-653 | 26.88 | 19.59 | N | 26.88 | 19.59 | 26.88
SIE-331805 | 175888 | 1 | 134065 | AP331 SHAFT CRANK #3 | SIEMENS INDUSTRY, INC. | 331-805 | 13.98 | 5.69 | N | 13.98 | 5.69 | 13.98
SIE-331916 | 166559 | 1 | 134065 | AP331 SIDE MTG BRACKET FOR #4 | SIEMENS INDUSTRY, INC. | 331-916 | 15.07 | 8.17 | N | 15.07 | 8.17 | 15.07
SIE-331941 | 173042 | 1 | 134065 | AP331 DAMPER SHAFT CRANK ASSY | SIEMENS INDUSTRY, INC. | 331-941 | 9.08 | 8.36 | N | 9.08 | 8.36 | 9.08
SIE-3323011 | 175888 | 5 | 134065 | NO.6 PNEU ACT,8-13 PSI,U-M,W/P-R | SIEMENS INDUSTRY, INC. | 332-3011 | 452.35 | 325.8543 | N | 452.35 | 334.6262 | 452.35
SIE-3323011 | 175890 | 1 | 134065 | NO.6 PNEU ACT,8-13 PSI,U-M,W/P-R | SIEMENS INDUSTRY, INC. | 332-3011 | 452.35 | 325.8543 | N | 452.35 | 334.6262 | 452.35
SIE-3323011 | 175891 | 4 | 134065 | NO.6 PNEU ACT,8-13 PSI,U-M,W/P-R | SIEMENS INDUSTRY, INC. | 332-3011 | 452.35 | 334.6262 | N | 452.35 | 334.6262 | 452.35
SIE-33304303 | 10008 | 5 | 134065 | 1/2in SHAFT EXTENSION ASSEMBLY | SIEMENS INDUSTRY, INC. | 333-043-03 | 57 | 53.52 | Y | 57 | 53.52 | 57
SIE-333071 | 10008 | 1 | 134065 | AP331 5 PK RPLMT DIAPHRAGM FOR #4 | SIEMENS INDUSTRY, INC. | 333-071 | 78.09 | 7.034 | N | 78.09 | 8.572 | 78.09
SIE-333071 | 10510 | 3 | 134065 | AP331 5 PK RPLMT DIAPHRAGM FOR #4 | SIEMENS INDUSTRY, INC. | 333-071 | 78.09 | 6.8663 | N | 78.09 | 8.572 | 78.09
SIE-333071 | 166560 | 9 | 134065 | AP331 5 PK RPLMT DIAPHRAGM FOR #4 | SIEMENS INDUSTRY, INC. | 333-071 | 78.09 | 8.572 | N | 78.09 | 8.572 | 78.09
SIE-333071 | 175891 | 6 | 134065 | AP331 5 PK RPLMT DIAPHRAGM FOR #4 | SIEMENS INDUSTRY, INC. | 333-071 | 78.09 | 8.0615 | N | 78.09 | 8.572 | 78.09
SIE-333072 | 10008 | 6 | 134065 | AP331 5 PK RPLMT DIAPHRAGM FOR #4 | SIEMENS INDUSTRY, INC. | 333-072 | 78.87 | 14.106 | N | 78.87 | 74.06 | 78.87
SIE-333072 | 10510 | 9 | 134065 | AP331 5 PK RPLMT DIAPHRAGM FOR #4 | SIEMENS INDUSTRY, INC. | 333-072 | 78.87 | 14.2555 | N | 78.87 | 74.06 | 78.87
SIE-333072 | 166553 | 5 | 134065 | AP331 5 PK RPLMT DIAPHRAGM FOR #4 | SIEMENS INDUSTRY, INC. | 333-072 | 78.87 | 6.772 | N | 78.87 | 74.06 | 78.87
SIE-333072 | 166559 | 4 | 134065 | AP331 5 PK RPLMT DIAPHRAGM FOR #4 | SIEMENS INDUSTRY, INC. | 333-072 | 78.87 | 12.59 | N | 78.87 | 74.06 | 78.87
SIE-333072 | 175888 | 2 | 134065 | AP331 5 PK RPLMT DIAPHRAGM FOR #4 | SIEMENS INDUSTRY, INC. | 333-072 | 78.87 | 74.06 | N | 78.87 | 74.06 | 78.87
SIE-333072 | 175891 | 1 | 134065 | AP331 5 PK RPLMT DIAPHRAGM FOR #4 | SIEMENS INDUSTRY, INC. | 333-072 | 78.87 | 11.5222 | N | 78.87 | 74.06 | 78.87
SIE-333207 | 166559 | 2 | 134065 | CLEVIS | SIEMENS INDUSTRY, INC. | 333-207 | 9.99 | 8.85 | N | 9.99 | 8.85 | 9.99
SIE-333572 | 10510 | 12 | 134065 | #6 ACT SI 5PK DIAPH REPLACEMENT. | SIEMENS INDUSTRY, INC. | 333-572 | 190.24 | 33.0515 | Y | 190.24 | 33.6125 | 190.24
SIE-333572 | 166553 | 1 | 134065 | #6 ACT SI 5PK DIAPH REPLACEMENT. | SIEMENS INDUSTRY, INC. | 333-572 | 190.24 | 22.54 | N | 190.24 | 33.6125 | 190.24
SIE-333572 | 166559 | 1 | 134065 | #6 ACT SI 5PK DIAPH REPLACEMENT. | SIEMENS INDUSTRY, INC. | 333-572 | 190.24 | 33.6125 | N | 190.24 | 33.6125 | 190.24
SIE-333572 | 166560 | 1 | 134065 | #6 ACT SI 5PK DIAPH REPLACEMENT. | SIEMENS INDUSTRY, INC. | 333-572 | 190.24 | 22.54 | N | 190.24 | 33.6125 | 190.24
SIE-3560012 | 10510 | 5 | 134065 | TH356 LIMITEM RGD BULB TSTAT D/A 0-100F | SIEMENS INDUSTRY, INC. | 356-0012 | 221.74 | 186.3364 | Y | 221.74 | 208.21 | 221.74
SIE-3560012 | 166559 | 1 | 134065 | TH356 LIMITEM RGD BULB TSTAT D/A 0-100F | SIEMENS INDUSTRY, INC. | 356-0012 | 221.74 | 208.21 | N | 221.74 | 208.21 | 221.74
SIE-3560012 | 173042 | 4 | 134065 | TH356 LIMITEM RGD BULB TSTAT D/A 0-100F | SIEMENS INDUSTRY, INC. | 356-0012 | 221.74 | 193.9 | N | 221.74 | 208.21 | 221.74
SIE-3560012 | 175891 | 5 | 134065 | TH356 LIMITEM RGD BULB TSTAT D/A 0-100F | SIEMENS INDUSTRY, INC. | 356-0012 | 221.74 | 206.578 | Y | 221.74 | 208.21 | 221.74
SIE-3560013 | 166559 | 1 | 134065 | TH356 LIMITEM RGD BULB TSTAT R/A 0-100F | SIEMENS INDUSTRY, INC. | 356-0013 | 266.22 | 235.64 | N | 266.22 | 235.64 | 266.22
SIE-3560750 | 10510 | 5 | 134065 | TH356 LIMITEM RGD BLB TSTAT D/A 30-180F | SIEMENS INDUSTRY, INC. | 356-0750 | 221.09 | 198.577 | Y | 221.09 | 204.344 | 221.09
SIE-3560750 | 175888 | 1 | 134065 | TH356 LIMITEM RGD BLB TSTAT D/A 30-180F | SIEMENS INDUSTRY, INC. | 356-0750 | 221.09 | 204.344 | Y | 221.09 | 204.344 | 221.09
SIE-3560750 | 175890 | 2 | 134065 | TH356 LIMITEM RGD BLB TSTAT D/A 30-180F | SIEMENS INDUSTRY, INC. | 356-0750 | 221.09 | 203.937 | Y | 221.09 | 204.344 | 221.09
SIE-3560750 | 175891 | 6 | 134065 | TH356 LIMITEM RGD BLB TSTAT D/A 30-180F | SIEMENS INDUSTRY, INC. | 356-0750 | 221.09 | 204.2083 | Y | 221.09 | 204.344 | 221.09
SIE-3561005 | 166559 | 1 | 134065 | TH356 LIMITEM RGD BLB TSTAT R/A 30-180F | SIEMENS INDUSTRY, INC. | 356-1005 | 274.05 | 113.03 | N | 274.05 | 113.03 | 274.05
SIE-356115 | 173042 | 12 | 134065 | TH357 ACCESSRY, AVERAGING BULB MNTG CLIP | SIEMENS INDUSTRY, INC. | 356-115 | 5.71 | 1.83 | N | 5.71 | 1.83 | 5.71
SIE-3570001 | 10510 | 2 | 134065 | TH357D LIMITEM AVG BULB TftSTAT 35-145F | SIEMENS INDUSTRY, INC. | 357-0001 | 264.46 | 230.9933 | Y | 264.46 | 230.9933 | 264.46
SIE-3570003 | 175888 | 2 | 134065 | TH357D LIMITEM REM BULB TftSTAT 20-100F | SIEMENS INDUSTRY, INC. | 357-0003 | 251.23 | 244.05 | N | 251.23 | 244.05 | 251.23
SIE-36502044 | 175888 | 3 | 134065 | 2WNO BR FxF 0.75/6.3 + SAS61.33U | SIEMENS INDUSTRY, INC. | 365-02044 | 236.78 | 162.1153 | N | 236.78 | 162.1153 | 236.78
SIE-37103170 | 173042 | 1 | 134065 | 2WNO BZ,=%,OR, FXF 2.00/40.00+SAX61.03U | SIEMENS INDUSTRY, INC. | 371-03170 | 539.86 | 515.23 | N | 539.86 | 515.23 | 539.86
SIE-37103206 | 166561 | 1 | 134065 | 3WMX BZ,=%,OR, FXF,2.00/40.00+SAX61.03U | SIEMENS INDUSTRY, INC. | 371-03206 | 602.45 | 484.8622 | N | 602.45 | 484.8622 | 602.45
SIE-426888950 | 166559 | 20 | 134065 | Protective Black Knob; 1 per pack | SIEMENS INDUSTRY, INC. | 426888950 | 2.56 | 2.61 | N | 2.56 | 2.61 | 2.61
SIE-5150190 | 175891 | 2 | 134065 | RELIEF VALVE, ASME | SIEMENS INDUSTRY, INC. | 515-0190 | 42.84 | 39.44 | Y | 42.84 | 39.44 | 42.84
SIE-53337618 | 173042 | 1 | 134065 | DCT PNT TMP, 4-20 mA, 20-120F, 18in RIGI | SIEMENS INDUSTRY, INC. | 533-376-18 | 49.68 | 49.22 | N | 49.68 | 49.22 | 49.68
SIE-536376 | 173042 | 2 | 134065 | 6in AIR VELOCITY PITOT TUBE | SIEMENS INDUSTRY, INC. | 536-376 | 48 | 39.2 | N | 48 | 39.2 | 48
SIE-536784B | 173042 | 5 | 134065 | FLUSH MOUNT TEMP SNSR, 100K OHM, WHITE | SIEMENS INDUSTRY, INC. | 536-784B | 53.53 | 53.04 | N | 53.53 | 53.04 | 53.53
SIE-536994B | 173042 | 2 | 134065 | FLUSH MNT TEMP SNSR, 10K OHM TYP2, WHITE | SIEMENS INDUSTRY, INC. | 536-994B | 63.02 | 52 | N | 63.02 | 52 | 63.02
SIE-540660A | 166553 | 1 | 134065 | Temp, Blank Front, TEC, Beige | SIEMENS INDUSTRY, INC. | 540-660A | 161.01 | 106.8016 | N | 161.01 | 151.18 | 161.01
SIE-540660A | 175891 | 2 | 134065 | Temp, Blank Front, TEC, Beige | SIEMENS INDUSTRY, INC. | 540-660A | 161.01 | 151.18 | Y | 161.01 | 151.18 | 161.01
SIE-540660B | 166553 | 7 | 134065 | Temp, Blank Front, TEC, White | SIEMENS INDUSTRY, INC. | 540-660B | 161.01 | 115.0981 | N | 161.01 | 115.0981 | 161.01
SIE-540670A | 166553 | 6 | 134065 | Temp, OR & SP, TEC, Beige | SIEMENS INDUSTRY, INC. | 540-670A | 287.28 | 252.5143 | N | 287.28 | 269.75 | 287.28
SIE-540670A | 175891 | 1 | 134065 | Temp, OR & SP, TEC, Beige | SIEMENS INDUSTRY, INC. | 540-670A | 287.28 | 269.75 | N | 287.28 | 269.75 | 287.28
SIE-540670B | 10008 | 223 | 134065 | Temp, OR & SP, TEC, White | SIEMENS INDUSTRY, INC. | 540-670B | 287.28 | 241.8027 | Y | 287.28 | 241.8027 | 287.28
SIE-540670B | 166553 | 8 | 134065 | Temp, OR & SP, TEC, White | SIEMENS INDUSTRY, INC. | 540-670B | 287.28 | 207.7371 | N | 287.28 | 241.8027 | 287.28
SIE-540670B | 166559 | 6 | 134065 | Temp, OR & SP, TEC, White | SIEMENS INDUSTRY, INC. | 540-670B | 287.28 | 203.9 | N | 287.28 | 241.8027 | 287.28
SIE-54433918 | 166560 | 0 | 134065 | DCT PT TEMP, PT 1K OHM (375), 18in RIGID | SIEMENS INDUSTRY, INC. | 544-339-18 | 27.85 | 26.15 | N | 27.85 | 26.15 | 27.85
SIE-5443394 | 166553 | 7 | 134065 | DCT POINT TEMP, PT 1K OHM (375), 4in | SIEMENS INDUSTRY, INC. | 544-339-4 | 27.02 | 24.4478 | Y | 27.02 | 24.4478 | 27.02
SIE-5443398 | 166553 | 5 | 134065 | DCT POINT TEMP, PT 1K OHM (375), 8in | SIEMENS INDUSTRY, INC. | 544-339-8 | 27.02 | 23.968 | N | 27.02 | 23.968 | 27.02
SIE-54434216 | 166557 | 4 | 134065 | DUCT AV. TMP, 1K OHM, PT(375), 16ft, FLE | SIEMENS INDUSTRY, INC. | 544-342-16 | 81.45 | 69.38 | N | 81.45 | 92.17 | 92.17
SIE-54434216 | 175891 | 1 | 134065 | DUCT AV. TMP, 1K OHM, PT(375), 16ft, FLE | SIEMENS INDUSTRY, INC. | 544-342-16 | 81.45 | 92.17 | N | 81.45 | 92.17 | 92.17
SIE-54434224 | 166553 | 4 | 134065 | DUCT AV. TMP, 1K OHM, PT(375), 24ft, FLE | SIEMENS INDUSTRY, INC. | 544-342-24 | 81.45 | 76.2151 | Y | 81.45 | 76.2151 | 81.45
SIE-54434318 | 166553 | 10 | 134065 | DCT AV. TEMP, 1K OHM PT(375), 18in, RIGI | SIEMENS INDUSTRY, INC. | 544-343-18 | 60.63 | 56.93 | Y | 60.63 | 56.93 | 60.63
SIE-544483A | 166553 | 4 | 134065 | RTS REPAIR KIT, BEIGE | SIEMENS INDUSTRY, INC. | 544-483A | 29.28 | 19.9342 | N | 29.28 | 19.9342 | 29.28
SIE-544484A | 166553 | 3 | 134065 | BLANKING OVERRIDE BUTTON, BEIGE - 25-PAC | SIEMENS INDUSTRY, INC. | 544-484A | 54.49 | 39.37 | N | 54.49 | 39.37 | 54.49
SIE-56310201 | 166561 | 3 | 134065 | REPLACEMENT SENSOR BASE 2200/3200 | SIEMENS INDUSTRY, INC. | 563-102-01 | 3.92 | 2.71 | N | 3.92 | 2.71 | 3.92
SIE-563102GSKTKIT | 166553 | 2 | 134065 | WALL GASKET KIT FOR 2200/3200 ROOM SNSRS | SIEMENS INDUSTRY, INC. | 563-102 GSKT KIT | 26.47 | 19.33 | N | 26.47 | 19.33 | 26.47
SIE-567225 | 175891 | 3 | 134065 | CP567LOCK&KEY ASSY-ALL CABINET | SIEMENS INDUSTRY, INC. | 567-225 | 10.3 | 7.5783 | N | 10.3 | 7.5783 | 10.3
SIE-567351 | 10510 | 3 | 134065 | #1 PNEU PANEL 19X16X5.7 | SIEMENS INDUSTRY, INC. | 567-351 | 134.24 | 125.42 | Y | 134.24 | 125.42 | 134.24
SIE-567351 | 175891 | 5 | 134065 | #1 PNEU PANEL 19X16X5.7 | SIEMENS INDUSTRY, INC. | 567-351 | 134.24 | 124.1893 | Y | 134.24 | 125.42 | 134.24
SIE-567352 | 10510 | 2 | 134065 | #3 PNEU PANEL 24X24X9 | SIEMENS INDUSTRY, INC. | 567-352 | 223.28 | 209.65 | Y | 223.28 | 209.65 | 223.28
SIE-567352 | 175891 | 1 | 134065 | #3 PNEU PANEL 24X24X9 | SIEMENS INDUSTRY, INC. | 567-352 | 223.28 | 164.08 | Y | 223.28 | 209.65 | 223.28
SIE-567353 | 10510 | 3 | 134065 | #4 PNEU PANEL 36X24X9 | SIEMENS INDUSTRY, INC. | 567-353 | 322.73 | 266.08 | Y | 322.73 | 266.08 | 322.73
SIE-567353 | 175891 | 2 | 134065 | #4 PNEU PANEL 36X24X9 | SIEMENS INDUSTRY, INC. | 567-353 | 322.73 | 266.08 | Y | 322.73 | 266.08 | 322.73
SIE-567452 | 10510 | 5 | 134065 | #3 ELECT PANEL 24X24X6 | SIEMENS INDUSTRY, INC. | 567-452 | 205.47 | 169.46 | Y | 205.47 | 191.1855 | 205.47
SIE-567452 | 175891 | 4 | 134065 | #3 ELECT PANEL 24X24X6 | SIEMENS INDUSTRY, INC. | 567-452 | 205.47 | 191.1855 | Y | 205.47 | 191.1855 | 205.47
SIE-567454 | 10510 | 6 | 134065 | #2 ELECT PANEL 20X20X6 | SIEMENS INDUSTRY, INC. | 567-454 | 171.23 | 158.1545 | Y | 171.23 | 158.1545 | 171.23
SIE-567454 | 175891 | 2 | 134065 | #2 ELECT PANEL 20X20X6 | SIEMENS INDUSTRY, INC. | 567-454 | 171.23 | 115.8625 | Y | 171.23 | 158.1545 | 171.23
SIE-587184 | 166557 | 1 | 134065 | Temp, OR & SP, 10k-Typ2, White, Talon | SIEMENS INDUSTRY, INC. | 587-184 | 124.47 | 113.11 | N | 124.47 | 113.11 | 124.47
SIE-59900211 | 166561 | 0 | 134065 | 2W,0.5/2.5,NPT ZONE VALVE | SIEMENS INDUSTRY, INC. | 599-00211 | 20.1 | 0 | N | 20.1 | 0 | 20.1
SIE-59900212 | 175888 | 5 | 134065 | 2W,.75/4.1,NPT ZONE VALVE | SIEMENS INDUSTRY, INC. | 599-00212 | 23.17 | 16.2117 | N | 23.17 | 16.2117 | 23.17
SIE-59900213 | 175890 | 4 | 134065 | 2W,1.0/7.0,NPT ZONE VALVE | SIEMENS INDUSTRY, INC. | 599-00213 | 29.87 | 20.8886 | N | 29.87 | 20.8886 | 29.87
SIE-59900214 | 175888 | 1 | 134065 | 1/2in,2W NPT,CV 4.0,ZONE VLV | SIEMENS INDUSTRY, INC. | 599-00214 | 20.1 | 18.87 | Y | 20.1 | 18.87 | 20.1
SIE-59900232 | 166561 | 1 | 134065 | 3W,.75/4.1,NPT ZONE VALVE | SIEMENS INDUSTRY, INC. | 599-00232 | 28.72 | 22.1233 | N | 28.72 | 22.1233 | 28.72
SIE-59900233 | 166560 | 1 | 134065 | 3W,1.0/7.0,NPT ZONE VALVE | SIEMENS INDUSTRY, INC. | 599-00233 | 37.06 | 41.94 | N | 37.06 | 41.94 | 41.94
SIE-59900305 | 175888 | 6 | 134065 | STEM LOCK RING(10MM) | SIEMENS INDUSTRY, INC. | 599-00305 | 5.38 | 3.7131 | N | 5.38 | 3.7131 | 5.38
SIE-59900436 | 175888 | 1 | 134065 | RETAINING KIT FOR 8in&12in ACT. | SIEMENS INDUSTRY, INC. | 599-00436 | 11.45 | 5.6109 | N | 11.45 | 5.6109 | 11.45
SIE-59900532 | 173042 | 1 | 134065 | 3W,.75/4.1,SWT ZONE VALVE | SIEMENS INDUSTRY, INC. | 599-00532 | 28.72 | 27.41 | N | 28.72 | 27.41 | 28.72
SIE-59901050 | 166553 | 2 | 134065 | 8" Pneumatic Actuator, 20mm, Normal Temp | SIEMENS INDUSTRY, INC. | 599-01050 | 144.12 | 132.66 | N | 144.12 | 132.66 | 144.12
SIE-59901050 | 175888 | 9 | 134065 | 8" Pneumatic Actuator, 20mm, Normal Temp | SIEMENS INDUSTRY, INC. | 599-01050 | 144.12 | 132.1852 | Y | 144.12 | 132.66 | 144.12
SIE-59901050 | 175890 | 3 | 134065 | 8" Pneumatic Actuator, 20mm, Normal Temp | SIEMENS INDUSTRY, INC. | 599-01050 | 144.12 | 131.4166 | Y | 144.12 | 132.66 | 144.12
SIE-59901060 | 10510 | 6 | 134065 | 8inDIAPHRAGM REPAIR KIT | SIEMENS INDUSTRY, INC. | 599-01060 | 16.02 | 14.5842 | Y | 16.02 | 14.5842 | 16.02
SIE-59901060 | 166559 | 1 | 134065 | 8inDIAPHRAGM REPAIR KIT | SIEMENS INDUSTRY, INC. | 599-01060 | 16.02 | 12 | N | 16.02 | 14.5842 | 16.02
SIE-59901060 | 175888 | 23 | 134065 | 8inDIAPHRAGM REPAIR KIT | SIEMENS INDUSTRY, INC. | 599-01060 | 16.02 | 12.9013 | N | 16.02 | 14.5842 | 16.02
SIE-59901060 | 175890 | 5 | 134065 | 8inDIAPHRAGM REPAIR KIT | SIEMENS INDUSTRY, INC. | 599-01060 | 16.02 | 14.18 | N | 16.02 | 14.5842 | 16.02
SIE-59901060 | 175891 | 3 | 134065 | 8inDIAPHRAGM REPAIR KIT | SIEMENS INDUSTRY, INC. | 599-01060 | 16.02 | 13.7822 | Y | 16.02 | 14.5842 | 16.02
SIE-59901061 | 166553 | 1 | 134065 | 8inDIAPHRAGM REPAIR KIT(HIGH T) | SIEMENS INDUSTRY, INC. | 599-01061 | 39.45 | 27.96 | N | 39.45 | 31.4801 | 39.45
SIE-59901061 | 175888 | 10 | 134065 | 8inDIAPHRAGM REPAIR KIT(HIGH T) | SIEMENS INDUSTRY, INC. | 599-01061 | 39.45 | 31.4801 | N | 39.45 | 31.4801 | 39.45
SIE-59901061 | 175890 | 1 | 134065 | 8inDIAPHRAGM REPAIR KIT(HIGH T) | SIEMENS INDUSTRY, INC. | 599-01061 | 39.45 | 31.4801 | N | 39.45 | 31.4801 | 39.45
SIE-59901081 | 166559 | 2 | 134065 | 4inPNEUMATIC ACTUATOR,3-8 PSI | SIEMENS INDUSTRY, INC. | 599-01081 | 68.42 | 64.24 | N | 68.42 | 64.24 | 68.42
SIE-59901081 | 175888 | 5 | 134065 | 4inPNEUMATIC ACTUATOR,3-8 PSI | SIEMENS INDUSTRY, INC. | 599-01081 | 68.42 | 64.24 | Y | 68.42 | 64.24 | 68.42
SIE-59901081 | 175890 | 4 | 134065 | 4inPNEUMATIC ACTUATOR,3-8 PSI | SIEMENS INDUSTRY, INC. | 599-01081 | 68.42 | 64.24 | Y | 68.42 | 64.24 | 68.42
SIE-59901081 | 175891 | 2 | 134065 | 4inPNEUMATIC ACTUATOR,3-8 PSI | SIEMENS INDUSTRY, INC. | 599-01081 | 68.42 | 64.24 | Y | 68.42 | 64.24 | 68.42
SIE-59901082 | 166559 | 1 | 134065 | 4inPNEUMATIC ACTUATOR,5-10 PSI | SIEMENS INDUSTRY, INC. | 599-01082 | 68.42 | 60.56 | N | 68.42 | 62.98 | 68.42
SIE-59901082 | 175888 | 2 | 134065 | 4inPNEUMATIC ACTUATOR,5-10 PSI | SIEMENS INDUSTRY, INC. | 599-01082 | 68.42 | 62.98 | N | 68.42 | 62.98 | 68.42
SIE-59901083 | 166559 | 2 | 134065 | 4inPNEUMATIC ACTUATOR,10-15 PSI | SIEMENS INDUSTRY, INC. | 599-01083 | 68.42 | 64.24 | N | 68.42 | 64.24 | 68.42
SIE-59901083 | 166560 | 2 | 134065 | 4inPNEUMATIC ACTUATOR,10-15 PSI | SIEMENS INDUSTRY, INC. | 599-01083 | 68.42 | 52.52 | N | 68.42 | 64.24 | 68.42
SIE-59901083 | 173042 | 0 | 134065 | 4inPNEUMATIC ACTUATOR,10-15 PSI | SIEMENS INDUSTRY, INC. | 599-01083 | 68.42 | 64.24 | N | 68.42 | 64.24 | 68.42
SIE-59901083 | 175888 | 3 | 134065 | 4inPNEUMATIC ACTUATOR,10-15 PSI | SIEMENS INDUSTRY, INC. | 599-01083 | 68.42 | 60.56 | Y | 68.42 | 64.24 | 68.42
SIE-59901083 | 175890 | 5 | 134065 | 4inPNEUMATIC ACTUATOR,10-15 PSI | SIEMENS INDUSTRY, INC. | 599-01083 | 68.42 | 62.7612 | Y | 68.42 | 64.24 | 68.42
SIE-59901083 | 175891 | 4 | 134065 | 4inPNEUMATIC ACTUATOR,10-15 PSI | SIEMENS INDUSTRY, INC. | 599-01083 | 68.42 | 60.56 | Y | 68.42 | 64.24 | 68.42
SIE-59901088 | 10008 | 1 | 134065 | 2inACTUATOR-POWERMITE | SIEMENS INDUSTRY, INC. | 599-01088 | 49.33 | 43.66 | N | 49.33 | 46.32 | 49.33
SIE-59901088 | 10510 | 3 | 134065 | 2inACTUATOR-POWERMITE | SIEMENS INDUSTRY, INC. | 599-01088 | 49.33 | 45.4283 | Y | 49.33 | 46.32 | 49.33
SIE-59901088 | 166553 | 2 | 134065 | 2inACTUATOR-POWERMITE | SIEMENS INDUSTRY, INC. | 599-01088 | 49.33 | 43.66 | N | 49.33 | 46.32 | 49.33
SIE-59901088 | 166559 | 4 | 134065 | 2inACTUATOR-POWERMITE | SIEMENS INDUSTRY, INC. | 599-01088 | 49.33 | 46.32 | Y | 49.33 | 46.32 | 49.33
SIE-59901088 | 175888 | 9 | 134065 | 2inACTUATOR-POWERMITE | SIEMENS INDUSTRY, INC. | 599-01088 | 49.33 | 46.32 | Y | 49.33 | 46.32 | 49.33
SIE-59901088 | 175890 | 1 | 134065 | 2inACTUATOR-POWERMITE | SIEMENS INDUSTRY, INC. | 599-01088 | 49.33 | 46.32 | Y | 49.33 | 46.32 | 49.33
SIE-59901088 | 175891 | 2 | 134065 | 2inACTUATOR-POWERMITE | SIEMENS INDUSTRY, INC. | 599-01088 | 49.33 | 43.6166 | Y | 49.33 | 46.32 | 49.33
SIE-59901093 | 173042 | 15 | 134065 | 4inACTUATOR DIAPHRAGM KIT | SIEMENS INDUSTRY, INC. | 599-01093 | 10.71 | 9.24 | N | 10.71 | 9.24 | 10.71
SIE-59901106 | 175891 | 6 | 134065 | 1/2inNC,VLV,1.6 Cv,BZ,200N, FxF | SIEMENS INDUSTRY, INC. | 599-01106 | 33.4 | 22.03 | N | 33.4 | 22.03 | 33.4
SIE-59901119 | 175891 | 1 | 134065 | 1/2inNO,VLV,1.0 Cv,BZ,200N, FxF | SIEMENS INDUSTRY, INC. | 599-01119 | 33.24 | 31.21 | Y | 33.24 | 31.21 | 33.24
SIE-59901121 | 173042 | 1 | 134065 | 1/2inNO,VLV,1.6 Cv,BZ,200N, FxF | SIEMENS INDUSTRY, INC. | 599-01121 | 33.24 | 31.72 | N | 33.24 | 31.72 | 33.24
SIE-59902004 | 166559 | 1 | 134065 | 1/2inNC,VLV,1.0 CV,BZ,NPT-NPT | SIEMENS INDUSTRY, INC. | 599-02004 | 40.44 | 35.2057 | N | 40.44 | 35.2057 | 40.44
SIE-59902011 | 175888 | 1 | 134065 | 1/2inNC,VLV,4.0 CV,BZ,NPT-UNION | SIEMENS INDUSTRY, INC. | 599-02011 | 44.73 | 24.1007 | N | 44.73 | 24.1007 | 44.73
SIE-59902012 | 175888 | 1 | 134065 | 3/4inNC,VLV,6.3 CV,BZ,NPT-NPT | SIEMENS INDUSTRY, INC. | 599-02012 | 50.02 | 46.97 | Y | 50.02 | 46.97 | 50.02
SIE-59902012 | 175890 | 2 | 134065 | 3/4inNC,VLV,6.3 CV,BZ,NPT-NPT | SIEMENS INDUSTRY, INC. | 599-02012 | 50.02 | 45.129 | N | 50.02 | 46.97 | 50.02
SIE-59902014 | 166559 | 2 | 134065 | 1inN.C,VLV,10.0CV,BZ,NPT-NPT | SIEMENS INDUSTRY, INC. | 599-02014 | 76.67 | 70.58 | N | 76.67 | 70.58 | 76.67
SIE-59902014 | 175888 | 2 | 134065 | 1inN.C,VLV,10.0CV,BZ,NPT-NPT | SIEMENS INDUSTRY, INC. | 599-02014 | 76.67 | 67.87 | N | 76.67 | 70.58 | 76.67
SIE-59902021 | 175891 | 2 | 134065 | 1/2inNC,VLV,1.6 CV,SS,NPT-NPT | SIEMENS INDUSTRY, INC. | 599-02021 | 65.59 | 46.2511 | N | 65.59 | 46.2511 | 65.59
SIE-59902023 | 173042 | 1 | 134065 | 1/2inNC,VLV,2.5 CV,SS,NPT-NPT | SIEMENS INDUSTRY, INC. | 599-02023 | 65.59 | 77.19 | N | 65.59 | 77.19 | 77.19
SIE-59902027 | 175888 | 4 | 134065 | 3/4inNC,VLV,6.3 CV,SS,NPT-NPT | SIEMENS INDUSTRY, INC. | 599-02027 | 77.52 | 71.36 | N | 77.52 | 71.36 | 77.52
SIE-59902029 | 175888 | 4 | 134065 | 1inN.C,VLV,10.0CV,SS,NPT-NPT | SIEMENS INDUSTRY, INC. | 599-02029 | 119.26 | 109.78 | N | 119.26 | 109.78 | 119.26
SIE-59902030 | 175891 | 1 | 134065 | 1/2inNO,VLV,0.4 CV,BZ,NPT-NPT | SIEMENS INDUSTRY, INC. | 599-02030 | 40.44 | 28.9944 | N | 40.44 | 28.9944 | 40.44
SIE-59902034 | 166560 | 1 | 134065 | 1/2inNO,VLV,1.0 CV,BZ,NPT-NPT | SIEMENS INDUSTRY, INC. | 599-02034 | 40.44 | 38.59 | N | 40.44 | 38.59 | 40.44
SIE-59902034 | 175888 | 2 | 134065 | 1/2inNO,VLV,1.0 CV,BZ,NPT-NPT | SIEMENS INDUSTRY, INC. | 599-02034 | 40.44 | 27.6756 | N | 40.44 | 38.59 | 40.44
SIE-59902035 | 175888 | 22 | 134065 | 1/2inNO,VLV,1.0 CV,BZ,NPT-UNION | SIEMENS INDUSTRY, INC. | 599-02035 | 44.3 | 28.38 | N | 44.3 | 28.38 | 44.3
SIE-59902036 | 166559 | 1 | 134065 | 1/2inNO,VLV,1.6 CV,BZ,NPT-NPT | SIEMENS INDUSTRY, INC. | 599-02036 | 40.44 | 35.8 | N | 40.44 | 37.97 | 40.44
SIE-59902036 | 175891 | 2 | 134065 | 1/2inNO,VLV,1.6 CV,BZ,NPT-NPT | SIEMENS INDUSTRY, INC. | 599-02036 | 40.44 | 37.97 | Y | 40.44 | 37.97 | 40.44
SIE-59902038 | 166559 | 2 | 134065 | 1/2inNO,VLV,2.5 CV,BZ,NPT-NPT | SIEMENS INDUSTRY, INC. | 599-02038 | 40.44 | 37.23 | N | 40.44 | 37.23 | 40.44
SIE-59902038 | 175888 | 3 | 134065 | 1/2inNO,VLV,2.5 CV,BZ,NPT-NPT | SIEMENS INDUSTRY, INC. | 599-02038 | 40.44 | 31.5672 | N | 40.44 | 37.23 | 40.44
SIE-59902040 | 175888 | 3 | 134065 | 1/2inNO,ANG,2.5 CV,BZ,NPT-UNION | SIEMENS INDUSTRY, INC. | 599-02040 | 47.73 | 31.9567 | N | 47.73 | 31.9567 | 47.73
SIE-59902042 | 175888 | 3 | 134065 | 1 /2inNO,VLV,4.0 CV,BZ,NPT-UNION | SIEMENS INDUSTRY, INC. | 599-02042 | 44.3 | 41.6 | Y | 44.3 | 41.6 | 44.3
SIE-59902042 | 175890 | 4 | 134065 | 1 /2inNO,VLV,4.0 CV,BZ,NPT-UNION | SIEMENS INDUSTRY, INC. | 599-02042 | 44.3 | 41.6 | Y | 44.3 | 41.6 | 44.3
SIE-59902043 | 175888 | 3 | 134065 | 1/2inNO,ANG,4.0 CV,BZ,NPT-UNION | SIEMENS INDUSTRY, INC. | 599-02043 | 47.73 | 26.8883 | N | 47.73 | 26.8883 | 47.73
SIE-59902044 | 166559 | 1 | 134065 | 3/4inNO,VLV,6.3 CV,BZ,NPT-NPT | SIEMENS INDUSTRY, INC. | 599-02044 | 50.02 | 46.51 | Y | 50.02 | 46.51 | 50.02
SIE-59902044 | 175890 | 2 | 134065 | 3/4inNO,VLV,6.3 CV,BZ,NPT-NPT | SIEMENS INDUSTRY, INC. | 599-02044 | 50.02 | 45.129 | Y | 50.02 | 46.51 | 50.02
SIE-59902046 | 166559 | 1 | 134065 | 1inN.O,VLV,10.0CV,BZ,NPT-NPT | SIEMENS INDUSTRY, INC. | 599-02046 | 76.67 | 58.6236 | N | 76.67 | 58.6236 | 76.67
SIE-59902058 | 175888 | 4 | 134065 | 1/2inNO VLV,4.0 CV,SS,NPT-NPT | SIEMENS INDUSTRY, INC. | 599-02058 | 65.59 | 60.38 | N | 65.59 | 60.38 | 65.59
SIE-59902061 | 175888 | 4 | 134065 | 3/4inNO,VLV,6.3 CV,SS,NPT-NPT | SIEMENS INDUSTRY, INC. | 599-02061 | 77.52 | 71.36 | N | 77.52 | 71.36 | 77.52
SIE-59902063 | 10008 | 1 | 134065 | 1inN.0,VLV,10.0CV,SS,NPT-NPT | SIEMENS INDUSTRY, INC. | 599-02063 | 119.26 | 79.76 | N | 119.26 | 109.78 | 119.26
SIE-59902063 | 175888 | 4 | 134065 | 1inN.0,VLV,10.0CV,SS,NPT-NPT | SIEMENS INDUSTRY, INC. | 599-02063 | 119.26 | 109.78 | N | 119.26 | 109.78 | 119.26
SIE-59902063 | 175890 | 6 | 134065 | 1inN.0,VLV,10.0CV,SS,NPT-NPT | SIEMENS INDUSTRY, INC. | 599-02063 | 119.26 | 107.5844 | Y | 119.26 | 109.78 | 119.26
SIE-59902067 | 166559 | 2 | 134065 | 1/2in3W,VLV,1.6 CV,BZ,NPT-NPT | SIEMENS INDUSTRY, INC. | 599-02067 | 48.55 | 38.225 | N | 48.55 | 39.6467 | 48.55
SIE-59902067 | 175890 | 1 | 134065 | 1/2in3W,VLV,1.6 CV,BZ,NPT-NPT | SIEMENS INDUSTRY, INC. | 599-02067 | 48.55 | 39.6367 | N | 48.55 | 39.6467 | 48.55
SIE-59902067 | 175891 | 1 | 134065 | 1/2in3W,VLV,1.6 CV,BZ,NPT-NPT | SIEMENS INDUSTRY, INC. | 599-02067 | 48.55 | 39.6467 | N | 48.55 | 39.6467 | 48.55
SIE-59902067A | 166559 | 2 | 134065 | 3WMX,10-15,BR,OR FXF 0.5/1.6 | SIEMENS INDUSTRY, INC. | 599-02067A | 45.59 | 32.5688 | N | 45.59 | 32.5688 | 45.59
SIE-59902068 | 166559 | 1 | 134065 | 1/2in3W,VLV,2.5 CV,BZ,NPT-NPT | SIEMENS INDUSTRY, INC. | 599-02068 | 48.55 | 44.7 | N | 48.55 | 44.7 | 48.55
SIE-59902068A | 166559 | 3 | 134065 | 3WMX,10-15,BR,OR FXF 0.5/2.5 | SIEMENS INDUSTRY, INC. | 599-02068A | 45.59 | 41.13 | N | 45.59 | 41.13 | 45.59
SIE-59902068B | 166559 | 2 | 134065 | 3WMX,3-8 ,BR,OR FXF 0.5/2.5 | SIEMENS INDUSTRY, INC. | 599-02068B | 45.59 | 34.612 | N | 45.59 | 34.612 | 45.59
SIE-59902069 | 166559 | 1 | 134065 | 1/2in3W,VLV,4.0 CV,BZ,NPT-NPT | SIEMENS INDUSTRY, INC. | 599-02069 | 48.55 | 45.59 | N | 48.55 | 45.59 | 48.55
SIE-59902069 | 175888 | 3 | 134065 | 1/2in3W,VLV,4.0 CV,BZ,NPT-NPT | SIEMENS INDUSTRY, INC. | 599-02069 | 48.55 | 44.7 | N | 48.55 | 45.59 | 48.55
SIE-59902069A | 166559 | 3 | 134065 | 3WMX,10-15,BR,OR FXF 0.5/4 | SIEMENS INDUSTRY, INC. | 599-02069A | 46.05 | 42.6167 | N | 46.05 | 42.6167 | 46.05
SIE-59902069B | 166559 | 3 | 134065 | 3WMX,3-8 ,BR,OR FXF 0.5/4 | SIEMENS INDUSTRY, INC. | 599-02069B | 45.59 | 39.47 | N | 45.59 | 39.47 | 45.59
SIE-59902070 | 175888 | 3 | 134065 | 3/4in3W,VLV,6.3 CV,BZ,NPT-NPT | SIEMENS INDUSTRY, INC. | 599-02070 | 61.76 | 56.86 | N | 61.76 | 56.86 | 61.76
SIE-59902070A | 166559 | 3 | 134065 | 3WMX,10-15,BR,OR FXF 0.75/6.3 | SIEMENS INDUSTRY, INC. | 599-02070A | 58.57 | 52.595 | N | 58.57 | 52.595 | 58.57
SIE-59902070B | 166559 | 2 | 134065 | 3WMX,3-8 ,BR,OR FXF 0.75/6.3 | SIEMENS INDUSTRY, INC. | 599-02070B | 58.57 | 49.0775 | N | 58.57 | 49.0775 | 58.57
SIE-59902070B | 175891 | 2 | 134065 | 3WMX,3-8 ,BR,OR FXF 0.75/6.3 | SIEMENS INDUSTRY, INC. | 599-02070B | 58.57 | 41.7467 | N | 58.57 | 49.0775 | 58.57
SIE-59902071 | 166559 | 1 | 134065 | 1in3WAY,VLV,10.0CV,BZ,NPT-NPT | SIEMENS INDUSTRY, INC. | 599-02071 | 91.15 | 64.62 | N | 91.15 | 83.91 | 91.15
SIE-59902071 | 175888 | 4 | 134065 | 1in3WAY,VLV,10.0CV,BZ,NPT-NPT | SIEMENS INDUSTRY, INC. | 599-02071 | 91.15 | 83.91 | N | 91.15 | 83.91 | 91.15
SIE-59903018 | 175891 | 1 | 134065 | 1/2inNC.VLV,SS,250,1.0 CV,LIN. | SIEMENS INDUSTRY, INC. | 599-03018 | 168.1 | 0 | N | 168.1 | 0 | 168.1
SIE-59903023 | 175888 | 1 | 134065 | 1in NC.VLV,SS,250,10.0CV,LIN. | SIEMENS INDUSTRY, INC. | 599-03023 | 192.69 | 180.93 | N | 192.69 | 180.93 | 192.69
SIE-59903026 | 166557 | -1 | 134065 | 2in NC.VLV,SS,250,40.0CV,LIN. | SIEMENS INDUSTRY, INC. | 599-03026 | 446.77 | 0 | N | 446.77 | 0 | 446.77
SIE-59903078 | 173042 | 1 | 134065 | 1 1/4inN.C.,SS,250,16.0CV,STEAM | SIEMENS INDUSTRY, INC. | 599-03078 | 270.84 | 249.32 | N | 270.84 | 249.32 | 270.84
SIE-59903130 | 175891 | 2 | 134065 | 3/4inNC,VLV,SS,250,6.3 CV,=%,WT | SIEMENS INDUSTRY, INC. | 599-03130 | 180.84 | 169.8 | N | 180.84 | 169.8 | 180.84
SIE-59903131 | 166557 | 1 | 134065 | 1inN.C,VLV,SS,250,10.0CV,=%,WT | SIEMENS INDUSTRY, INC. | 599-03131 | 192.69 | 150.56 | N | 192.69 | 150.56 | 192.69
SIE-59903163 | 175888 | 2 | 134065 | 1/2inNO,VLV,BZ,250,1.6 CV,=%,HC | SIEMENS INDUSTRY, INC. | 599-03163 | 93.2 | 63.0458 | N | 93.2 | 63.0458 | 93.2
SIE-59903165 | 166559 | 1 | 134065 | 1/2inNO,VLV,BZ,250,4.0 CV,=%,HC | SIEMENS INDUSTRY, INC. | 599-03165 | 93.89 | 88.16 | N | 93.89 | 88.16 | 93.89
SIE-59903165 | 175888 | 1 | 134065 | 1/2inNO,VLV,BZ,250,4.0 CV,=%,HC | SIEMENS INDUSTRY, INC. | 599-03165 | 93.89 | 83.1 | N | 93.89 | 88.16 | 93.89
SIE-59903167 | 175890 | 2 | 134065 | 1inN.O,VLV,BZ,250,10.0CV,=%,HC | SIEMENS INDUSTRY, INC. | 599-03167 | 124.02 | 110.8775 | Y | 124.02 | 110.8775 | 124.02
SIE-59903168 | 166559 | 1 | 134065 | 1 1/4inNO,BZ, ,250,16.0CV,=%,HC | SIEMENS INDUSTRY, INC. | 599-03168 | 155.42 | 140.315 | N | 155.42 | 145.93 | 155.42
SIE-59903168 | 175890 | 2 | 134065 | 1 1/4inNO,BZ, ,250,16.0CV,=%,HC | SIEMENS INDUSTRY, INC. | 599-03168 | 155.42 | 145.93 | Y | 155.42 | 145.93 | 155.42
SIE-59903169 | 175888 | 1 | 134065 | 1 1/2inNO,BZ,250,25CV,=%,HC | SIEMENS INDUSTRY, INC. | 599-03169 | 215.39 | 202.24 | Y | 215.39 | 202.24 | 215.39
SIE-59903169 | 175890 | 2 | 134065 | 1 1/2inNO,BZ,250,25CV,=%,HC | SIEMENS INDUSTRY, INC. | 599-03169 | 215.39 | 202.24 | Y | 215.39 | 202.24 | 215.39
SIE-59903170 | 166559 | 1 | 134065 | 2inN.O,VLV,BZ,250,40.0CV,=%,HC | SIEMENS INDUSTRY, INC. | 599-03170 | 274.23 | 252.44 | N | 274.23 | 256.8167 | 274.23
SIE-59903170 | 175888 | 3 | 134065 | 2inN.O,VLV,BZ,250,40.0CV,=%,HC | SIEMENS INDUSTRY, INC. | 599-03170 | 274.23 | 256.682 | Y | 274.23 | 256.8167 | 274.23
SIE-59903170 | 175890 | 2 | 134065 | 2inN.O,VLV,BZ,250,40.0CV,=%,HC | SIEMENS INDUSTRY, INC. | 599-03170 | 274.23 | 256.8167 | Y | 274.23 | 256.8167 | 274.23
SIE-59903183 | 166559 | 2 | 134065 | 1/2inNC.VLV.BZ,250,4.0 CV,=%,HC | SIEMENS INDUSTRY, INC. | 599-03183 | 93.89 | 80.665 | N | 93.89 | 88.16 | 93.89
SIE-59903183 | 175888 | 1 | 134065 | 1/2inNC.VLV.BZ,250,4.0 CV,=%,HC | SIEMENS INDUSTRY, INC. | 599-03183 | 93.89 | 88.16 | N | 93.89 | 88.16 | 93.89
SIE-59903184 | 166559 | 2 | 134065 | 3/4inNC.VLV.BZ,250,6.3 CV,=%,HC | SIEMENS INDUSTRY, INC. | 599-03184 | 101.6 | 95.4 | N | 101.6 | 95.4 | 101.6
SIE-59903184 | 175888 | 2 | 134065 | 3/4inNC.VLV.BZ,250,6.3 CV,=%,HC | SIEMENS INDUSTRY, INC. | 599-03184 | 101.6 | 89.93 | N | 101.6 | 95.4 | 101.6
SIE-59903187 | 166559 | 1 | 134065 | 1 1/2inN.C,B.Z,250,25.0CV,=%,HC | SIEMENS INDUSTRY, INC. | 599-03187 | 215.39 | 202.24 | N | 215.39 | 202.24 | 215.39
SIE-59903187 | 175890 | 3 | 134065 | 1 1/2inN.C,B.Z,250,25.0CV,=%,HC | SIEMENS INDUSTRY, INC. | 599-03187 | 215.39 | 195.082 | Y | 215.39 | 202.24 | 215.39
SIE-59903188 | 10510 | 1 | 134065 | 2inN.C.VLV.BZ,250,40.0CV,=%,HC | SIEMENS INDUSTRY, INC. | 599-03188 | 274.23 | 252.44 | N | 274.23 | 252.57 | 274.23
SIE-59903188 | 166559 | 2 | 134065 | 2inN.C.VLV.BZ,250,40.0CV,=%,HC | SIEMENS INDUSTRY, INC. | 599-03188 | 274.23 | 252.44 | N | 274.23 | 252.57 | 274.23
SIE-59903188 | 173042 | 0 | 134065 | 2inN.C.VLV.BZ,250,40.0CV,=%,HC | SIEMENS INDUSTRY, INC. | 599-03188 | 274.23 | 245.7004 | N | 274.23 | 252.57 | 274.23
SIE-59903188 | 175888 | 2 | 134065 | 2inN.C.VLV.BZ,250,40.0CV,=%,HC | SIEMENS INDUSTRY, INC. | 599-03188 | 274.23 | 252.57 | Y | 274.23 | 252.57 | 274.23
SIE-59903188 | 175890 | 3 | 134065 | 2inN.C.VLV.BZ,250,40.0CV,=%,HC | SIEMENS INDUSTRY, INC. | 599-03188 | 274.23 | 245.7004 | Y | 274.23 | 252.57 | 274.23
SIE-59903201 | 175888 | 2 | 134065 | 1/2in3W.VLV.BZ,250,4.0 CV,WATER | SIEMENS INDUSTRY, INC. | 599-03201 | 127.75 | 113.08 | N | 127.75 | 113.08 | 127.75
SIE-59903203 | 166559 | 1 | 134065 | 1in 3W.VLV.BZ,250,10.0CV,WATER | SIEMENS INDUSTRY, INC. | 599-03203 | 162.64 | 148.28 | N | 162.64 | 148.28 | 162.64
SIE-59903204 | 166559 | 1 | 134065 | 1 1/4in3WAY.BZ,250,16.0CV,WATER | SIEMENS INDUSTRY, INC. | 599-03204 | 200.81 | 167.33 | N | 200.81 | 167.33 | 200.81
SIE-59903204 | 175888 | 2 | 134065 | 1 1/4in3WAY.BZ,250,16.0CV,WATER | SIEMENS INDUSTRY, INC. | 599-03204 | 200.81 | 164.6633 | N | 200.81 | 167.33 | 200.81
SIE-59903205 | 166553 | 1 | 134065 | 1 1/2in3WAY.BZ,250,25.0CV,WATER | SIEMENS INDUSTRY, INC. | 599-03205 | 268.91 | 238.03 | N | 268.91 | 252.5 | 268.91
SIE-59903205 | 166559 | 1 | 134065 | 1 1/2in3WAY.BZ,250,25.0CV,WATER | SIEMENS INDUSTRY, INC. | 599-03205 | 268.91 | 252.5 | N | 268.91 | 252.5 | 268.91
SIE-59903205 | 175890 | 2 | 134065 | 1 1/2in3WAY.BZ,250,25.0CV,WATER | SIEMENS INDUSTRY, INC. | 599-03205 | 268.91 | 250.0248 | Y | 268.91 | 252.5 | 268.91
SIE-59903390 | 166559 | 2 | 134065 | PACKING KIT,10MM O-RING(WATER) | SIEMENS INDUSTRY, INC. | 599-03390 | 34.54 | 31.8 | N | 34.54 | 31.8 | 34.54
SIE-59903391 | 175891 | 2 | 134065 | PACKING KIT,10MM,V-RING(STEAM) | SIEMENS INDUSTRY, INC. | 599-03391 | 63.41 | 56.13 | Y | 63.41 | 56.13 | 63.41
SIE-59903394 | 10510 | 1 | 134065 | 3/4 Powermite union gasket (25 pk) | SIEMENS INDUSTRY, INC. | 599-03394 | 25.32 | 18.36 | N | 25.32 | 18.36 | 25.32
SIE-59903610 | 175888 | 8 | 134065 | LINKAGE,RACK&PINION ASSY | SIEMENS INDUSTRY, INC. | 599-03610 | 152.87 | 143.54 | Y | 152.87 | 143.54 | 152.87
SIE-59903610 | 175890 | 5 | 134065 | LINKAGE,RACK&PINION ASSY | SIEMENS INDUSTRY, INC. | 599-03610 | 152.87 | 142.9755 | Y | 152.87 | 143.54 | 152.87
SIE-599043001 | 173042 | 1 | 134065 | 1/2in PICV 1 GPM | SIEMENS INDUSTRY, INC. | 599-04300-1 | 79.44 | 104.96 | N | 79.44 | 104.96 | 104.96
SIE-59905954 | 175890 | 0 | 134065 | 6in N.C.VALVE ASY,BZ,MOD=%.250 | SIEMENS INDUSTRY, INC. | 599-05954 | 1554.7 | 1431.19 | N | 1554.7 | 1431.19 | 1554.7
SIE-59905980 | 175890 | 1 | 134065 | 2.5inNO VALVE ASY,BZ,MOD=%.125 | SIEMENS INDUSTRY, INC. | 599-05980 | 369.56 | 327.11 | N | 369.56 | 327.11 | 369.56
SIE-59905981 | 175888 | 1 | 134065 | 3in N.O.VALVE ASY,BZ,MOD=%.125 | SIEMENS INDUSTRY, INC. | 599-05981 | 474.97 | 395.3304 | N | 474.97 | 420.41 | 474.97
SIE-59905981 | 175890 | 1 | 134065 | 3in N.O.VALVE ASY,BZ,MOD=%.125 | SIEMENS INDUSTRY, INC. | 599-05981 | 474.97 | 420.41 | N | 474.97 | 420.41 | 474.97
SIE-59905990 | 175888 | 2 | 134065 | 2.5inNC.VALVE ASY,BZ,MOD=%.125 | SIEMENS INDUSTRY, INC. | 599-05990 | 369.56 | 317.9292 | N | 369.56 | 317.9292 | 369.56
SIE-59905990 | 175890 | 1 | 134065 | 2.5inNC.VALVE ASY,BZ,MOD=%.125 | SIEMENS INDUSTRY, INC. | 599-05990 | 369.56 | 310.0372 | N | 369.56 | 317.9292 | 369.56
SIE-59905991 | 175890 | 1 | 134065 | 3in N.C.VALVE ASY,BZ,MOD=%.125 | SIEMENS INDUSTRY, INC. | 599-05991 | 474.97 | 437.2327 | Y | 474.97 | 437.2327 | 474.97
SIE-59906160 | 175888 | 2 | 134065 | 2.5in3WAY VALVE ASY,BZ,125 | SIEMENS INDUSTRY, INC. | 599-06160 | 442.66 | 391.82 | Y | 442.66 | 391.82 | 442.66
SIE-59906160 | 175890 | 1 | 134065 | 2.5in3WAY VALVE ASY,BZ,125 | SIEMENS INDUSTRY, INC. | 599-06160 | 442.66 | 391.82 | N | 442.66 | 391.82 | 442.66
SIE-59908020 | 166559 | 2 | 134065 | O-RING PACKING KIT (WATER) | SIEMENS INDUSTRY, INC. | 599-08020 | 57.65 | 51.846 | N | 57.65 | 54.13 | 57.65
SIE-59908020 | 175891 | 0 | 134065 | O-RING PACKING KIT (WATER) | SIEMENS INDUSTRY, INC. | 599-08020 | 57.65 | 54.13 | N | 57.65 | 54.13 | 57.65
SIE-59910065 | 166559 | 1 | 134065 | SKB/C WEATHERSHIELD ASSY | SIEMENS INDUSTRY, INC. | 599-10065 | 244.5 | 229.58 | N | 244.5 | 229.58 | 244.5
SIE-59910078 | 166559 | 3 | 134065 | BALL VALVE BRACKET KIT | SIEMENS INDUSTRY, INC. | 599-10078 | 21.62 | 20.3 | N | 21.62 | 20.3 | 21.62
SIE-59910078 | 173042 | 1 | 134065 | BALL VALVE BRACKET KIT | SIEMENS INDUSTRY, INC. | 599-10078 | 21.62 | 20.3 | N | 21.62 | 20.3 | 21.62
SIE-59910110 | 175888 | 1 | 134065 | 2.5in125&250 N.O,SS,STEAM KIT | SIEMENS INDUSTRY, INC. | 599-10110 | 403.03 | 228.33 | N | 403.03 | 228.33 | 403.03
SIE-59910311 | 10008 | 1 | 134065 | 0.75in 2W 25CV BALL VLV | SIEMENS INDUSTRY, INC. | 599-10311 | 57.31 | 68.79 | N | 57.31 | 68.79 | 68.79
SIE-59910313 | 166560 | 0 | 134065 | 1in 2W 16CV BALL VLV | SIEMENS INDUSTRY, INC. | 599-10313 | 77.05 | 72.35 | N | 77.05 | 72.35 | 77.05
SIE-59910316 | 10008 | 1 | 134065 | 1in 2W 63CV BALL VLV | SIEMENS INDUSTRY, INC. | 599-10316 | 86.11 | 80.85 | N | 86.11 | 80.85 | 86.11
SIE-59910316S | 10008 | 0 | 134065 | 1in 2W 63CV SS BALL VLV | SIEMENS INDUSTRY, INC. | 599-10316S | 92.74 | 0 | N | 92.74 | 0 | 92.74
SIE-59910368S | 166559 | 1 | 134065 | 1.5in 3W 40CV SS BALL VLV | SIEMENS INDUSTRY, INC. | 599-10368S | 215.2 | 211.85 | N | 215.2 | 211.85 | 215.2
SIE-6560002 | 175888 | 10 | 134065 | 1/2in PftMITE,NO,3-8PSI,100%,FLR | SIEMENS INDUSTRY, INC. | 656-0002 | 108.09 | 99.6315 | Y | 108.09 | 99.6315 | 108.09
SIE-6560012 | 175888 | 2 | 134065 | 1/2inP,MITE,NC,10-15PSI,100%,SF | SIEMENS INDUSTRY, INC. | 656-0012 | 108.09 | 99.5 | Y | 108.09 | 99.5 | 108.09
SIE-6560018 | 10510 | 4 | 134065 | 3/4in PftMITE,NO, | SIEMENS INDUSTRY, INC. | 656-0018 | 150.84 | 138.85 | Y | 150.84 | 138.85 | 150.84
SIE-656599 | 10510 | 1 | 134065 | PftMITE RPLMT TOP,1/2in,3-8PSI | SIEMENS INDUSTRY, INC. | 656-599 | 118.65 | 111.41 | Y | 118.65 | 111.41 | 118.65
SIE-656600 | 10510 | 1 | 134065 | 1ftMITE RPLMT TOP,3/4in,3-8 PSI | SIEMENS INDUSTRY, INC. | 656-600 | 134.98 | 125.54 | Y | 134.98 | 126.74 | 134.98
SIE-656600 | 175890 | 2 | 134065 | 1ftMITE RPLMT TOP,3/4in,3-8 PSI | SIEMENS INDUSTRY, INC. | 656-600 | 134.98 | 126.74 | Y | 134.98 | 126.74 | 134.98
SIE-656600 | 175891 | 5 | 134065 | 1ftMITE RPLMT TOP,3/4in,3-8 PSI | SIEMENS INDUSTRY, INC. | 656-600 | 134.98 | 126.74 | Y | 134.98 | 126.74 | 134.98
SIE-656736 | 10510 | 1 | 134065 | 3inDIAPHRAGM KIT,DISC MOD/5 PK | SIEMENS INDUSTRY, INC. | 656-736 | 44.49 | 40.725 | Y | 44.49 | 40.725 | 44.49
SIE-656736 | 175888 | 13 | 134065 | 3inDIAPHRAGM KIT,DISC MOD/5 PK | SIEMENS INDUSTRY, INC. | 656-736 | 44.49 | 29.3334 | N | 44.49 | 40.725 | 44.49
SIE-656761 | 10510 | 1 | 134065 | PftMITE RBLD/RPCK KIT,1/2in,NO | SIEMENS INDUSTRY, INC. | 656-761 | 45.87 | 44.27 | Y | 45.87 | 44.27 | 45.87
SIE-656833 | 173042 | 2 | 134065 | VP656 RPLMT TOP 1/2in3-8#SPRING | SIEMENS INDUSTRY, INC. | 656-833 | 118.65 | 74.07 | N | 118.65 | 74.07 | 118.65
SIE-6580012 | 10510 | 2 | 134065 | 1in PftTOP,NO,2-6 PSI,ANG BODY | SIEMENS INDUSTRY, INC. | 658-0012 | 217.6 | 210.3767 | Y | 217.6 | 210.3767 | 217.6
SIE-6580012 | 175888 | 5 | 134065 | 1in PftTOP,NO,2-6 PSI,ANG BODY | SIEMENS INDUSTRY, INC. | 658-0012 | 217.6 | 180.6575 | N | 217.6 | 210.3767 | 217.6
SIE-6580012 | 175890 | 13 | 134065 | 1in PftTOP,NO,2-6 PSI,ANG BODY | SIEMENS INDUSTRY, INC. | 658-0012 | 217.6 | 177.5954 | N | 217.6 | 210.3767 | 217.6
SIE-658070 | 175888 | 2 | 134065 | VP658 1/2in RPLMT TOP ASSY | SIEMENS INDUSTRY, INC. | 658-070 | 139.78 | 128.68 | Y | 139.78 | 128.68 | 139.78
SIE-658166 | 10510 | 2 | 134065 | VP658 RPLMT DIAPHRAGM 5/PKG | SIEMENS INDUSTRY, INC. | 658-166 | 37.41 | 6.12 | N | 37.41 | 6.12 | 37.41
SIE-698088 | 10510 | 1 | 134065 | 1/2 Powermite union gasket (25 pk) | SIEMENS INDUSTRY, INC. | 698-088 | 16.76 | 12.32 | N | 16.76 | 12.32 | 16.76
SIE-7421700060 | 166553 | 142 | 134065 | Capillary Mtg Clip, Plastic. Sold Ea | SIEMENS INDUSTRY, INC. | 7421700060 | 0.013081 | 1.608 | N | 0.013081 | 1.6133 | 1.6133
SIE-7421700060 | 166561 | 220 | 134065 | Capillary Mtg Clip, Plastic. Sold Ea | SIEMENS INDUSTRY, INC. | 7421700060 | 0.013081 | 1.6133 | Y | 0.013081 | 1.6133 | 1.6133
SIE-7860600 | 175888 | 2 | 134065 | SW786 2 WAY SELECTOR SWITCH | SIEMENS INDUSTRY, INC. | 786-0600 | 298.87 | 93.3287 | N | 298.87 | 93.3287 | 298.87
SIE-7MF15654BB005EA1 | 173042 | 1 | 134065 | SENSOR, LIQUID/GAS, 4-20MA, 0-15 PSIG | SIEMENS INDUSTRY, INC. | 7MF15654BB005EA1 | 194.1 | 163.45 | N | 194.1 | 163.45 | 194.1
SIE-8320120 | 175888 | 1 | 134065 | CONCEALED ADJ W/THERMOMETER | SIEMENS INDUSTRY, INC. | 832-0120 | 242.66 | 242.66 | Y | 242.66 | 242.66 | 242.66
SIE-832178 | 10510 | 3 | 134065 | TftSTAT ACC,TOOL KIT | SIEMENS INDUSTRY, INC. | 832-178 | 34.92 | 32.4224 | Y | 34.92 | 32.4224 | 34.92
SIE-832178 | 173042 | 1 | 134065 | TftSTAT ACC,TOOL KIT | SIEMENS INDUSTRY, INC. | 832-178 | 34.92 | 31.162 | Y | 34.92 | 32.4224 | 34.92
SIE-856055 | 10510 | 15 | 134065 | TH832 SETPOINT ADJUSTMENT KEY | SIEMENS INDUSTRY, INC. | 856-055 | 2.71 | 2.397 | Y | 2.71 | 2.4642 | 2.71
SIE-856055 | 175891 | 10 | 134065 | TH832 SETPOINT ADJUSTMENT KEY | SIEMENS INDUSTRY, INC. | 856-055 | 2.71 | 2.4642 | N | 2.71 | 2.4642 | 2.71
SIE-89U00901XXN14N2U34U10 | 166553 | 1 | 134065 | Keystone Figure 89 Pneumatic Quarter Tur | SIEMENS INDUSTRY, INC. | 89U-00901XXN14N2U34U10 | 246.9528 | 239.76 | N | 246.9528 | 239.76 | 246.9528
SIE-908042 | 10510 | 1 | 134065 | FILTER REPLACEMENT | SIEMENS INDUSTRY, INC. | 908-042 | 78.76 | 72.5 | Y | 78.76 | 72.5 | 78.76
SIE-908042 | 175888 | 1 | 134065 | FILTER REPLACEMENT | SIEMENS INDUSTRY, INC. | 908-042 | 78.76 | 72.5 | Y | 78.76 | 72.5 | 78.76
SIE-908051 | 175888 | 1 | 134065 | FILTER ASSY | SIEMENS INDUSTRY, INC. | 908-051 | 264.16 | 156.1214 | Y | 264.16 | 156.1214 | 264.16
SIE-908051 | 175890 | 1 | 134065 | FILTER ASSY | SIEMENS INDUSTRY, INC. | 908-051 | 264.16 | 101.1586 | N | 264.16 | 156.1214 | 264.16
SIE-908052 | 175888 | 7 | 134065 | FILTER ELEMENT | SIEMENS INDUSTRY, INC. | 908-052 | 84.71 | 38.2431 | N | 84.71 | 38.2431 | 84.71
SIE-985004 | 175891 | 5 | 134065 | GBB/GCA CENTRING SHAFT ADAPTER | SIEMENS INDUSTRY, INC. | 985-004 | 20 | 12.73 | N | 20 | 12.73 | 20
SIE-985124 | 175888 | 2 | 134065 | 499 OHM RESISTOR ASSEMBLY KIT | SIEMENS INDUSTRY, INC. | 985-124 | 5.08 | 3.05 | N | 5.08 | 3.05 | 5.08
SIE-AQM2000 | 166559 | 1 | 134065 | MOUNTING FLANGE FOR DUCT TEMP SENSOR | SIEMENS INDUSTRY, INC. | AQM2000 | 12.12 | 11.38 | N | 12.12 | 11.38 | 12.12
SIE-ASC93 | 173042 | 2 | 134065 | SKB/C/D CUSTOM AUX SWITCH | SIEMENS INDUSTRY, INC. | ASC9.3 | 109.43 | 71.73 | N | 109.43 | 71.73 | 109.43
SIE-ASK7111 | 173042 | 1 | 134065 | DUCT&FRAME MOUNT KIT,GS | SIEMENS INDUSTRY, INC. | ASK71.11 | 60.81 | 43.78 | N | 60.81 | 43.78 | 60.81
SIE-ASK711U | 166553 | 7 | 134065 | FLOOR MOUNT KIT | SIEMENS INDUSTRY, INC. | ASK71.1U | 47.68 | 37.26 | N | 47.68 | 37.26 | 47.68
SIE-ASK712U | 10008 | 1 | 134065 | SIEMENS FRAME MOUNT KIT FOR GCA,GBB | SIEMENS INDUSTRY, INC. | ASK71.2U | 49.91 | 32.81 | N | 49.91 | 32.81 | 49.91
SIE-ASK741U | 166559 | 2 | 134065 | U BOLT SHAFT ADAPTER | SIEMENS INDUSTRY, INC. | ASK74.1U | 16.98 | 15.63 | N | 16.98 | 15.63 | 16.98
SIE-ASK757U | 166559 | 2 | 134065 | NEMA4X WEATHERSHIELD DAMPER ACTUATORS | SIEMENS INDUSTRY, INC. | ASK75.7U | 456.21 | 409.3967 | N | 456.21 | 409.3967 | 456.21
SIE-AZL2300A9 | 10510 | 1 | 175110 | PROGRAMMING DISPLAY | Siemens Combustion (SCC, Inc.) | AZL23.00A9 | 171.2464 | 145.56 | Y | 171.2464 | 145.56 | 171.2464
SIE-AZL5240B1 | 10510 | 1 | 175110 | DISPLAY | Siemens Combustion (SCC, Inc.) | AZL52.40B1 | 817.2 | 791.8425 | Y | 817.2 | 791.8425 | 817.2
SIE-BT300002X212D | 175888 | 3 | 134065 | VFD 208/240V; 2HP; NEMA 12 DISC | SIEMENS INDUSTRY, INC. | BT300-002X2-12D | 0 | 676.0942 | N | 0 | 676.0942 | 676.0942
SIE-BT300005X412D | 175888 | 1 | 134065 | VFD 480V; 5HP; NEMA 12 DISC | SIEMENS INDUSTRY, INC. | BT300-005X4-12D | 0 | 692.93 | N | 0 | 692.93 | 692.93
SIE-BT300010X412D | 175888 | 3 | 134065 | VFD 480V; 10HP; NEMA 12 DISC | SIEMENS INDUSTRY, INC. | BT300-010X4-12D | 0 | 872.62 | N | 0 | 872.62 | 872.62
SIE-GCA1211P | 10008 | 4 | 134065 | 2 PT SR,24V,MED.PLNM | SIEMENS INDUSTRY, INC. | GCA121.1P | 191.94 | 124.8814 | N | 191.94 | 167.5091 | 191.94
SIE-GCA1211P | 175891 | 2 | 134065 | 2 PT SR,24V,MED.PLNM | SIEMENS INDUSTRY, INC. | GCA121.1P | 191.94 | 167.5091 | Y | 191.94 | 167.5091 | 191.94
SIE-GCA1211U | 175888 | -2 | 134065 | GCA121.1U Damper Actuator | SIEMENS INDUSTRY, INC. | GCA121.1U | 185.87 | 156.252 | Y | 185.87 | 162.8419 | 185.87
SIE-GCA1211U | 175890 | 1 | 134065 | GCA121.1U Damper Actuator | SIEMENS INDUSTRY, INC. | GCA121.1U | 185.87 | 162.8419 | Y | 185.87 | 162.8419 | 185.87
SIE-GCA1261U | 175888 | 1 | 134065 | 2 PT SR,24V,MED/S | SIEMENS INDUSTRY, INC. | GCA126.1U | 218.66 | 203.49 | Y | 218.66 | 203.49 | 218.66
SIE-GCA1261U | 175890 | 2 | 134065 | 2 PT SR,24V,MED/S | SIEMENS INDUSTRY, INC. | GCA126.1U | 218.66 | 198.1436 | Y | 218.66 | 203.49 | 218.66
SIE-GCA1311U | 173042 | 2 | 134065 | 3PT, SR,24V,ACT.MED. | SIEMENS INDUSTRY, INC. | GCA131.1U | 230.34 | 213.67 | N | 230.34 | 213.67 | 230.34
SIE-GCA1511U | 175888 | 1 | 134065 | MOD(1) SR,24V, MED. | SIEMENS INDUSTRY, INC. | GCA151.1U | 243.34 | 228.49 | Y | 243.34 | 228.49 | 243.34
SIE-GCA1511U | 175890 | 9 | 134065 | MOD(1) SR,24V, MED. | SIEMENS INDUSTRY, INC. | GCA151.1U | 243.34 | 228.2886 | Y | 243.34 | 228.49 | 243.34
SIE-GCA1561U | 175888 | 4 | 134065 | MOD(1) SR,24V, MED/S | SIEMENS INDUSTRY, INC. | GCA156.1U | 268.64 | 247.29 | N | 268.64 | 247.29 | 268.64
SIE-GCA1611P | 10008 | 2 | 134065 | MOD(V) SR,24V, MED. PLNM | SIEMENS INDUSTRY, INC. | GCA161.1P | 240.64 | 225.95 | Y | 240.64 | 225.95 | 240.64
SIE-GCA1611P | 175891 | 2 | 134065 | MOD(V) SR,24V, MED. PLNM | SIEMENS INDUSTRY, INC. | GCA161.1P | 240.64 | 225.3963 | Y | 240.64 | 225.95 | 240.64
SIE-GCA1611U | 175891 | 1 | 134065 | GCA Damper Actuator, SR; 0-10vdc; 24v | SIEMENS INDUSTRY, INC. | GCA161.1U | 235.32 | 220.96 | Y | 235.32 | 220.96 | 235.32
SIE-GDE1311P | 10008 | 4 | 134065 | ACT NSR PLENUM 24/108L 5Nm | SIEMENS INDUSTRY, INC. | GDE131.1P | 58.48 | 54.8217 | Y | 58.48 | 54.91 | 58.48
SIE-GDE1311P | 10510 | 6 | 134065 | ACT NSR PLENUM 24/108L 5Nm | SIEMENS INDUSTRY, INC. | GDE131.1P | 58.48 | 54.91 | Y | 58.48 | 54.91 | 58.48
SIE-GDE1311P | 166553 | 3 | 134065 | ACT NSR PLENUM 24/108L 5Nm | SIEMENS INDUSTRY, INC. | GDE131.1P | 58.48 | 54.91 | N | 58.48 | 54.91 | 58.48
SIE-GDE1311P | 166557 | 3 | 134065 | ACT NSR PLENUM 24/108L 5Nm | SIEMENS INDUSTRY, INC. | GDE131.1P | 58.48 | 53.7444 | Y | 58.48 | 54.91 | 58.48
SIE-GDE1311P | 166559 | 8 | 134065 | ACT NSR PLENUM 24/108L 5Nm | SIEMENS INDUSTRY, INC. | GDE131.1P | 58.48 | 54.9085 | Y | 58.48 | 54.91 | 58.48
SIE-GDE1311P | 175891 | 1 | 134065 | ACT NSR PLENUM 24/108L 5Nm | SIEMENS INDUSTRY, INC. | GDE131.1P | 58.48 | 52.57 | Y | 58.48 | 54.91 | 58.48
SIE-GDE1311U | 166559 | 2 | 134065 | ACT NSR 24/108L 5NM,NO PLENUM | SIEMENS INDUSTRY, INC. | GDE131.1U | 54.39 | 50.07 | Y | 54.39 | 50.07 | 54.39
SIE-GDE1311U | 175888 | 3 | 134065 | ACT NSR 24/108L 5NM,NO PLENUM | SIEMENS INDUSTRY, INC. | GDE131.1U | 54.39 | 50.07 | N | 54.39 | 50.07 | 54.39
SIE-GDE1311U | 175890 | 1 | 134065 | ACT NSR 24/108L 5NM,NO PLENUM | SIEMENS INDUSTRY, INC. | GDE131.1U | 54.39 | 48.15 | N | 54.39 | 50.07 | 54.39
SIE-GDE1611P | 166553 | 2 | 134065 | ACT NSR PLENUM 24/108L 5NM | SIEMENS INDUSTRY, INC. | GDE161.1P | 96.07 | 90.21 | N | 96.07 | 90.21 | 96.07
SIE-GDE1611P | 166559 | 2 | 134065 | ACT NSR PLENUM 24/108L 5NM | SIEMENS INDUSTRY, INC. | GDE161.1P | 96.07 | 90.21 | Y | 96.07 | 90.21 | 96.07
SIE-GDE1611P | 166561 | 8 | 134065 | ACT NSR PLENUM 24/108L 5NM | SIEMENS INDUSTRY, INC. | GDE161.1P | 96.07 | 90.21 | Y | 96.07 | 90.21 | 96.07
SIE-GIB1311U | 175890 | 1 | 134065 | 3PT NSR 24V 310 LB-IN | SIEMENS INDUSTRY, INC. | GIB131.1U | 165.49 | 152.34 | N | 165.49 | 152.34 | 165.49
SIE-GLB1411P | 175890 | 1 | 134065 | 88 LB-IN NSR, 2PT/FLOAT 24VAC/DC, PLEN | SIEMENS INDUSTRY, INC. | GLB141.1P | 82.23 | 77.0422 | Y | 82.23 | 77.0422 | 82.23
SIE-GLB1611P | 10008 | 0 | 134065 | ACT NSR PLENUM 24/150L 10NM | SIEMENS INDUSTRY, INC. | GLB161.1P | 123.35 | 115.82 | N | 123.35 | 115.82 | 123.35
SIE-GLB1611Q | 166559 | 1 | 134065 | ACT,NSR,88 LB-IN, 0-10V,6FT PLENUM | SIEMENS INDUSTRY, INC. | GLB161.1Q | 131.5 | 121.05 | N | 131.5 | 121.05 | 131.5
SIE-GMA1211P | 173042 | 0 | 134065 | 2PT SR 24V,62LBIN,PLM | SIEMENS INDUSTRY, INC. | GMA121.1P | 130.81 | 122.83 | N | 130.81 | 122.83 | 130.81
SIE-GMA1211P | 175890 | -1 | 134065 | 2PT SR 24V,62LBIN,PLM | SIEMENS INDUSTRY, INC. | GMA121.1P | 130.81 | 122.83 | Y | 130.81 | 122.83 | 130.81
SIE-GMA1511P | 175890 | 1 | 134065 | ACTUATOR, SR, 2-10V,62 LB-IN,PLENUM | SIEMENS INDUSTRY, INC. | GMA151.1P | 181.37 | 213.44 | N | 181.37 | 213.44 | 213.44
SIE-GMA1511U | 10008 | 1 | 134065 | ACTUATOR, SR, 2-10V,62 LB-IN | SIEMENS INDUSTRY, INC. | GMA151.1U | 176.48 | 157.82 | N | 176.48 | 163.8334 | 176.48
SIE-GMA1511U | 175888 | 7 | 134065 | ACTUATOR, SR, 2-10V,62 LB-IN | SIEMENS INDUSTRY, INC. | GMA151.1U | 176.48 | 162.46 | Y | 176.48 | 163.8334 | 176.48
SIE-GMA1511U | 175890 | 4 | 134065 | ACTUATOR, SR, 2-10V,62 LB-IN | SIEMENS INDUSTRY, INC. | GMA151.1U | 176.48 | 163.8334 | Y | 176.48 | 163.8334 | 176.48
SIE-GMA1561P | 175890 | 1 | 134065 | ACTUATOR,SR,2-10V,SWITCHES,62-LB-IN,PLEN | SIEMENS INDUSTRY, INC. | GMA156.1P | 216.84 | 255.18 | N | 216.84 | 255.18 | 255.18
SIE-GMA1561U | 175888 | 4 | 134065 | ACTUATOR,SR,2-10V,SWITCHES,62 LB-IN | SIEMENS INDUSTRY, INC. | GMA156.1U | 211.52 | 194.71 | N | 211.52 | 194.71 | 211.52
SIE-GMA1611P | 166559 | 2 | 134065 | MOD SR 24V,62LBIN,PLM | SIEMENS INDUSTRY, INC. | GMA161.1P | 181.37 | 170.3 | N | 181.37 | 170.3 | 181.37
SIE-GMA1611P | 166560 | 0 | 134065 | MOD SR 24V,62LBIN,PLM | SIEMENS INDUSTRY, INC. | GMA161.1P | 181.37 | 170.3 | N | 181.37 | 170.3 | 181.37
SIE-GMA1611U | 175888 | 2 | 134065 | Damper Actuator, SR, 62 lb-in | SIEMENS INDUSTRY, INC. | GMA161.1U | 176.48 | 165.5069 | Y | 176.48 | 165.5069 | 176.48
SIE-GMA2261U | 175888 | 5 | 134065 | 2PT SR,120V,62LBIN/S | SIEMENS INDUSTRY, INC. | GMA226.1U | 176.48 | 156.21 | N | 176.48 | 156.21 | 176.48
SIE-GMA2261U | 175890 | 2 | 134065 | 2PT SR,120V,62LBIN/S | SIEMENS INDUSTRY, INC. | GMA226.1U | 176.48 | 156.21 | N | 176.48 | 156.21 | 176.48
SIE-GNP1911P | 173042 | 3 | 134065 | FAIL SAFE, 50 LB-IN, 2 SEC. RUN | SIEMENS INDUSTRY, INC. | GNP191.1P | 255.99 | 240.37 | Y | 255.99 | 240.37 | 255.99
SIE-GNP1911P | 175888 | 6 | 134065 | FAIL SAFE, 50 LB-IN, 2 SEC. RUN | SIEMENS INDUSTRY, INC. | GNP191.1P | 255.99 | 239.9214 | Y | 255.99 | 240.37 | 255.99
SIE-GNP1911P | 175891 | 5 | 134065 | FAIL SAFE, 50 LB-IN, 2 SEC. RUN | SIEMENS INDUSTRY, INC. | GNP191.1P | 255.99 | 239.1642 | Y | 255.99 | 240.37 | 255.99
SIE-GQD1211P | 175891 | 1 | 134065 | 20 LB-IN, SR, 2PT, 24V | SIEMENS INDUSTRY, INC. | GQD121.1P | 97.85 | 91.88 | Y | 97.85 | 91.88 | 97.85
SIE-GQD1511P | 175891 | 1 | 134065 | 20 LB-IN, SR, 2-10VDC, 24V | SIEMENS INDUSTRY, INC. | GQD151.1P | 139.61 | 131.09 | Y | 139.61 | 131.09 | 139.61
SIE-GRD1211U | 10008 | 2 | 134065 | GRD121.1U 30 LB-IN,SR,2PT,24V,FS | SIEMENS INDUSTRY, INC. | GRD121.1U | 96.63 | 88.09 | N | 96.63 | 88.09 | 96.63
SIE-GRD2211U | 173042 | 2 | 134065 | GRD221.1U 30 LB-IN,SR,2PT,120V,FS | SIEMENS INDUSTRY, INC. | GRD221.1U | 105.02 | 98.61 | Y | 105.02 | 98.61 | 105.02
SIE-GRD2261U | 175888 | 3 | 134065 | GRD226.1U 30LB-IN,SR,2PT,120V,SW,FS | SIEMENS INDUSTRY, INC. | GRD226.1U | 125.45 | 117.3175 | Y | 125.45 | 117.3175 | 125.45
SIE-GRD2261U | 175890 | 4 | 134065 | GRD226.1U 30LB-IN,SR,2PT,120V,SW,FS | SIEMENS INDUSTRY, INC. | GRD226.1U | 125.45 | 117.3175 | Y | 125.45 | 117.3175 | 125.45
SIE-GVD2261U | 175891 | 0 | 134065 | GVD226.1U 200lb-in,SR,2PT,120V,SW,FS | SIEMENS INDUSTRY, INC. | GVD226.1U | 184.92 | 0 | N | 184.92 | 0 | 184.92
SIE-OT80F3 | 166561 | 2 | 134065 | Disconnect | SIEMENS INDUSTRY, INC. | OT80F3 | 167.07 | 156.87 | Y | 167.07 | 156.87 | 167.07
SIE-POL06485KIT | 173042 | 1 | 134065 | POL064.85/KIT CLIMATIX RT WIRE HARNESS | SIEMENS INDUSTRY, INC. | POL064.85/KIT | 310.84 | 1 | N | 310.84 | 1 | 310.84
SIE-POL22005 | 175888 | 4 | 134065 | ECONOMIZER CONTROLLER RP 0-10VDC | SIEMENS INDUSTRY, INC. | POL220.05 | 93.92 | 55.7366 | N | 93.92 | 55.7366 | 93.92
SIE-QAA2212EWSN | 175891 | 4 | 134065 | RTS, 1K OHM PT (385), BLANK FRONT | SIEMENS INDUSTRY, INC. | QAA2212.EWSN | 22.64 | 20.85 | Y | 22.64 | 20.85 | 22.64
SIE-QAA2280EWSC | 166553 | 1 | 134065 | RTS, TEC/RJ-11, BLANK FRONT | SIEMENS INDUSTRY, INC. | QAA2280.EWSC | 43.65 | 32.5297 | N | 43.65 | 32.9571 | 43.65
SIE-QAA2280EWSC | 175891 | 1 | 134065 | RTS, TEC/RJ-11, BLANK FRONT | SIEMENS INDUSTRY, INC. | QAA2280.EWSC | 43.65 | 32.9571 | Y | 43.65 | 32.9571 | 43.65
SIE-QAA2280FWSC | 173042 | 22 | 134065 | RTS, TEC/RJ-11, FULL HMI | SIEMENS INDUSTRY, INC. | QAA2280.FWSC | 112.6 | 105.73 | Y | 112.6 | 105.73 | 112.6
SIE-QAA2280FWSC | 175888 | 4 | 134065 | RTS, TEC/RJ-11, FULL HMI | SIEMENS INDUSTRY, INC. | QAA2280.FWSC | 112.6 | 105.73 | Y | 112.6 | 105.73 | 112.6
SIE-QAM2030010 | 10510 | 1 | 134065 | DUCT POINT TEMP, 10K OHM TYPE 2, 4in | SIEMENS INDUSTRY, INC. | QAM2030.010 | 14.91 | 14 | N | 14.91 | 14 | 14.91
SIE-QAR9530KIT | 10008 | 2 | 134065 | QAR9530.KIT QAR9530 WITH AQM2H HARNESS | SIEMENS INDUSTRY, INC. | QAR9530.KIT | 38.36 | 35.31 | Y | 38.36 | 35.31 | 38.36
SIE-QBM815 | 173042 | 1 | 134065 | METRIC! DIFF PRESS SWITCH (50-500 Pa) | SIEMENS INDUSTRY, INC. | QBM81-5 | 37.9 | 1 | N | 37.9 | 1 | 37.9
SIE-QFA3280DWSC | 10008 | 7 | 134065 | ROOM RH&T, TEC/RJ-11, DISPLAY ONLY | SIEMENS INDUSTRY, INC. | QFA3280.DWSC | 128.68 | 91.33 | N | 128.68 | 91.33 | 128.68
SIE-QFA3280EWSC | 166553 | 5 | 134065 | ROOM RH&T, TEC/RJ-11, BLANK FRONT | SIEMENS INDUSTRY, INC. | QFA3280.EWSC | 91.92 | 81.36 | N | 91.92 | 81.36 | 91.92
SIE-QFA4160 | 173042 | 1 | 134065 | ROOM RH&T SENSOR, 0-10V, 2%, CERTIFIED | SIEMENS INDUSTRY, INC. | QFA4160 | 398.43 | 394.74 | N | 398.43 | 394.74 | 398.43
SIE-QFM2160U | 10510 | 1 | 134065 | DUCT RH & TEMP SENSOR, 0-10V, 5% | SIEMENS INDUSTRY, INC. | QFM2160U | 121.1 | 113.71 | N | 121.1 | 113.71 | 121.1
SIE-QMX3P30 | 175890 | 1 | 134065 | QMX3 ROOM TEMP ONLY | SIEMENS INDUSTRY, INC. | QMX3.P30 | 54.56 | 54.01 | N | 54.56 | 54.01 | 54.56
SIE-QMX3P74 | 173042 | 1 | 134065 | QMX3 ROOM TEMP, RH & CO2 WITH DISPLAY | SIEMENS INDUSTRY, INC. | QMX3.P74 | 280.2 | 280.2 | N | 280.2 | 280.2 | 280.2
SIE-QPA2000 | 175888 | 2 | 134065 | ROOM CO2 SENSOR, 0-10V | SIEMENS INDUSTRY, INC. | QPA2000 | 205.15 | 159.61 | N | 205.15 | 159.61 | 205.15
SIE-QRA2 (1) | 10510 | 9 | 175110 | UV SCANNER | Siemens Combustion (SCC, Inc.) | QRA2 | 217.7167 | 188.24 | N | 217.7167 | 210.83 | 217.7167
SIE-QRA2 (1) | 173042 | 2 | 175110 | UV SCANNER | Siemens Combustion (SCC, Inc.) | QRA2 | 217.7167 | 210.83 | Y | 217.7167 | 210.83 | 217.7167
SIE-QRI2A2.B180B | 10510 | 1 | 175110 | infrared flame detector | Siemens Combustion (SCC, Inc.) | SIE-QRI2A2.B180B | 0 | 517.6227 | N | 0 | 517.6227 | 517.6227
SIE-QVM621 | 175883 | 1 | 134065 | AIR VELOCITY SENSOR | SIEMENS INDUSTRY, INC. | QVM62.1 | 127.3 | 132.43 | N | 127.3 | 132.43 | 132.43
SIE-RAA20UW | 173042 | 13 | 134065 | H OR C 2P DEG F WP | SIEMENS INDUSTRY, INC. | RAA20UW | 25.21 | 23.637 | Y | 25.21 | 23.637 | 25.21
SIE-RDG400 | 175891 | 1 | 134065 | 24V T-STAT, VAV/CAV | SIEMENS INDUSTRY, INC. | RDG400 | 91.85 | 86.24 | Y | 91.85 | 86.24 | 91.85
SIE-RDS120B | 175888 | 5 | 134065 | RDS120-B Smart Thermostat BACnet | SIEMENS INDUSTRY, INC. | RDS120-B | 312.38 | 267.6048 | N | 312.38 | 267.6048 | 312.38
SIE-RDY2000 | 166559 | 2 | 134065 | Commercial Room Thermostat | SIEMENS INDUSTRY, INC. | RDY2000 | 220.7 | 181.905 | N | 220.7 | 207.02 | 220.7
SIE-RDY2000 | 175891 | 1 | 134065 | Commercial Room Thermostat | SIEMENS INDUSTRY, INC. | RDY2000 | 220.7 | 207.02 | N | 220.7 | 207.02 | 220.7
SIE-S55155A108 | 10008 | 1 | 134065 | 3P FIP POWERMITE MT ACT | SIEMENS INDUSTRY, INC. | S55155-A108 | 0 | 62.4188 | N | 0 | 62.88 | 62.88
SIE-S55155A108 | 173042 | 9 | 134065 | 3P FIP POWERMITE MT ACT | SIEMENS INDUSTRY, INC. | S55155-A108 | 0 | 62.88 | Y | 0 | 62.88 | 62.88
SIE-S55155A109 | 166559 | 3 | 134065 | 3-POSITION FAIL SAFE MT SERIES ACTUATOR | SIEMENS INDUSTRY, INC. | S55155-A109 | 149.2 | 140.09 | N | 149.2 | 140.09 | 149.2
SIE-S55155A109 | 175888 | 2 | 134065 | 3-POSITION FAIL SAFE MT SERIES ACTUATOR | SIEMENS INDUSTRY, INC. | S55155-A109 | 149.2 | 140.09 | Y | 149.2 | 140.09 | 149.2
SIE-S55155A110 | 166559 | 9 | 134065 | 24Vac 0-10 Vdc Actuator NSR (SSC61U) | SIEMENS INDUSTRY, INC. | S55155-A110 | 105.97 | 101.8967 | N | 105.97 | 101.8967 | 105.97
SIE-S55155A111 | 10008 | 6 | 134065 | 24Vac 0-10 Vdc Control SR 300N | SIEMENS INDUSTRY, INC. | 55155-A111 | 159.24 | 138.925 | Y | 159.24 | 148.7551 | 159.24
SIE-S55155A111 | 166559 | 7 | 134065 | 24Vac 0-10 Vdc Control SR 300N | SIEMENS INDUSTRY, INC. | 55155-A111 | 159.24 | 148.7551 | N | 159.24 | 148.7551 | 159.24
SIE-S55155A111 | 173042 | 13 | 134065 | 24Vac 0-10 Vdc Control SR 300N | SIEMENS INDUSTRY, INC. | 55155-A111 | 159.24 | 144.134 | Y | 159.24 | 148.7551 | 159.24
SIE-S55155A111 | 175888 | 4 | 134065 | 24Vac 0-10 Vdc Control SR 300N | SIEMENS INDUSTRY, INC. | 55155-A111 | 159.24 | 143.7666 | Y | 159.24 | 148.7551 | 159.24
SIE-S55155A111 | 175890 | 3 | 134065 | 24Vac 0-10 Vdc Control SR 300N | SIEMENS INDUSTRY, INC. | 55155-A111 | 159.24 | 141.65 | Y | 159.24 | 148.7551 | 159.24
SIE-S55180A150 | 175883 | 2 | 134065 | 3-Position, Fail in Place, Powermite MZ | SIEMENS INDUSTRY, INC. | S55180-A150 | 0 | 55.85 | Y | 0 | 55.85 | 55.85
SIE-S55180A151 | 166559 | 1 | 134065 | Siemens 24v Actuator 0-10 | SIEMENS INDUSTRY, INC. | S55180-A151 | 96.21 | 134.91 | N | 96.21 | 134.91 | 134.91
SIE-S55180A158 | 166553 | 1 | 134065 | 24Vac 0-10 Vdc Signal NSR NO | SIEMENS INDUSTRY, INC. | S55180-A158 | 98.16 | 102.3 | N | 98.16 | 102.3 | 102.3
SIE-S55180A158 | 166561 | 0 | 134065 | 24Vac 0-10 Vdc Signal NSR NO | SIEMENS INDUSTRY, INC. | S55180-A158 | 98.16 | 0 | N | 98.16 | 102.3 | 102.3
SIE-S55392C202A100 | 10008 | 4 | 134065 | POL224.00 - Climatix ECO | SIEMENS INDUSTRY, INC. | S55392-C202-A100 | 80.19 | 80.19 | Y | 80.19 | 80.19 | 80.19
SIE-S55624H106A | 166553 | 1 | 134065 | QMX3 ROOM TEMP, RH & CO2 WITH DISPLAY | SIEMENS INDUSTRY, INC. | S55624-H106-A | 301.27 | 277.34 | N | 301.27 | 277.34 | 301.27
SIE-S55720S491 | 166553 | 3 | 134065 | QSM2100 Fine dust sensor duct, 0-10V | SIEMENS INDUSTRY, INC. | S55720-S491 | 207.96 | 195.27 | N | 207.96 | 195.27 | 207.96
SIE-S55720S501 | 173042 | 1 | 134065 | QFR9530 Duct Surface Mount RH&T Sensor | SIEMENS INDUSTRY, INC. | S55720-S501 | 38.51 | 1 | N | 38.51 | 1 | 38.51
SIE-S55720S503 | 173042 | 2 | 134065 | QAR9530 Duct Surface Mount Temp Sensor | SIEMENS INDUSTRY, INC. | S55720-S503 | 30.81 | 1 | N | 30.81 | 1 | 30.81
SIE-S55720S527 | 173042 | 7 | 134065 | QBM3230 Air DP Sensor, 0-10in | SIEMENS INDUSTRY, INC. | S55720-S527 | 95.51 | 92.34 | N | 95.51 | 92.34 | 95.51
SIE-S55803Y130A100 | 166559 | 0 | 134065 | POL903.00/100 WLAN stick | SIEMENS INDUSTRY, INC. | S55803-Y130-A100 | 39.79 | 77.05 | N | 39.79 | 77.05 | 77.05
SIE-SAS6133U | 175888 | 4 | 134065 | SAS ELEC/MECH ACT, 0-10VDC, 30 SEC, SR | SIEMENS INDUSTRY, INC. | SAS61.33U | 203.87 | 190.2581 | Y | 203.87 | 190.2581 | 203.87
SIE-SAS6133U | 175890 | 2 | 134065 | SAS ELEC/MECH ACT, 0-10VDC, 30 SEC, SR | SIEMENS INDUSTRY, INC. | SAS61.33U | 203.87 | 189.555 | Y | 203.87 | 190.2581 | 203.87
SIE-SAX6103U | 10008 | 1 | 134065 | ELEC/MECH ACT,0-10VDC,30S,NSR | SIEMENS INDUSTRY, INC. | SAX61.03U | 238.68 | 224.11 | N | 238.68 | 224.11 | 238.68
SIE-SAX6103U | 166559 | 1 | 134065 | ELEC/MECH ACT,0-10VDC,30S,NSR | SIEMENS INDUSTRY, INC. | SAX61.03U | 238.68 | 224.11 | Y | 238.68 | 224.11 | 238.68
SIE-SAX6103U | 166561 | 2 | 134065 | ELEC/MECH ACT,0-10VDC,30S,NSR | SIEMENS INDUSTRY, INC. | SAX61.03U | 238.68 | 219.71 | Y | 238.68 | 224.11 | 238.68
SIE-SAX6103U | 173042 | 1 | 134065 | ELEC/MECH ACT,0-10VDC,30S,NSR | SIEMENS INDUSTRY, INC. | SAX61.03U | 238.68 | 219.71 | N | 238.68 | 224.11 | 238.68
SIE-SAX6103U | 175888 | 1 | 134065 | ELEC/MECH ACT,0-10VDC,30S,NSR | SIEMENS INDUSTRY, INC. | SAX61.03U | 238.68 | 224.11 | Y | 238.68 | 224.11 | 238.68
SIE-SAX8103U | 166559 | 2 | 134065 | ELEC/MECH ACT,3P,30S,NSR | SIEMENS INDUSTRY, INC. | SAX81.03U | 206.95 | 194.32 | N | 206.95 | 194.32 | 206.95
SIE-SFA11U | 173042 | 3 | 134065 | ZONE VLV ACT.NC,120V,ON/OFF | SIEMENS INDUSTRY, INC. | SFA11U | 51.4 | 47.79 | N | 51.4 | 47.79 | 51.4
SIE-SFA11U | 175888 | 4 | 134065 | ZONE VLV ACT.NC,120V,ON/OFF | SIEMENS INDUSTRY, INC. | SFA11U | 51.4 | 45.02 | N | 51.4 | 47.79 | 51.4
SIE-SFA71U | 10008 | 0 | 134065 | ZONE VLV ACT.NC,24V, ON/OFF | SIEMENS INDUSTRY, INC. | SFA71U | 51.4 | 47.32 | Y | 51.4 | 48.3051 | 51.4
SIE-SFA71U | 166560 | 0 | 134065 | ZONE VLV ACT.NC,24V, ON/OFF | SIEMENS INDUSTRY, INC. | SFA71U | 51.4 | 48.3051 | N | 51.4 | 48.3051 | 51.4
SIE-SFP11U | 173042 | 1 | 134065 | ZONE VLV ACT.NO,120V,ON/OFF | SIEMENS INDUSTRY, INC. | SFP11U | 51.4 | 48.26 | N | 51.4 | 48.26 | 51.4
SIE-SFP11U | 175888 | 1 | 134065 | ZONE VLV ACT.NO,120V,ON/OFF | SIEMENS INDUSTRY, INC. | SFP11U | 51.4 | 48.26 | Y | 51.4 | 48.26 | 51.4
SIE-SFP71U | 173042 | 2 | 134065 | ZONE VLV ACT.NO,24V, ON/OFF | SIEMENS INDUSTRY, INC. | SFP71U | 51.4 | 47.32 | N | 51.4 | 47.32 | 51.4
SIE-SFP71U | 175888 | 10 | 134065 | ZONE VLV ACT.NO,24V, ON/OFF | SIEMENS INDUSTRY, INC. | SFP71U | 51.4 | 47.32 | Y | 51.4 | 47.32 | 51.4
SIE-SFP71U | 175890 | 1 | 134065 | ZONE VLV ACT.NO,24V, ON/OFF | SIEMENS INDUSTRY, INC. | SFP71U | 51.4 | 47.32 | N | 51.4 | 47.32 | 51.4
SIE-SFP71U | 175891 | 2 | 134065 | ZONE VLV ACT.NO,24V, ON/OFF | SIEMENS INDUSTRY, INC. | SFP71U | 51.4 | 46.04 | Y | 51.4 | 47.32 | 51.4
SIE-SKB62U | 166559 | 7 | 134065 | E/H ACTUATOR 20MM 24VAC MOD SR | SIEMENS INDUSTRY, INC. | SKB62U | 958.86 | 900.34 | Y | 958.86 | 900.34 | 958.86
SIE-SKC62U | 175890 | 2 | 134065 | E/H ACTUATOR 40MM 24VAC MOD SR | SIEMENS INDUSTRY, INC. | SKC62U | 1045.98 | 982.14 | Y | 1045.98 | 1160.38 | 1160.38
SIE-SKC62U | 175891 | 1 | 134065 | E/H ACTUATOR 40MM 24VAC MOD SR | SIEMENS INDUSTRY, INC. | SKC62U | 1045.98 | 1160.38 | N | 1045.98 | 1160.38 | 1160.38
SIE-SKD60U | 175891 | 1 | 134065 | ELEC/HYD ACT,24VAC,0-10VDC,NSR | SIEMENS INDUSTRY, INC. | SKD60U | 456.97 | 420.67 | Y | 456.97 | 420.67 | 456.97
SIE-SKD62U | 166559 | 5 | 134065 | ELEC/HYD ACT,24VAC,0-10VDC,SR | SIEMENS INDUSTRY, INC. | SKD62U | 555.98 | 522.05 | Y | 555.98 | 522.05 | 555.98
SIE-SKD62UA | 175891 | 0 | 134065 | ELEC/HYD ACT,24VAC,0-10VDC,SR, ADVANCED | SIEMENS INDUSTRY, INC. | SKD62UA | 608.89 | 560.52 | Y | 608.89 | 560.52 | 608.89
SIE-SKD8251U | 175888 | 1 | 134065 | ELEC/HYD ACT,24VAC,3-POS,SR | SIEMENS INDUSTRY, INC. | SKD82.51U | 491.76 | 308.84 | N | 491.76 | 308.84 | 491.76
SIE-SSA81U | 166553 | 2 | 134065 | 24V, 3 POS, NC, NSR VALVE ACT | SIEMENS INDUSTRY, INC. | SSA81U | 54.3 | 47.0656 | N | 54.3 | 65.94 | 65.94
SIE-SSA81U | 173042 | 6 | 134065 | 24V, 3 POS, NC, NSR VALVE ACT | SIEMENS INDUSTRY, INC. | SSA81U | 54.3 | 52.7867 | N | 54.3 | 65.94 | 65.94
SIE-SSA81U | 175891 | 5 | 134065 | 24V, 3 POS, NC, NSR VALVE ACT | SIEMENS INDUSTRY, INC. | SSA81U | 54.3 | 65.94 | N | 54.3 | 65.94 | 65.94
SIE-SSC81U | 10008 | 1 | 134065 | ELEC-MECHANC VALVE ACTUATOR 24 | SIEMENS INDUSTRY, INC. | SSC81U | 61.65 | 61.65 | N | 61.65 | 61.65 | 61.65
SIE-TDCCOMBO | 10510 | 1 | 175110 | TDCCOMBO | Siemens Combustion (SCC, Inc.) | SIE-TDCCOMBO | 13.832 | 14.72 | Y | 13.832 | 14.72 | 14.72
SIG1 | 10770 | 1 | 133856 | IR temp gun 10:1 | FIELDPIECE INSTRUMENTS, INC. | SIG1 | 76.83 | 76.83 | N | 76.83 | 76.83 | 76.83
SIG1 | 175883 | 1 | 133856 | IR temp gun 10:1 | FIELDPIECE INSTRUMENTS, INC. | SIG1 | 76.83 | 74.8 | N | 76.83 | 76.83 | 76.83
SIG100 | 10510 | 5 | 134395 | Supco hot surface igniterfor Trane gas f | SUPCO SEALED UNIT PARTS CO., INC. / NSI | SIG100 | 22.975 | 22.5414 | Y | 22.975 | 22.5414 | 22.975
SIG100 | 175891 | 1 | 134395 | Supco hot surface igniterfor Trane gas f | SUPCO SEALED UNIT PARTS CO., INC. / NSI | SIG100 | 22.975 | 21.054 | Y | 22.975 | 22.5414 | 22.975
SIG101 | 10510 | 16 | 134395 | Supco hot surface igniterfor Nordyne gas | SUPCO SEALED UNIT PARTS CO., INC. / NSI | SIG101 | 14.998 | 14.974 | Y | 14.998 | 14.974 | 14.998
SIG102 | 10510 | 10 | 134395 | Supco hot surface igniterfor York gas fu | SUPCO SEALED UNIT PARTS CO., INC. / NSI | SIG102 | 12.722 | 12.7008 | Y | 12.722 | 12.7008 | 12.722
SIG1100 | 10510 | 2 | 134395 | Supco hot surface igniteruniversal | SUPCO SEALED UNIT PARTS CO., INC. / NSI | SIG1100 | 13.95 | 13.95 | Y | 13.95 | 13.95 | 13.95
SIG1100 | 175891 | 1 | 134395 | Supco hot surface igniteruniversal | SUPCO SEALED UNIT PARTS CO., INC. / NSI | SIG1100 | 13.95 | 13.53 | N | 13.95 | 13.95 | 13.95
SJ77I | 10510 | 12 | 170127 | SlimDuct 3 coupler ivorylineset ducting | RECTOR SEAL | SJ-77-I | 2.005 | 2.005 | N | 2.005 | 2.005 | 2.005
SK77I | 10510 | 9 | 170127 | SlimDuct 3 90 deg ell ivorylineset ducti | RECTOR SEAL | SK-77-I | 5.232 | 5.232 | Y | 5.232 | 5.232 | 5.232
SKIT03033 | 10510 | 7 | 134395 | SUPCO - Carbide Igniter4.25 amps @ 115v | SUPCO SEALED UNIT PARTS CO., INC. / NSI | SKIT03033 | 20.698 | 20.6374 | N | 20.698 | 20.6374 | 20.698
SKIT03033 | 175891 | 1 | 134395 | SUPCO - Carbide Igniter4.25 amps @ 115v | SUPCO SEALED UNIT PARTS CO., INC. / NSI | SKIT03033 | 20.698 | 19.849 | Y | 20.698 | 20.6374 | 20.698
SKP25013U1 | 173042 | 1 | 175076 | SIEMENS PRESSURE REG SSOV ACTUATOR | ETTER ENGINEERING CO.INC | SKP25.013U1 | 500.38 | 500.38 | N | 500.38 | 500.38 | 500.38
SKP25013U1 | 175891 | 1 | 175076 | SIEMENS PRESSURE REG SSOV ACTUATOR | ETTER ENGINEERING CO.INC | SKP25.013U1 | 500.38 | 433.0393 | N | 500.38 | 500.38 | 500.38
SKP75013U1 | 175891 | 1 | 175076 | SIEMENS SOV ACTUATOR | ETTER ENGINEERING CO.INC | SKP75013U1 | 985.9 | 985.9012 | N | 985.9 | 985.9012 | 985.9012
SKYSUBVARRENEWAL | 175883 | 1 | 134363 | Skf-SubVAR-Renewal | SKYFOUNDRY | SUBVARRENEWAL | 1269.84 | 1221 | N | 1269.84 | 1221 | 1269.84
SLC003 | 166557 | 10 | 168940 | FUSE 600V MED TD CLASS G 3A | Littelfuse, Inc. | SLC003 | 4.482 | 4.482 | N | 4.482 | 4.482 | 4.482
SLC005 | 166557 | 10 | 133581 | Fuse 600V Med T/D Class G 5amp | NSI INDUSTRIES, LLC - USA | SLC005 | 4.194 | 4.194 | N | 4.194 | 4.194 | 4.194
SLC010 | 166561 | 13 | 168940 | 10 Amp 600v Class G Time Delay Fuse | Littelfuse, Inc. | SLC010 | 5.034 | 5.034 | N | 5.034 | 5.034 | 5.034
SLC020 | 166557 | 10 | 168940 | FUSE 600V MED TD CLASS G 20A | Littelfuse, Inc. | SLC020 | 3.384 | 3.252 | N | 3.384 | 3.384 | 3.384
SLC020 | 166561 | 10 | 168940 | FUSE 600V MED TD CLASS G 20A | Littelfuse, Inc. | SLC020 | 3.384 | 3.384 | N | 3.384 | 3.384 | 3.384
SLC030 | 166557 | 10 | 168940 | FUSE 600V MED TD CLASS G 30A | Littelfuse, Inc. | SLC030 | 7.546 | 5.706 | N | 7.546 | 7.546 | 7.546
SLC030 | 166561 | 2 | 168940 | FUSE 600V MED TD CLASS G 30A | Littelfuse, Inc. | SLC030 | 7.546 | 7.546 | N | 7.546 | 7.546 | 7.546
SLC035 | 166561 | 1 | 133581 | FUSE 600V MED TD CLASS G 35A | NSI INDUSTRIES, LLC - USA | SLC035 | 5.868 | 5.868 | N | 5.868 | 5.868 | 5.868
SLCPRICE | 10008 | 1 | 133342 | SLC PRICE | Building Controls & Solutions | SLC PRICE | 0 | 0 | N | 0 | 0 | 0
SLD135SVHH | 10510 | 4 | 187620 | Parker suction filter/drier5/8 OD W/acce | PARKER HANNIFIN | SLD13-5SVHH | 30.137 | 29.6378 | Y | 30.137 | 29.6378 | 30.137
SLD135SVHH | 175891 | 2 | 187620 | Parker suction filter/drier5/8 OD W/acce | PARKER HANNIFIN | SLD13-5SVHH | 30.137 | 25.989 | N | 30.137 | 29.6378 | 30.137
SLD136SVHH | 10510 | 2 | 187620 | Parker suction line filter/dri3/4 OD W/a | PARKER HANNIFIN | SLD13-6SVHH | 30.111 | 30.111 | Y | 30.111 | 30.111 | 30.111
SLD137SVHH | 10510 | 4 | 187620 | Parker suction filter/drier7/8 OD W/acce | PARKER HANNIFIN | SLD13-7SVHH | 34.455 | 34.455 | Y | 34.455 | 34.455 | 34.455
SLD137SVHH | 175891 | 2 | 187620 | Parker suction filter/drier7/8 OD W/acce | PARKER HANNIFIN | SLD13-7SVHH | 34.455 | 32.23 | Y | 34.455 | 34.455 | 34.455
SLD139SVHH | 10510 | 5 | 187620 | Parker suction filter/drier1-1/8 OD W/ac | PARKER HANNIFIN | SLD13-9SVHH | 38.647 | 38.2294 | Y | 38.647 | 38.2294 | 38.647
SLD139SVHH | 175891 | 2 | 187620 | Parker suction filter/drier1-1/8 OD W/ac | PARKER HANNIFIN | SLD13-9SVHH | 38.647 | 32.315 | Y | 38.647 | 38.2294 | 38.647
SLD5411SVHH | 10510 | 2 | 187620 | Parker suction filter/drier1-3/8 OD W/ac | PARKER HANNIFIN | SLD54-11SVHH | 73.63 | 73.63 | N | 73.63 | 73.63 | 73.63
SLD5411SVHH | 175891 | 1 | 187620 | Parker suction filter/drier1-3/8 OD W/ac | PARKER HANNIFIN | SLD54-11SVHH | 73.63 | 73.63 | N | 73.63 | 73.63 | 73.63
SLD83SVHH | 10510 | 3 | 187620 | Parker suction filter/drier3/8 OD W/acce | PARKER HANNIFIN | SLD8-3SVHH | 29.362 | 28.0797 | Y | 29.362 | 28.0797 | 29.362
SLD83SVHH | 175891 | 2 | 187620 | Parker suction filter/drier3/8 OD W/acce | PARKER HANNIFIN | SLD8-3SVHH | 29.362 | 25.26 | N | 29.362 | 28.0797 | 29.362
SLD84SVHH | 10510 | 3 | 187620 | Parker suction filter/drier1/2 OD W/acce | PARKER HANNIFIN | SLD8-4SVHH | 21.454 | 21.102 | Y | 21.454 | 21.102 | 21.454
SLP2550 | 166561 | 1 | 134395 | LOW PRESS SW. OPEN 25/CL 50 | SUPCO SEALED UNIT PARTS CO., INC. / NSI | SLP2550 | 7.95 | 7.95 | N | 7.95 | 7.95 | 7.95
SLP2565 | 166561 | 2 | 134395 | Low Press Swt Ref R-22 25-65 PSI | SUPCO SEALED UNIT PARTS CO., INC. / NSI | SLP2565 | 7.95 | 7.95 | N | 7.95 | 7.95 | 7.95
SLP5090 | 166561 | 1 | 134395 | Low Press Swt Ref410A 50-90 Psi | SUPCO SEALED UNIT PARTS CO., INC. / NSI | SLP5090 | 7.95 | 7.95 | N | 7.95 | 7.95 | 7.95
SLX1024 | 173042 | 1 | 168859 | ULTRAVATION SOLARIS 24 MULTI-TECH PU | *DO NOT USE* Paid with Divvy Card | SLX-1024 | 421.74 | 421.74 | N | 421.74 | 421.74 | 421.74
SM380V | 10770 | 1 | 133856 | SMAN Manifold + Micron Gauge (3 Port) | FIELDPIECE INSTRUMENTS, INC. | SM380V | 390.13 | 390.13 | N | 390.13 | 390.13 | 390.13
SM480V | 10770 | 1 | 133856 | Digital Manifold Gauge | FIELDPIECE INSTRUMENTS, INC. | SM480V | 515.57 | 515.57 | N | 515.57 | 515.57 | 515.57
SM482V | 175891 | 4 | 133856 | FIELDPIECE 4-PORT DGTL REFRIG MANIFOLD | FIELDPIECE INSTRUMENTS, INC. | SM482V | 515.57 | 533.9 | Y | 515.57 | 533.9 | 533.9
SM670 | 10510 | 5 | 134395 | Supco evaporator motor kit115V W/4 & 5-1 | SUPCO SEALED UNIT PARTS CO., INC. / NSI | SM670 | 6.445 | 6.1938 | Y | 6.445 | 6.203 | 6.445
SM670 | 175891 | 1 | 134395 | Supco evaporator motor kit115V W/4 & 5-1 | SUPCO SEALED UNIT PARTS CO., INC. / NSI | SM670 | 6.445 | 6.203 | Y | 6.445 | 6.203 | 6.445
SM673 | 10510 | 9 | 134395 | Supco evaporator motor kit120V 2-speed ( | SUPCO SEALED UNIT PARTS CO., INC. / NSI | SM673 | 8.877 | 8.877 | N | 8.877 | 8.877 | 8.877
SM675 | 10510 | 3 | 134395 | Supco evaporator motor kit120/240V HD (u | SUPCO SEALED UNIT PARTS CO., INC. / NSI | SM675 | 13.78 | 14.47 | Y | 13.78 | 14.47 | 14.47
SMD12060218021206021 | 175891 | 7 | 134179 | DIFF AIR PRESS SW .17IN-12INWC | NEUCO INC. | 8021206021 | 35.532 | 35.3627 | Y | 35.532 | 35.3627 | 35.532
SML42120218224212021 | 175891 | 14 | 134179 | DIFF AIR PRESS SW .05IN-9INWC | NEUCO INC. | 8224212021 | 51.2032 | 65.0991 | Y | 51.2032 | 65.0991 | 65.0991
SNCV1 | 10770 | 6 | 133856 | Non-contact volts Pen | FIELDPIECE INSTRUMENTS, INC. | SNCV1 | 11.4 | 11.4 | N | 11.4 | 11.4 | 11.4
SNCV1 | 175883 | 6 | 133856 | Non-contact volts Pen | FIELDPIECE INSTRUMENTS, INC. | SNCV1 | 11.4 | 10.86 | N | 11.4 | 11.4 | 11.4
SOC250FIE | 10008 | 2 | 133778 | 12-10 AWG, Fem Spade conn, Fully Insulat | DX ELECTRIC COMPANY | SOC250-FI/E | 15.1 | 15.1 | N | 15.1 | 15.1 | 15.1
SOLBERG06 | 175891 | 20 | 176710 | SOLBERG FILTER 3 IN DIA | SOLBERG MANUFACTURING INC | SOLBERG06 | 0.09 | 4.872 | Y | 0.09 | 4.872 | 4.872
SONFL1XDC024MA0A1GA | 166553 | 3 | 168859 | Alarm Horn & Xenon Strobe Beacon | *DO NOT USE* Paid with Divvy Card | SONFL1XDC024MA0A1G/A | 204.37 | 204.37 | N | 204.37 | 204.37 | 204.37
SP12143 | 175891 | 1 | 134179 | RHEEM Ignitor - Hot Surface Ignition | NEUCO INC. | SP12143 | 102.5 | 102.5 | N | 102.5 | 102.5 | 102.5
SP130A36 | 166557 | 8 | 133433 | 130VAC 3 VARISTORS SPIKE PROTECTOR | AWC, INC. | SP130A3-6 | 10.67 | 9.8461 | Y | 10.67 | 10.67 | 10.67
SP130A36 | 166561 | 15 | 133433 | 130VAC 3 VARISTORS SPIKE PROTECTOR | AWC, INC. | SP130A3-6 | 10.67 | 10.67 | N | 10.67 | 10.67 | 10.67
SP500MQMJ | 10510 | 1 | 187590 | 1PH 500VA 240/480V PRI120/240V SEC, ACC | HALLOCK COMPANY INC. | SP500MQMJ | 135.43 | 135.43 | N | 135.43 | 135.43 | 135.43
SPB31RB34SRLTGRN | 175891 | 6 | 176663 | SPRING B31R/B34SR, 5.5-7.5IN 762119 | NORGAS | SPB31RB34SRLTGRN | 3.19 | 3.19 | N | 3.19 | 3.19 | 3.19
SPB34RBROWN | 175891 | 8 | 176663 | SPRING B34R, 4.5-6.2IN | NORGAS | SPB34RBROWN | 15.49 | 15.49 | N | 15.49 | 15.49 | 15.49
SPB34RGREEN | 175891 | 7 | 176663 | SPRING B34R, 5.5-7.5IN | NORGAS | SPB34RGREEN | 15.705 | 15.705 | N | 15.705 | 15.705 | 15.705
SPB34RYELLOW | 175891 | 1 | 176663 | SPRING B34R, 2.2-4.1 psi 762361 | NORGAS | SPB34RYELLOW | 32.9713 | 32.9712 | N | 32.9713 | 32.9712 | 32.9713
SPB42RBLUE | 175891 | 6 | 176663 | SPRING B42R, 8.0-14.0IN ( 762646) | NORGAS | SPB42RBLUE | 3.86 | 3.8557 | N | 3.86 | 3.8557 | 3.86
SPB42RBROWN | 175891 | 110 | 176663 | B42R SPRING 6 - 8 IWC 762645 | NORGAS | SPB42RBROWN | 2.93 | 2.93 | N | 2.93 | 2.93 | 2.93
SPB42RDARKGREEN | 175891 | 12 | 176663 | B42R SPRING 6-16 INCHES 762117 | NORGAS | SPB42RDARKGREEN | 3.84 | 3.8404 | N | 3.84 | 3.8404 | 3.8404
SPB42RORANGE | 175891 | 3 | 176663 | SPRING B42R, 3.5-9.0IN 762002 | NORGAS | SPB42RORANGE | 3.3261 | 3.3261 | N | 3.3261 | 3.3261 | 3.3261
SPDT | 173042 | 7 | 134087 | SPDT TOG | MONTI AND ASSOCIATES, INC. | SPDT | 4.75 | 4.75 | N | 4.75 | 4.75 | 4.75
SPH01PMOUNT | 175888 | 13 | 130029 | CORNING WALL MOUNT CONNECT/SPLICE | Graybar Electric Company Inc. | SPH01PMOUNT | 68.97 | 68.97 | N | 68.97 | 68.97 | 68.97
SPK1 | 10770 | 6 | 133856 | SPK1 POCKET KNIFE STYLE THERMOMETER | FIELDPIECE INSTRUMENTS, INC. | SPK1 | 23.41 | 23.41 | N | 23.41 | 23.41 | 23.41
SPK1 | 175883 | 6 | 133856 | SPK1 POCKET KNIFE STYLE THERMOMETER | FIELDPIECE INSTRUMENTS, INC. | SPK1 | 23.41 | 22.32 | N | 23.41 | 23.41 | 23.41
SPK2 | 10510 | 5 | 133856 | Fieldpiece In Duct ThermometerPocket Sty | FIELDPIECE INSTRUMENTS, INC. | SPK2 | 25 | 26.87 | Y | 25 | 26.87 | 26.87
SPP | 10510 | 40 | 134395 | Supco starter Pow-R-Pakfor compressors | SUPCO SEALED UNIT PARTS CO., INC. / NSI | SPP | 4.983 | 4.983 | Y | 4.983 | 4.983 | 4.983
SPP6 | 175891 | 3 | 134395 | SPP6 SUPER BOOST 115-230 VAC | SUPCO SEALED UNIT PARTS CO., INC. / NSI | SPP6 | 6.991 | 6.991 | Y | 6.991 | 6.991 | 6.991
SQM33550A9 | 10510 | 4 | 175110 | SIEMENS COMBUSTION ACTUATOR | Siemens Combustion (SCC, Inc.) | SQM33.550A9 | 462.91 | 441.175 | Y | 462.91 | 462.91 | 462.91
SQM33550A9 | 166553 | 1 | 134179 | SIEMENS COMBUSTION ACTUATOR | NEUCO INC. | SQM33.550A9 | 462.91 | 462.91 | N | 462.91 | 462.91 | 462.91
SQM45295B9 | 10510 | 4 | 175110 | SIEMENS ACTUATOR 90Deg/10Seconds | Siemens Combustion (SCC, Inc.) | SQM45.295B9 | 757.08 | 491.0525 | Y | 757.08 | 491.0525 | 757.08
SQM56564R1 | 10510 | 2 | 187574 | Siemens Damper MotorCombustion | R M COTTON | SQM56.564R1 | 843.1 | 843.1 | N | 843.1 | 843.1 | 843.1
SR113 | 10008 | 2 | 134161 | 1/2" GAS REGULATOR, 1-125PSI INLET | MINERS & PISANI, INC. | SR113 | 106.095 | 106.095 | Y | 106.095 | 106.095 | 106.095
SR47 | 10510 | 1 | 133856 | Fieldpiece Refrigerant ScaleWireless Sma | FIELDPIECE INSTRUMENTS, INC. | SR47 | 252.08 | 259.78 | Y | 252.08 | 261.275 | 261.275
SR47 | 10770 | 1 | 133856 | Fieldpiece Refrigerant ScaleWireless Sma | FIELDPIECE INSTRUMENTS, INC. | SR47 | 252.08 | 252.08 | N | 252.08 | 261.275 | 261.275
SR47 | 175883 | 1 | 133856 | Fieldpiece Refrigerant ScaleWireless Sma | FIELDPIECE INSTRUMENTS, INC. | SR47 | 252.08 | 252.08 | N | 252.08 | 261.275 | 261.275
SR47 | 175891 | 4 | 133856 | Fieldpiece Refrigerant ScaleWireless Sma | FIELDPIECE INSTRUMENTS, INC. | SR47 | 252.08 | 261.275 | Y | 252.08 | 261.275 | 261.275
SR65TF3154M | 10008 | 14 | 134435 | temperature sensors w/12’ cable | THERMOKON AMERICAS LP | SR65-TF-315-4M | 94.5 | 94.5 | N | 94.5 | 94.5 | 94.5
SRC-S102532625000 | 173042 | 2 | 194203 | IGNITOR ASSEMBLY | YORK INTERNATIONAL CORPORATION dba Source 1 | S1-02532625000 | 35.92 | 50.43 | N | 35.92 | 50.43 | 50.43
SRC-S137303481717 | 175891 | 6 | 194203 | FLAME SENSOR | YORK INTERNATIONAL CORPORATION dba Source 1 | S1-37303481717 | 15.43 | 12.31 | N | 15.43 | 12.31 | 15.43
SRC-S143101972100 | 166561 | 1 | 194203 | FURNACE CONTROL KIT | YORK INTERNATIONAL CORPORATION dba Source 1 | S1-43101972100 | 189.53 | 245.85 | N | 189.53 | 245.85 | 245.85
SREREPEATERBEXT315 | 10008 | 6 | 134435 | Repeater with Antenna | THERMOKON AMERICAS LP | SRE-REPEATER/B-EXT-315 | 99.5 | 99.5 | N | 99.5 | 99.5 | 99.5
SRH77A | 10510 | 2 | 187569 | COOPER-ATKINS REMOTE PROBE TEMP & HUM | COPELAND COLD CHAIN LP dba COOPER-ATKINS | SRH77A | 437.6 | 448.54 | Y | 437.6 | 448.54 | 448.54
SRL250 | 10510 | 25 | 134395 | Supco 250F man reset hi limit5/8 thermod | SUPCO SEALED UNIT PARTS CO., INC. / NSI | SRL250 | 4.15 | 4.15 | Y | 4.15 | 4.15 | 4.15
SRL250 | 166559 | 5 | 134395 | Supco 250F man reset hi limit5/8 thermod | SUPCO SEALED UNIT PARTS CO., INC. / NSI | SRL250 | 4.15 | 4.15 | N | 4.15 | 4.15 | 4.15
SRL300 | 10510 | 10 | 134395 | Supco 300F man reset hi limiit5/8 thermo | SUPCO SEALED UNIT PARTS CO., INC. / NSI | SRL300 | 4.184 | 4.182 | Y | 4.184 | 4.182 | 4.184
SRL350 | 10510 | 6 | 134395 | Supco 350F man reset hi limit5/8 thermod | SUPCO SEALED UNIT PARTS CO., INC. / NSI | SRL350 | 4.2 | 4.2 | Y | 4.2 | 4.2 | 4.2
SRS3 | 175891 | 1 | 133596 | WIRELESS SCALE | BASO GAS PRODUCTS LLC | SRS3 | 242.945 | 242.945 | N | 242.945 | 242.945 | 242.945
SS2021ZAEN | 10008 | 6 | 133359 | Emergency Shutdown Switch | ADI | SS2021ZA-EN | 70.99 | 70.99 | Y | 70.99 | 70.99 | 70.99
SS2039EVEN | 10008 | 2 | 133359 | Emergency Evacuation Shutdown | ADI | SS2039-EV-EN | 102.99 | 102.99 | N | 102.99 | 102.99 | 102.99
SS2221POEN | 166553 | 5 | 133359 | EPO station (yellow) w/Cover | ADI | SS2221PO-EN | 60.94 | 54.99 | Y | 60.94 | 54.99 | 60.94
SS2221ZAEN | 10008 | 2 | 133359 | Emergency Shutdown switch-Yellow | ADI | SS2221ZA-EN | 67.99 | 67.99 | Y | 67.99 | 67.99 | 67.99
SSCBC652CARDED | 173042 | 4 | 175114 | 6" OIL BURNER CPLING KIT W/ FITTINGS | STRAINER SCREEN | SSC-BC652CARDED | 3.39 | 3.39 | N | 3.39 | 3.39 | 3.39
SSCCC601 | 173042 | 7 | 175114 | CAD CELL EYE HNY 120320, FOR C554A | STRAINER SCREEN | SSC-CC601 | 3.92 | 3.92 | N | 3.92 | 3.92 | 3.92
SSCCK518 | 173042 | 4 | 175114 | COIN / KEY AIR VALVE | STRAINER SCREEN | SSC-CK518 | 0.83 | 0.83 | N | 0.83 | 0.83 | 0.83
SSCF031 | 173042 | 12 | 175114 | GASKET KIT FULFLO, COMPLETE | STRAINER SCREEN | SSC-F031 | 0.86 | 0.86 | N | 0.86 | 0.86 | 0.86
SSCG193 | 173042 | 39 | 175114 | GAUGE GLASS GASKET AND NUT KIT | STRAINER SCREEN | SSC-G193 | 3.9898 | 3.99 | Y | 3.9898 | 3.99 | 3.99
SSCHH007E | 173042 | 16 | 175114 | HANDHOLE -2 1/2" X 3 1/2" X 1/2" E | STRAINER SCREEN | SSC-HH007E | 2.94 | 2.94 | N | 2.94 | 2.94 | 2.94
SSCHH014E | 173042 | 6 | 175114 | HANDHOLE -3" X 4" X 1/2" E | STRAINER SCREEN | SSC-HH014E | 3.6 | 3.6015 | Y | 3.6 | 3.6015 | 3.6015
SSCHH020E | 173042 | 18 | 175114 | HANDHOLE -3 1/4" X 4 1/4" X 1/2" E | STRAINER SCREEN | SSC-HH020E | 2.93 | 2.93 | N | 2.93 | 2.93 | 2.93
SSCHH022E | 173042 | 25 | 175114 | 3 1/4X4 1/2X1/2 GASKET | STRAINER SCREEN | SSC-HH022E | 2.94 | 2.94 | N | 2.94 | 2.94 | 2.94
SSCHH027E | 173042 | 19 | 175114 | HANDHOLE -3 1/2" X 4 1/2" X 5/8" E | STRAINER SCREEN | SSC-HH027E | 3.18 | 3.18 | N | 3.18 | 3.18 | 3.18
SSCHH039E | 173042 | 14 | 175114 | HANDHOLE -4" X 6" X 3/4" E | STRAINER SCREEN | SSC-HH039E | 3.95 | 3.95 | N | 3.95 | 3.95 | 3.95
SSCHH116B | 173042 | 37 | 175114 | HANDHOLE -3 1/4" X 4 1/2" X 1/2" OB | STRAINER SCREEN | SSC-HH116B | 3.3712 | 3.3712 | N | 3.3712 | 3.3712 | 3.3712
SSCHTR471 | 173042 | 9 | 175114 | HIGH TEMP ROPE-3/8" TH X 25ft. L | STRAINER SCREEN | SSC-HTR471 | 9.21 | 9.21 | N | 9.21 | 9.21 | 9.21
SSCHTR472 | 173042 | 4 | 175114 | HIGH TEMP ROPE-1/2" TH X 25ft. L | STRAINER SCREEN | SSC-HTR472 | 11.83 | 11.83 | N | 11.83 | 11.83 | 11.83
SSCK130 | 173042 | 7 | 175114 | GSKT FOR KRA STRAINER-2" & 2 1/2" | STRAINER SCREEN | SSC-K130 | 1.12 | 1.12 | N | 1.12 | 1.12 | 1.12
SSCK131 | 173042 | 4 | 175114 | GSKT FOR KRA STRAINER-1 1/4" & 1 1/2 | STRAINER SCREEN | SSC-K131 | 0.61 | 0.61 | N | 0.61 | 0.61 | 0.61
SSCK132A | 173042 | 5 | 175114 | BODY GSKT FOR KRA STRAINER-1/2" | STRAINER SCREEN | SSC-K132A | 0.79 | 0.79 | N | 0.79 | 0.79 | 0.79
SSCM035 | 173042 | 25 | 175114 | GASKET TO FIT MCD, F-26, 304100 | STRAINER SCREEN | SSC-M035 | 2.58 | 2.58 | N | 2.58 | 2.58 | 2.58
SSCM037 | 173042 | 22 | 175114 | GASKET FOR MCD, 37-26 | STRAINER SCREEN | SSC-M037 | 1.93 | 1.93 | N | 1.93 | 1.93 | 1.93
SSCM038 | 173042 | 13 | 175114 | MCD 37-39, BLOW OFF VLV, STR ASSM | STRAINER SCREEN | SSC-M038 | 0.35 | 0.35 | N | 0.35 | 0.35 | 0.35
SSCM039 | 173042 | 24 | 175114 | GASKET FIT MCD, 150-14 | STRAINER SCREEN | SSC-M039 | 1.4166 | 1.42 | Y | 1.4166 | 1.42 | 1.42
SSCM040 | 173042 | 40 | 175114 | GASKET MCD. BODY, CO-12, 302600 | STRAINER SCREEN | SSC-M040 | 1.24 | 1.239 | N | 1.24 | 1.239 | 1.24
SSCMH075E | 173042 | 1 | 175114 | MANHOLE -11" X 15" X 1 1/4" E | STRAINER SCREEN | SSC-MH075E | 20.83 | 20.83 | N | 20.83 | 20.83 | 20.83
SSCPT711 | 173042 | 3 | 175114 | PIGTAIL SYPHON-BLACK IRON, 1/4" | STRAINER SCREEN | SSC-PT711 | 3.2264 | 3.2264 | N | 3.2264 | 3.2264 | 3.2264
SSCPT712 | 173042 | 3 | 175114 | 1/4" BRASS PIGTAIL SYPHON | STRAINER SCREEN | SSC-PT712 | 7.48 | 7.48 | N | 7.48 | 7.48 | 7.48
SSCTP425 | 173042 | 2 | 175114 | COUPLER FOR TACO 110, 110-009 | STRAINER SCREEN | SSC-TP425 | 5.49 | 5.49 | N | 5.49 | 5.49 | 5.49
SSG1-246 | 175883 | 9 | 193714 | Stainless Steel Wall Plate / with 22.5mm | BACO Controls | SSG1-246 | 0 | 3.379 | N | 0 | 3.379 | 3.379
SSLLKIT | 166553 | 3 | 133674 | SS Locking Latch Kit | CONTROLS GROUP NORTH AMERICA | SSLLKIT | 15.4 | 15.4 | Y | 15.4 | 15.4 | 15.4
ST-MTG-2 | 166553 | 3 | 168885 | RED Mounting Kit For Delta Ball Valve | Bray Commercial Division | STG-MTG-2 / DC44-OLD | 15 | 15 | N | 15 | 15 | 15
ST01 | 166553 | 3 | 134395 | POCKET THERM 1" DIAL -40/+160F | SUPCO SEALED UNIT PARTS CO., INC. / NSI | ST01 | 1.55 | 1.55 | N | 1.55 | 1.55 | 1.55
ST09 | 166553 | 3 | 134395 | DIGITAL THERMOMETER | SUPCO SEALED UNIT PARTS CO., INC. / NSI | ST09 | 10.66 | 10.75 | Y | 10.66 | 10.75 | 10.75
ST09 | 166557 | 1 | 134395 | DIGITAL THERMOMETER | SUPCO SEALED UNIT PARTS CO., INC. / NSI | ST09 | 10.66 | 9.6608 | N | 10.66 | 10.75 | 10.75
ST09 | 166559 | 23 | 134395 | DIGITAL THERMOMETER | SUPCO SEALED UNIT PARTS CO., INC. / NSI | ST09 | 10.66 | 10.7485 | Y | 10.66 | 10.75 | 10.75
ST09 | 166561 | 20 | 134395 | DIGITAL THERMOMETER | SUPCO SEALED UNIT PARTS CO., INC. / NSI | ST09 | 10.66 | 10.5116 | Y | 10.66 | 10.75 | 10.75
ST09 | 173042 | 10 | 134395 | DIGITAL THERMOMETER | SUPCO SEALED UNIT PARTS CO., INC. / NSI | ST09 | 10.66 | 10.7425 | N | 10.66 | 10.75 | 10.75
ST120ESN1 | 10008 | 1 | 134245 | EMERGENCY STOP PUSH BUTTON STATION, SURF | PILLA ELECTRICAL PRODUCTS, INC. | ST120ESN1 | 125 | 125 | Y | 125 | 125 | 125
ST1322DCM2444P | 166561 | 0 | 168885 | 1"3W,CV22.3,44 MOD,NR | Bray Commercial Division | ST1-3-22/DCM24-44-P | 177 | 0 | N | 177 | 0 | 177
ST700W | 10008 | 1 | 133886 | Wall mount programmable timer, 7-day | INTERMATIC INC. | ST700W | 44.55 | 44.55 | N | 44.55 | 44.55 | 44.55
ST71A1026 | 175891 | 1 | 133922 | Purge Timer, 60 Seconds | HONEYWELL THERMAL SOLUTIONS | ST71A1026/U | 59.86 | 59.86 | N | 59.86 | 59.86 | 59.86
ST82D1004 | 175891 | 1 | 133921 | 24V DPDT SWITCH 80SEC DELAY TIMING* | HONEYWELL INTERNATIONAL ECC US (HOFS) | ST82D1004/U | 10.6 | 10.6 | N | 10.6 | 10.6 | 10.6
STAS485T | 10510 | 2 | 134565 | Alco drier shell 5/8 ODfor liquid line s | COPELAND COMFORT CONTROL LP | STAS 485T | 151.7 | 151.7 | N | 151.7 | 151.7 | 151.7
STAS487T | 10510 | 3 | 134565 | Alco drier shell 7/8 ODfor liquid line s | COPELAND COMFORT CONTROL LP | STAS 487T | 150.707 | 150.707 | Y | 150.707 | 150.707 | 150.707
STAS489T | 10510 | 1 | 134565 | Emerson 1-1/8 single coreliquid filter d | COPELAND COMFORT CONTROL LP | STAS 489T | 131.64 | 131.64 | N | 131.64 | 131.64 | 131.64
STAS9611T | 10510 | 1 | 134565 | Alco drier shell 1 3/8 ODfor liquid line | COPELAND COMFORT CONTROL LP | STAS 9611T | 162.38 | 229.9885 | Y | 162.38 | 229.9885 | 229.9885
STAS9611T | 175891 | 1 | 134565 | Alco drier shell 1 3/8 ODfor liquid line | COPELAND COMFORT CONTROL LP | STAS 9611T | 162.38 | 105.025 | N | 162.38 | 229.9885 | 229.9885
STAS967T | 10510 | 1 | 134565 | Alco drier shell 7/8 ODfor liquid line s | COPELAND COMFORT CONTROL LP | STAS 967T | 153.19 | 153.19 | N | 153.19 | 153.19 | 153.19
STAS967T | 175891 | 1 | 134565 | Alco drier shell 7/8 ODfor liquid line s | COPELAND COMFORT CONTROL LP | STAS 967T | 153.19 | 127.34 | N | 153.19 | 153.19 | 153.19
STC5257 | 10510 | 2 | 134395 | THERMAL CUT OUTS | SUPCO SEALED UNIT PARTS CO., INC. / NSI | STC5257 | 3.471 | 2.1 | Y | 3.471 | 2.1 | 3.471
STC5257 | 166559 | 7 | 134395 | THERMAL CUT OUTS | SUPCO SEALED UNIT PARTS CO., INC. / NSI | STC5257 | 3.471 | 2.05 | N | 3.471 | 2.1 | 3.471
STC5300 | 10510 | 9 | 134395 | Supco face plate fusible link2-pkg 306F | SUPCO SEALED UNIT PARTS CO., INC. / NSI | STC5300 | 3.66 | 3.66 | Y | 3.66 | 3.66 | 3.66
STC5333 | 10510 | 2 | 134395 | Supco face plate fusible link2-pkg 333F | SUPCO SEALED UNIT PARTS CO., INC. / NSI | STC5333 | 3.228 | 2.1 | Y | 3.228 | 2.1 | 3.228
STC5377 | 10510 | 5 | 134395 | Supco face plate fusible link2-pkg 378F | SUPCO SEALED UNIT PARTS CO., INC. / NSI | STC5377 | 3.595 | 3.595 | Y | 3.595 | 3.595 | 3.595
STC6257 | 166559 | 3 | 134395 | Thermal Hi limit cut-out, 257F (Styl | SUPCO SEALED UNIT PARTS CO., INC. / NSI | STC6257 | 2.7 | 2.7 | N | 2.7 | 2.7 | 2.7
STC6300 | 166557 | 8 | 134012 | Thermal Hi limit cut-out, 300F (Styl | JOHNSON CONTROLS NORTH AMERICAN PRODUCTS (JCI) | STC6300 | 2.7 | 1.92 | N | 2.7 | 1.92 | 2.7
STD42XN2 | 175891 | 3 | 134039 | *DUCT THERMISTOR SENSOR/NIST | KELE & ASSOCIATES | STD42XN2 | 82.8408 | 82.8408 | N | 82.8408 | 82.8408 | 82.8408
STH68402 | 173042 | 5 | 170127 | 1 PT AQUASORB | RECTOR SEAL | STH-68402 | 6.43 | 6.43 | N | 6.43 | 6.43 | 6.43
STH68436 | 173042 | 13 | 170127 | 14OZ GRIME-SOLV | RECTOR SEAL | STH-68436 | 10.14 | 10.14 | N | 10.14 | 10.14 | 10.14
STH68466 | 173042 | 16 | 170127 | 1.75 OZ TESTMASTR | RECTOR SEAL | STH-68466 | 3.21 | 3.21 | N | 3.21 | 3.21 | 3.21
STH68516 | 173042 | 12 | 170127 | 14OZ ODORGON | RECTOR SEAL | STH-68516 | 8.38 | 8.38 | N | 8.38 | 8.38 | 8.38
STH68722 | 173042 | 4 | 170127 | 1QT SEALMASTER | RECTOR SEAL | STH-68722 | 6.53 | 6.53 | N | 6.53 | 6.53 | 6.53
STH73012 | 173042 | 10 | 170127 | 12OZ LET-GO SPRAY | RECTOR SEAL | STH-73012 | 3.39 | 3.39 | N | 3.39 | 3.39 | 3.39
STH82642 | 173042 | 12 | 170127 | 14OZ ZIPP SPRAY | RECTOR SEAL | STH-82642 | 10.19 | 10.19 | N | 10.19 | 10.19 | 10.19
STI13000NC | 166553 | 2 | 133359 | STI FLUSH CLEAR HOUSING | ADI | STI-13000NC | 35.99 | 28.5283 | N | 35.99 | 35.99 | 35.99
STI13000NC | 166557 | 5 | 133359 | STI FLUSH CLEAR HOUSING | ADI | STI-13000NC | 35.99 | 35.99 | N | 35.99 | 35.99 | 35.99
STI13300NC | 166553 | 2 | 133359 | Clr Wall Mt Plastic Hinged Cvr wFlus | ADI | STI-13300NC | 40.5 | 40.5 | N | 40.5 | 40.5 | 40.5
STI6519 | 166559 | 11 | 168859 | STI Clear Poly Surface Mount Protective | *DO NOT USE* Paid with Divvy Card | STI-6519 | 17.35 | 18.25 | N | 17.35 | 18.25 | 18.25
STI9100 | 166553 | 1 | 133359 | MINI THERMOSTAT GUARD | ADI | SF-9100 | 14.4933 | 14.4933 | N | 14.4933 | 14.4933 | 14.4933
STI9100 | 166561 | 4 | 133359 | MINI THERMOSTAT GUARD | ADI | SF-9100 | 14.4933 | 14.2417 | N | 14.4933 | 14.4933 | 14.4933
STI9105 | 166557 | 6 | 133359 | Small Thermostat Protector w/Key Lock - | ADI | STI-9105 | 11.35 | 11.35 | N | 11.35 | 11.35 | 11.35
STICKY BACKS | 175883 | 2050 | 134179 | Cable Management Clips (Pack of 50) | NEUCO INC. | STICKY BACKS | 0 | 0.0244 | N | 0 | 0.0244 | 0.0244
STP71 | 173042 | 3 | 134065 | 24V NO ZONE VALVE ACTUATOR | SIEMENS INDUSTRY, INC. | STP71 | 47.49 | 47.49 | N | 47.49 | 47.49 | 47.49
STR3R | 166553 | 20 | 134342 | RAW RUGGED SENSOR 10K 3 THMS | SCHNEIDER ELECTRIC BUILDINGS AMERICAS, INC | STR3R | 9.54 | 9.54 | N | 9.54 | 9.54 | 9.54
STW3EXHXL6 | 166553 | 6 | 134342 | IMMERSION 10K 3 OHM 6IN NO WELL | SCHNEIDER ELECTRIC BUILDINGS AMERICAS, INC | ST-W3E-XH-XL6 | 34.59 | 34.59 | N | 34.59 | 34.59 | 34.59
SU202MC4 | 10008 | 2 | 133383 | Miniature Circuit Breaker, C Curve | RS AMERICAS INC. | SU202MC4 | 92.18 | 92.18 | N | 92.18 | 92.18 | 92.18
SUP-90294 | 173042 | 79 | 134395 | FAN RELAY | SUPCO SEALED UNIT PARTS CO., INC. / NSI | 90294 | 6.95 | 6.95 | N | 6.95 | 6.95 | 6.95
SUP-HYB1YL | 173042 | 98 | 134395 | MAGNETIC JUMPERS | SUPCO SEALED UNIT PARTS CO., INC. / NSI | SUP-HYB1YL | 7.75 | 7.75 | Y | 7.75 | 7.75 | 7.75
SUP90291 | 173042 | 53 | 134395 | 120V. SPST RELAY | SUPCO SEALED UNIT PARTS CO., INC. / NSI | 90291 | 0.08 | 4.1319 | Y | 0.08 | 4.1319 | 4.1319
SUPHS10004 | 10510 | 8 | 134395 | 4oz.LEAK LOCK THREAD SEALANT | SUPCO SEALED UNIT PARTS CO., INC. / NSI | HS10004 | 7.75 | 7.7527 | Y | 7.75 | 7.7527 | 7.7527
SUPHS10004 | 173042 | 7 | 134395 | 4oz.LEAK LOCK THREAD SEALANT | SUPCO SEALED UNIT PARTS CO., INC. / NSI | HS10004 | 7.75 | 7.25 | N | 7.75 | 7.7527 | 7.7527
SUPHS10004 | 175891 | 1 | 134395 | 4oz.LEAK LOCK THREAD SEALANT | SUPCO SEALED UNIT PARTS CO., INC. / NSI | HS10004 | 7.75 | 7.75 | N | 7.75 | 7.7527 | 7.7527
SUPNS2000031 | 10510 | 22 | 134395 | UNIV. AIR PRESSURE SWITCH | SUPCO SEALED UNIT PARTS CO., INC. / NSI | SUP-NS2000031 | 18.5 | 19.2039 | Y | 18.5 | 20.05 | 20.05
SUPNS2000031 | 173042 | 11 | 134395 | UNIV. AIR PRESSURE SWITCH | SUPCO SEALED UNIT PARTS CO., INC. / NSI | SUP-NS2000031 | 18.5 | 20.05 | Y | 18.5 | 20.05 | 20.05
SUPNS2000031 | 175891 | 3 | 134395 | UNIV. AIR PRESSURE SWITCH | SUPCO SEALED UNIT PARTS CO., INC. / NSI | SUP-NS2000031 | 18.5 | 18.4787 | Y | 18.5 | 20.05 | 20.05
SUPSHL502 | 173042 | 6 | 134395 | LIMIT CONTROL OPEN 180 / CLOSE 150 | SUPCO SEALED UNIT PARTS CO., INC. / NSI | SHL502 | 11.27 | 11.27 | N | 11.27 | 11.27 | 11.27
SUPSPLT3400 | 10510 | 4 | 134395 | H.S.IGNITER LONGER NECKED 41-406 | SUPCO SEALED UNIT PARTS CO., INC. / NSI | SUP-SPLT3400 | 25.9 | 24.994 | N | 25.9 | 25.9 | 25.9
SUPSPLT3400 | 173042 | 6 | 134395 | H.S.IGNITER LONGER NECKED 41-406 | SUPCO SEALED UNIT PARTS CO., INC. / NSI | SUP-SPLT3400 | 25.9 | 25.25 | N | 25.9 | 25.9 | 25.9
SUPSPLT3400 | 175891 | 1 | 134395 | H.S.IGNITER LONGER NECKED 41-406 | SUPCO SEALED UNIT PARTS CO., INC. / NSI | SUP-SPLT3400 | 25.9 | 25.9 | N | 25.9 | 25.9 | 25.9
SUPSPP5 | 10510 | 5 | 134395 | STARTER POW-R-PAK | SUPCO SEALED UNIT PARTS CO., INC. / NSI | SPP5 | 4.952 | 4.9868 | Y | 4.952 | 4.9868 | 4.9868
SUPSPP5 | 173042 | 2 | 134395 | STARTER POW-R-PAK | SUPCO SEALED UNIT PARTS CO., INC. / NSI | SPP5 | 4.952 | 4.48 | N | 4.952 | 4.9868 | 4.9868
SUPSPP5 | 175891 | 4 | 134395 | STARTER POW-R-PAK | SUPCO SEALED UNIT PARTS CO., INC. / NSI | SPP5 | 4.952 | 4.802 | Y | 4.952 | 4.9868 | 4.9868
SUPSTC5257CUTOFF262F | 173042 | 11 | 134395 | HIGH LIMIT SOLD AS PACK OF 2 | SUPCO SEALED UNIT PARTS CO., INC. / NSI | STC5257CUTOFF262F | 2.04 | 2.04 | N | 2.04 | 2.04 | 2.04
SV.311A02N6BF5 | 175891 | 2 | 133472 | Valve,Solenoid | ASCO L.P. | SV.311A02N6BF550 | 134.55 | 116.913 | Y | 134.55 | 116.913 | 134.55
SV311A02N6CF5 | 10510 | 1 | 133472 | ASCO 3/8" GAS SOLENOID VALVE, 120V, N.C. | ASCO L.P. | SV311A02N6CF5 | 282.99 | 263.25 | N | 282.99 | 263.25 | 282.99
SV311A02N6CF5 | 175891 | 3 | 133472 | ASCO 3/8" GAS SOLENOID VALVE, 120V, N.C. | ASCO L.P. | SV311A02N6CF5 | 282.99 | 143.9193 | Y | 282.99 | 263.25 | 282.99
SV9602P4840U | 175891 | 2 | 133358 | INTERMITTENT PILOT, STEP OPENING, 3/4in | ADEMCO, INC. (Resideo) | SV9602P4840/U | 102.3152 | 98.38 | N | 102.3152 | 98.38 | 102.3152
SVL124100 | 175888 | 3 | 177008 | SOLAHD 30W 24V DIN PS 85-264VAC | APPLETON GRP LLC, DBA APPLETON GROUP | SVL124100 | 22.67 | 22.669 | Y | 22.67 | 22.669 | 22.67
SVL224100 | 175888 | 4 | 177008 | SOLAHD 50W 24V DIN PS 85-264VAC | APPLETON GRP LLC, DBA APPLETON GROUP | SVL224100 | 41.9496 | 41.9496 | Y | 41.9496 | 41.9496 | 41.9496
SVL248100 | 175888 | 2 | 177008 | SOLAHD 120W 48V DIN PS 85-264VAC | APPLETON GRP LLC, DBA APPLETON GROUP | SVL248100 | 36.15 | 36.1466 | N | 36.15 | 36.1466 | 36.15
SVL35100 | 175888 | 4 | 177008 | SOLAHD 15W 5V DIN PS 85-264VAC | APPLETON GRP LLC, DBA APPLETON GROUP | SVL35100 | 21.83 | 21.832 | N | 21.83 | 21.832 | 21.832
SVL412100 | 175888 | 4 | 177008 | SOLAHD 50W 12V DIN PS 85-264VAC | APPLETON GRP LLC, DBA APPLETON GROUP | SVL412100 | 33.1336 | 33.1336 | N | 33.1336 | 33.1336 | 33.1336
SVL424100 | 175888 | 4 | 177008 | SOLAHD 96W 24V DIN PS 85-264VAC | APPLETON GRP LLC, DBA APPLETON GROUP | SVL424100 | 41.911 | 41.911 | Y | 41.911 | 41.911 | 41.911
SVL524100 | 175888 | 4 | 177008 | SOLAHD 120W 24V DIN PS 85-264VAC | APPLETON GRP LLC, DBA APPLETON GROUP | SVL524100 | 43.91 | 43.91 | Y | 43.91 | 43.91 | 43.91
SW77I | 10510 | 7 | 170127 | SlimDuct 3 wall inlet ivorylineset ducti | RECTOR SEAL | SW-77-I | 6.83 | 6.83 | N | 6.83 | 6.83 | 6.83
SWCTLWDNS | 166561 | 4 | 192675 | Lightweight, StoneWash,OTF,Drop serrated | COBRA TEC KNIVES LLC | SWCTLWDNS | 40 | 40 | N | 40 | 40 | 40
SWI12STD | 173042 | 22 | 173239 | 5/8"GAUGE GLASS | SWIFT GLASS CO., INC | SWI-12STD | 0 | 0 | N | 0 | 0 | 0
SWI34X12 | 173042 | 11 | 173239 | REDLINE GAUGE GLASS | SWIFT GLASS CO., INC | SWI-34X12 | 4.71 | 4.71 | N | 4.71 | 4.71 | 4.71
SWI58X10 | 173042 | 6 | 173239 | REDLINE GAUGE GLASS | SWIFT GLASS CO., INC | SWI-58X10 | 5.37 | 5.37 | N | 5.37 | 5.37 | 5.37
SWI58X1034 | 173042 | 8 | 173239 | REDLINE GUAGE GLASS | SWIFT GLASS CO., INC | SWI-58X1034 | 9.7 | 9.7 | N | 9.7 | 9.7 | 9.7
SWI58X12 | 173042 | 24 | 173239 | REDLINE GAUGE GLASS | SWIFT GLASS CO., INC | SWI-58X12 | 12.45 | 15.1111 | Y | 12.45 | 15.1111 | 15.1111
SWI58X18 | 173042 | 29 | 173239 | REDLINE GAUGE GLASS | SWIFT GLASS CO., INC | SWI-58X18 | 13.36 | 13.36 | N | 13.36 | 13.36 | 13.36
SWI58X24 | 173042 | 12 | 173239 | REDLINE GAUGE GLASS | SWIFT GLASS CO., INC | SWI-58X24 | 18.55 | 18.55 | N | 18.55 | 18.55 | 18.55
SWI58X24INCHGUAGEGLASS | 173042 | 11 | 173239 | GUAGE GLASS | SWIFT GLASS CO., INC | SWI-5/8 X 24 INCH GUAGE GLASS | 0 | 0 | N | 0 | 0 | 0
SWI58X36 | 173042 | 18 | 173239 | REDLINE GAUGE GLASS | SWIFT GLASS CO., INC | SWI-58X36 | 26 | 26 | N | 26 | 26 | 26
SWI58X958 | 173042 | 3 | 173239 | REDLINE GAUGE GLASS | SWIFT GLASS CO., INC | SWI-58X958 | 1.94 | 1.94 | N | 1.94 | 1.94 | 1.94
SWI58X978 | 173042 | 2 | 173239 | REDLINE GAUGE GLASS | SWIFT GLASS CO., INC | SWI-58X978 | 1.94 | 1.94 | N | 1.94 | 1.94 | 1.94
SWIVEL-809 | 175883 | 60 | 134507 | 1/4 - 20 x 9/16, Control Swivel Material | VALLEY TOOL & DESIGN INC | SWIVEL-809 | 0 | 1.7733 | N | 0 | 1.7733 | 1.7733
SWP-1/2-BLK-100 | 10008 | 0 | 134045 | 1/2" Spiral wire wrap | KIMBALL ELECTRONICS INC | SWP-1/2-BLK-100 | 71 | 0 | N | 71 | 0 | 71
SWP-3/8-BLK-100 | 10008 | 0 | 134045 | 3/8" spiral wire wrap | KIMBALL ELECTRONICS INC | SWP-3/8-BLK-100 | 62.85 | 0 | N | 62.85 | 0 | 62.85
SX91403-05 | 175891 | 0 | 134179 | -40/300F DIG THMETER SOLAR | NEUCO INC. | SX91403-05 | 64.97 | 64.97 | N | 64.97 | 64.97 | 64.97
SY14S | 10008 | 1 | 134583 | STEAM TRAP SYPHON LOOP | MILJOCO-WEISS LLC | SY-14S | 4.9713 | 4.9713 | Y | 4.9713 | 9.736 | 9.736
SY14S | 166553 | 4 | 134583 | STEAM TRAP SYPHON LOOP | MILJOCO-WEISS LLC | SY-14S | 4.9713 | 9.736 | Y | 4.9713 | 9.736 | 9.736
SYPHONI2 | 175890 | 5 | 176827 | I/4IN NPT IRON PIGTAIL SYPHON | ENGINEERED SPECIALTY PRODUCTS INC | SYPHONI2 | 3.64 | 3.82 | Y | 3.64 | 3.82 | 3.82
SYS-2WTRB | 166553 | 5 | 130046 | SMKDET PHOTO 2W 12/24V RLY | System Sensor | 2WTR-B | 52.94 | 35 | N | 52.94 | 35 | 52.94
SYS-AOS | 10008 | 2 | 130046 | STROBE ADD-ON | System Sensor | AOS | 36.55 | 35.08 | N | 36.55 | 35.08 | 36.55
SYS-APA151 | 166553 | 17 | 130046 | REMOTE ANNUNCIATOR WITH PIEZO ALARM | System Sensor | APA151 | 28.84 | 26.6486 | Y | 28.84 | 27.68 | 28.84
SYS-APA151 | 166561 | 4 | 130046 | REMOTE ANNUNCIATOR WITH PIEZO ALARM | System Sensor | APA151 | 28.84 | 27.68 | Y | 28.84 | 27.68 | 28.84
SYS-BZWP | 10010 | 1 | 130046 | 4X4 WALL WHITE BEZEL KIT PLAIN | System Sensor | BZW-P | 36.82 | 22.55 | N | 36.82 | 22.55 | 36.82
SYS-D4120 | 10006 | 3 | 130046 | 4-Wire Photoelectric Duct Smoke Detector | System Sensor | D4120 | 102.74 | 95.2185 | Y | 102.74 | 100.1969 | 102.74
SYS-D4120 | 10008 | 24 | 130046 | 4-Wire Photoelectric Duct Smoke Detector | System Sensor | D4120 | 102.74 | 98.3954 | Y | 102.74 | 100.1969 | 102.74
SYS-D4120 | 10510 | 70 | 130046 | 4-Wire Photoelectric Duct Smoke Detector | System Sensor | D4120 | 102.74 | 98.5684 | Y | 102.74 | 100.1969 | 102.74
SYS-D4120 | 166553 | 13 | 130046 | 4-Wire Photoelectric Duct Smoke Detector | System Sensor | D4120 | 102.74 | 100.1969 | Y | 102.74 | 100.1969 | 102.74
SYS-D4120 | 166557 | 5 | 130046 | 4-Wire Photoelectric Duct Smoke Detector | System Sensor | D4120 | 102.74 | 98.6 | Y | 102.74 | 100.1969 | 102.74
SYS-D4120 | 166559 | 4 | 130046 | 4-Wire Photoelectric Duct Smoke Detector | System Sensor | D4120 | 102.74 | 98.6 | Y | 102.74 | 100.1969 | 102.74
SYS-D4120 | 166561 | 8 | 130046 | 4-Wire Photoelectric Duct Smoke Detector | System Sensor | D4120 | 102.74 | 98.6 | Y | 102.74 | 100.1969 | 102.74
SYS-D4120 | 175891 | 2 | 130046 | 4-Wire Photoelectric Duct Smoke Detector | System Sensor | D4120 | 102.74 | 98.5684 | Y | 102.74 | 100.1969 | 102.74
SYS-D4120W | 166553 | 9 | 130046 | 4W CONV COLOCATED DUCT NEMA 4 | System Sensor | D4120W | 145.95 | 143.2205 | Y | 145.95 | 143.2205 | 145.95
SYS-D4120W | 166559 | 3 | 130046 | 4W CONV COLOCATED DUCT NEMA 4 | System Sensor | D4120W | 145.95 | 134.88 | Y | 145.95 | 143.2205 | 145.95
SYS-D4S | 166553 | 7 | 130046 | OEM DUCT SENSOR BOARD ONLY | System Sensor | D4S | 94.74 | 88.8195 | Y | 94.74 | 88.8195 | 94.74
SYS-DST3 | 10006 | 8 | 130046 | DUCT PIPE 3ft WITH HOLES | System Sensor | DST3 | 8.72 | 7.2967 | Y | 8.72 | 8.37 | 8.72
SYS-DST3 | 10008 | 3 | 130046 | DUCT PIPE 3ft WITH HOLES | System Sensor | DST3 | 8.72 | 8.3093 | Y | 8.72 | 8.37 | 8.72
SYS-DST3 | 10510 | 40 | 130046 | DUCT PIPE 3ft WITH HOLES | System Sensor | DST3 | 8.72 | 8.2888 | Y | 8.72 | 8.37 | 8.72
SYS-DST3 | 166553 | 13 | 130046 | DUCT PIPE 3ft WITH HOLES | System Sensor | DST3 | 8.72 | 8.3626 | Y | 8.72 | 8.37 | 8.72
SYS-DST3 | 166561 | 5 | 130046 | DUCT PIPE 3ft WITH HOLES | System Sensor | DST3 | 8.72 | 8.37 | Y | 8.72 | 8.37 | 8.72
SYS-DST3 | 173042 | 6 | 130046 | DUCT PIPE 3ft WITH HOLES | System Sensor | DST3 | 8.72 | 7.81 | N | 8.72 | 8.37 | 8.72
SYS-DST3 | 175891 | 2 | 130046 | DUCT PIPE 3ft WITH HOLES | System Sensor | DST3 | 8.72 | 8.0412 | Y | 8.72 | 8.37 | 8.72
SYS-DST5 | 10008 | 7 | 130046 | DUCT PIPE 5ft WITH HOLES | System Sensor | DST5 | 11.74 | 10.27 | Y | 11.74 | 11.6295 | 11.74
SYS-DST5 | 10510 | 53 | 130046 | DUCT PIPE 5ft WITH HOLES | System Sensor | DST5 | 11.74 | 9.7705 | Y | 11.74 | 11.6295 | 11.74
SYS-DST5 | 166553 | 22 | 130046 | DUCT PIPE 5ft WITH HOLES | System Sensor | DST5 | 11.74 | 11.6295 | Y | 11.74 | 11.6295 | 11.74
SYS-DST5 | 166557 | 1 | 130046 | DUCT PIPE 5ft WITH HOLES | System Sensor | DST5 | 11.74 | 9.7705 | Y | 11.74 | 11.6295 | 11.74
SYS-DST5 | 166561 | 2 | 130046 | DUCT PIPE 5ft WITH HOLES | System Sensor | DST5 | 11.74 | 10.37 | Y | 11.74 | 11.6295 | 11.74
SYS-DST5 | 175891 | 2 | 130046 | DUCT PIPE 5ft WITH HOLES | System Sensor | DST5 | 11.74 | 9.7705 | Y | 11.74 | 11.6295 | 11.74
SYS-DUCTSD | 166553 | 11 | 130046 | 4-WIRE DUCT SMOKE DETECTOR | System Sensor | DUCTSD | 99.25 | 95.1841 | Y | 99.25 | 95.1841 | 99.25
SYS-LENSA | 10010 | 1 | 130046 | COLORED LENS WALL AMBER | System Sensor | LENS-A | 8.1 | 7.06 | Y | 8.1 | 7.06 | 8.1
SYS-LENSA2 | 10010 | 21 | 130046 | WALL AMBER LENS | System Sensor | LENS-A2 | 7.71 | 6.85 | N | 7.71 | 6.85 | 7.71
SYS-LENSA3 | 10010 | 11 | 130046 | WALL AMBER LENS, for P2WLEDP | System Sensor | LENS-A3 | 11.1 | 11.5375 | Y | 11.1 | 11.5375 | 11.5375
SYS-LENSB | 10010 | 2 | 130046 | COLORED LENS WALL BLUE | System Sensor | LENS-B | 7.8 | 7.49 | N | 7.8 | 7.49 | 7.8
SYS-LENSB2 | 10008 | 2 | 130046 | WALL BLUE LENS | System Sensor | LENS-B2 | 7.72 | 7.13 | Y | 7.72 | 7.13 | 7.72
SYS-LENSB2 | 10010 | 8 | 130046 | WALL BLUE LENS | System Sensor | LENS-B2 | 7.72 | 6.5889 | Y | 7.72 | 7.13 | 7.72
SYS-LENSG | 10010 | 1 | 130046 | COLORED LENS WALL GREEN | System Sensor | LENS-G | 7.72 | 7.06 | Y | 7.72 | 7.06 | 7.72
SYS-LENSG2 | 10010 | 5 | 130046 | WALL GREEN LENS | System Sensor | LENS-G2 | 7.85 | 5.54 | Y | 7.85 | 5.54 | 7.85
SYS-LENSG3 | 10010 | 10 | 130046 | WALL GREEN LENS, for P2WLEDP | System Sensor | LENS-G3 | 12.66 | 10.65 | N | 12.66 | 10.65 | 12.66
SYS-LENSR | 10010 | 6 | 130046 | COLORED LENS WALL RED | System Sensor | LENS-R | 7.13 | 5.8025 | Y | 7.13 | 12.7827 | 12.7827
SYS-LENSR | 175888 | 1 | 130046 | COLORED LENS WALL RED | System Sensor | LENS-R | 7.13 | 12.7827 | N | 7.13 | 12.7827 | 12.7827
SYS-LENSR2 | 10008 | 2 | 130046 | WALL RED LENS | System Sensor | LENS-R2 | 7.56 | 6.0967 | Y | 7.56 | 6.85 | 7.56
SYS-LENSR2 | 10010 | 5 | 130046 | WALL RED LENS | System Sensor | LENS-R2 | 7.56 | 6.85 | N | 7.56 | 6.85 | 7.56
SYS-LENSR3 | 10010 | 5 | 130046 | WALL RED LENS, for P2WLEDP | System Sensor | LENS-R3 | 12.66 | 12.83 | N | 12.66 | 12.83 | 12.83
SYS-M020900 | 10510 | 2 | 130046 | TEST MAGNET AFFIXED TO A TELESCOPIC POIN | System Sensor | M02-09-00 | 23.06 | 19.7647 | Y | 23.06 | 19.7647 | 23.06
SYS-MDL3W | 10010 | 18 | 130046 | SYNC MODULE 3 WHITE | System Sensor | MDL3W | 61.88 | 57.7042 | N | 61.88 | 57.7042 | 61.88
SYS-P2WHKP | 10010 | 2 | 130046 | 2W H/S HI CD OUTDR WHT PLAIN | System Sensor | P2WHK-P | 80.19 | 76.96 | N | 80.19 | 76.96 | 80.19
SYS-P2WKP | 10010 | 1 | 130046 | 2W H/S OUTDR WHT PLAIN | System Sensor | P2WK-P | 74.14 | 66.9725 | N | 74.14 | 66.9725 | 74.14
SYS-P2WLEDP | 10008 | 12 | 130046 | HORN/STRB 2W WHT WALL PLAIN, LED | System Sensor | P2WLED-P | 46.96 | 46.96 | Y | 46.96 | 46.96 | 46.96
SYS-P2WLEDP | 10010 | 21 | 130046 | HORN/STRB 2W WHT WALL PLAIN, LED | System Sensor | P2WLED-P | 46.96 | 46.5275 | Y | 46.96 | 46.96 | 46.96
SYS-P4WP | 166557 | 4 | 134502 | 4-Wire Horn/Strobe Standard White | VULCAIN ALARM DIVISION | P4W-P | 92.4 | 92.4 | N | 92.4 | 92.4 | 92.4
SYS-P4WP | 175891 | 9 | 134502 | 4-Wire Horn/Strobe Standard White | VULCAIN ALARM DIVISION | P4W-P | 92.4 | 92.4 | N | 92.4 | 92.4 | 92.4
SYS-RTS151 | 166553 | 3 | 130046 | REMOTE TEST STATION | System Sensor | RTS151 | 31.16 | 29.9 | Y | 31.16 | 29.9 | 31.16
SYS-RTS151 | 166561 | 4 | 130046 | REMOTE TEST STATION | System Sensor | RTS151 | 31.16 | 27.3271 | Y | 31.16 | 29.9 | 31.16
SYS-RTS151KEY | 10008 | 1 | 130046 | REMOTE TEST STATION WITH KEY | System Sensor | RTS151KEY | 47.09 | 45.19 | N | 47.09 | 45.19 | 47.09
SYS-RTS151KEY | 10510 | 8 | 130046 | REMOTE TEST STATION WITH KEY | System Sensor | RTS151KEY | 47.09 | 45.19 | Y | 47.09 | 45.19 | 47.09
SYS-RTS151KEY | 166553 | 5 | 130046 | REMOTE TEST STATION WITH KEY | System Sensor | RTS151KEY | 47.09 | 45.19 | Y | 47.09 | 45.19 | 47.09
SYS-RTS2AOS | 10008 | 1 | 130046 | ACCESSORY WITH STROBE ADD-ON | System Sensor | RTS2-AOS | 110.33 | 105.2267 | N | 110.33 | 105.88 | 110.33
SYS-RTS2AOS | 10510 | 1 | 130046 | ACCESSORY WITH STROBE ADD-ON | System Sensor | RTS2-AOS | 110.33 | 105.88 | Y | 110.33 | 105.88 | 110.33
SYS-RTS2AOS | 175891 | 1 | 130046 | ACCESSORY WITH STROBE ADD-ON | System Sensor | RTS2-AOS | 110.33 | 91.626 | Y | 110.33 | 105.88 | 110.33
T100F1395 | 175888 | 2 | 133921 | REMOTE 6 FT CAP TUBE | HONEYWELL INTERNATIONAL ECC US (HOFS) | T100F1395 | 37.5264 | 37.5264 | N | 37.5264 | 37.5264 | 37.5264
T11812A | 10510 | 696 | 187555 | 1/2 wall x 1 1/8 ID insul 6 ftArmacell / | ARMACELL | T11812A | 0.739 | 0.71838 | Y | 0.739 | 0.71838 | 0.739
T11834A | 10510 | 150 | 187555 | 3/4 wall x 1 1/8 ID insulationArmacell / | ARMACELL | T11834A | 1.219 | 1.1792 | Y | 1.219 | 1.1792 | 1.219
T1212A | 10510 | 546 | 187555 | 1/2 wall x 1/2 ID insulationArmacell / A | ARMACELL | T1212A | 0.483 | 0.47036 | Y | 0.483 | 0.47036 | 0.483
T12222W | 10510 | 8 | 187590 | Wireduct 2x2 white 6'PC/cover HLK | HALLOCK COMPANY INC. | T1-2222W | 14.55 | 14.55 | Y | 14.55 | 14.55 | 14.55
T12222W | 175891 | 7 | 187590 | Wireduct 2x2 white 6'PC/cover HLK | HALLOCK COMPANY INC. | T1-2222W | 14.55 | 14.55 | N | 14.55 | 14.55 | 14.55
T13812A | 10510 | 576 | 187555 | 1/2 wall x 1 3/8 ID insulationArmacell / | ARMACELL | T13812A | 0.802 | 0.79797 | Y | 0.802 | 0.79797 | 0.802
T13834A | 10510 | 168 | 187555 | 3/4 wall x 1 3/8 ID insulationArmacell / | ARMACELL | T13834A | 1.255 | 1.2297 | Y | 1.255 | 1.2297 | 1.255
T141FOOT | 166559 | 172 | 134342 | T141 Blue poly, per foot | SCHNEIDER ELECTRIC BUILDINGS AMERICAS, INC | T141FOOT | 0.301 | 0.52007 | N | 0.301 | 0.52007 | 0.52007
T141FOOT | 173042 | 10 | 134342 | T141 Blue poly, per foot | SCHNEIDER ELECTRIC BUILDINGS AMERICAS, INC | T141FOOT | 0.301 | 0.52007 | N | 0.301 | 0.52007 | 0.52007
T14A | 10510 | 12 | 176751 | JBI 1/4 flare tee1/4 x 1/4 x 1/8 MPT bra | J/B INDUSTRIES INC | T1-4A | 1.735 | 1.735 | Y | 1.735 | 1.735 | 1.735
T14A | 175891 | 2 | 176751 | JBI 1/4 flare tee1/4 x 1/4 x 1/8 MPT bra | J/B INDUSTRIES INC | T1-4A | 1.735 | 0.69 | N | 1.735 | 1.735 | 1.735
T15 | 10510 | 9 | 187580 | Edison 15 amp plug fuse(light bulb type | CGNA/EDISON FUSEGEAR | T-15 | 2.184 | 2.0664 | Y | 2.184 | 2.0664 | 2.184
T1567 | 166553 | 204 | 169001 | 1/4 Hard CopperTube 12ft | Small Tube Products | T1567 | 0.5814 | 0.48394 | Y | 0.5814 | 0.5814 | 0.5814
T1567 | 166559 | 1680 | 169001 | 1/4 Hard CopperTube 12ft | Small Tube Products | T1567 | 0.5814 | 0.48568 | Y | 0.5814 | 0.5814 | 0.5814
T1567 | 166560 | 96 | 169001 | 1/4 Hard CopperTube 12ft | Small Tube Products | T1567 | 0.5814 | 0.443 | Y | 0.5814 | 0.5814 | 0.5814
T1567 | 166561 | 1080 | 169001 | 1/4 Hard CopperTube 12ft | Small Tube Products | T1567 | 0.5814 | 0.5814 | Y | 0.5814 | 0.5814 | 0.5814
T1579 | 166559 | 204 | 169001 | 3/8 Hard Copper SOLD PER 12FT STICK | Small Tube Products | T1579 | 10.16 | 0.7493 | N | 10.16 | 10.159 | 10.16
T1579 | 166561 | 144 | 134342 | 3/8 Hard Copper SOLD PER 12FT STICK | SCHNEIDER ELECTRIC BUILDINGS AMERICAS, INC | T1579 | 10.16 | 1.0132 | N | 10.16 | 10.159 | 10.16
T1579 | 175890 | 17 | 134342 | 3/8 Hard Copper SOLD PER 12FT STICK | SCHNEIDER ELECTRIC BUILDINGS AMERICAS, INC | T1579 | 10.16 | 10.159 | N | 10.16 | 10.159 | 10.16
T15812A | 10510 | 330 | 187555 | 1/2 wall x 1 5/8 ID insulationArmacell / | ARMACELL | T15812A | 1.158 | 1.1024 | Y | 1.158 | 1.1024 | 1.158
T15834A | 10510 | 210 | 187555 | 3/4 wall x 1 5/8 ID insulationArmacell / | ARMACELL | T15834A | 1.813 | 1.7756 | Y | 1.813 | 1.7756 | 1.813
T1584 | 166561 | 216 | 134342 | 1/2 Hard Copper Tube SOLD BY 12FT ST | SCHNEIDER ELECTRIC BUILDINGS AMERICAS, INC | T1584 | 13.9 | 0.9347 | N | 13.9 | 13.8995 | 13.9
T1584 | 175890 | 17 | 134342 | 1/2 Hard Copper Tube SOLD BY 12FT ST | SCHNEIDER ELECTRIC BUILDINGS AMERICAS, INC | T1584 | 13.9 | 13.8995 | N | 13.9 | 13.8995 | 13.9
T1E1515W | 10510 | 19 | 187590 | Wireduct 1.5x1.5 white 6'PC/cover HLK | HALLOCK COMPANY INC. | T1E-1515W | 14.2111 | 14.6848 | Y | 14.2111 | 14.6848 | 14.6848
T1E1515W | 175891 | 5 | 187590 | Wireduct 1.5x1.5 white 6'PC/cover HLK | HALLOCK COMPANY INC. | T1E-1515W | 14.2111 | 14.6848 | Y | 14.2111 | 14.6848 | 14.6848
T20275 | 10510 | 3 | 176751 | JBI 3/4 flare/swagekit with yoke and bar | J/B INDUSTRIES INC | T20275 | 100.815 | 100.815 | Y | 100.815 | 100.815 | 100.815
T210 | 10510 | 7 | 176751 | JBI 5/8 flare teebrass fitting | J/B INDUSTRIES INC | T2-10 | 4.6 | 4.2421 | Y | 4.6 | 4.6 | 4.6
T210 | 175891 | 4 | 176751 | JBI 5/8 flare teebrass fitting | J/B INDUSTRIES INC | T2-10 | 4.6 | 4.6 | Y | 4.6 | 4.6 | 4.6
T21812A | 10510 | 258 | 187555 | 1/2 wall x 2 1/8 ID insulationArmacell / | ARMACELL | T21812A | 1.26 | 1.1556 | Y | 1.26 | 1.1556 | 1.26
T21834A | 10510 | 138 | 187555 | 3/4 wall x 2 1/8 ID insulationArmacell / | ARMACELL | T21834A | 1.556 | 1.5323 | Y | 1.556 | 1.5323 | 1.556
T24 | 10510 | 9 | 176751 | JBI 1/4 flare teebrass fitting | J/B INDUSTRIES INC | T2-4 | 1.761 | 1.7503 | Y | 1.761 | 1.7503 | 1.761
T24 | 175891 | 3 | 176751 | JBI 1/4 flare teebrass fitting | J/B INDUSTRIES INC | T2-4 | 1.761 | 1.689 | Y | 1.761 | 1.7503 | 1.761
T25812A | 10510 | 252 | 187555 | 1/2 wall x 2 5/8 ID insulationArmacell / | ARMACELL | T25812A | 1.635 | 1.3735 | Y | 1.635 | 1.3735 | 1.635
T25834A | 10510 | 198 | 187555 | 3/4 wall x 2 5/8 ID insulationArmacell / | ARMACELL | T25834A | 2.533 | 2.0348 | Y | 2.533 | 2.0348 | 2.533
T26 | 10510 | 9 | 176751 | JBI 3/8 flare teebrass fitting | J/B INDUSTRIES INC | T2-6 | 3.2939 | 2.9912 | Y | 3.2939 | 2.9912 | 3.2939
T26 | 175891 | 4 | 176751 | JBI 3/8 flare teebrass fitting | J/B INDUSTRIES INC | T2-6 | 3.2939 | 1.03 | Y | 3.2939 | 2.9912 | 3.2939
T28 | 10510 | 7 | 176751 | JBI 1/2 flare teebrass fitting | J/B INDUSTRIES INC | T2-8 | 2.685 | 2.5257 | Y | 2.685 | 2.5257 | 2.685
T28 | 175891 | 4 | 176751 | JBI 1/2 flare teebrass fitting | J/B INDUSTRIES INC | T2-8 | 2.685 | 1.69 | Y | 2.685 | 2.5257 | 2.685
T30 | 10510 | 29 | 187580 | Edison 30 amp plug fuse(light bulb type | CGNA/EDISON FUSEGEAR | T-30 | 1.15 | 1.1492 | Y | 1.15 | 1.1492 | 1.15
T31812A | 10510 | 24 | 187555 | 1/2 wall x 3 1/8 ID insulationArmacell / | ARMACELL | T31812A | 1.465 | 1.465 | Y | 1.465 | 1.465 | 1.465
T3412A | 10510 | 761 | 187555 | 1/2 wall x 3/4 ID insulationArmacell / A | ARMACELL | T3412A | 0.8 | 0.68592 | Y | 0.8 | 0.68592 | 0.8
T5600 | 10510 | 2 | 133849 | Fluke voltage, continuity &current teste | FLUKE ELECTRONICS CORPORATION | T5-600 | 116.812 | 112.5165 | Y | 116.812 | 112.5165 | 116.812
T5600 | 175891 | 1 | 133849 | Fluke voltage, continuity &current teste | FLUKE ELECTRONICS CORPORATION | T5-600 | 116.812 | 102.69 | Y | 116.812 | 112.5165 | 116.812
T5812A | 10510 | 498 | 187555 | 1/2 wall x 5/8 ID insulationArmacell / A | ARMACELL | T5812A | 0.616 | 0.60714 | Y | 0.616 | 0.60714 | 0.616
T600MSN4 | 175891 | 1 | 134012 | 2HT 2 CL NON-PROGAMMABLE THERMOSTAT | JOHNSON CONTROLS NORTH AMERICAN PRODUCTS (JCI) | T600MSN4 | 0 | 0 | N | 0 | 0 | 0
T600MSP4 | 175888 | 7 | 134012 | MLTSTG.2H/2C.PROG THERMOSTAT | JOHNSON CONTROLS NORTH AMERICAN PRODUCTS (JCI) | T600MSP-4 | 147.654 | 147.654 | N | 147.654 | 147.654 | 147.654
T61000 | 10510 | 1 | 133849 | Fluke voltage sense, ohmcurrent, up to 1 | FLUKE ELECTRONICS CORPORATION | T6-1000 | 281.19 | 281.19 | Y | 281.19 | 281.19 | 281.19
T61000 | 175891 | 2 | 133849 | Fluke voltage sense, ohmcurrent, up to 1 | FLUKE ELECTRONICS CORPORATION | T6-1000 | 281.19 | 273.59 | Y | 281.19 | 281.19 | 281.19
T614 | 10510 | 10 | 187580 | Edison 6-1/4 amp plug fuse(light bulb ty | CGNA/EDISON FUSEGEAR | T-6 1/4 | 3.686 | 3.686 | Y | 3.686 | 3.686 | 3.686
T64 | 10510 | 1 | 176751 | $$$JBI 1/4 flare tee1/4FL x 1/4FL x 1/4 | J/B INDUSTRIES INC | T6-4 | 1.66 | 1.66 | Y | 1.66 | 1.66 | 1.66
T7100F1006 | 175883 | 3 | 133921 | Non Prog. Comm. Stat | HONEYWELL INTERNATIONAL ECC US (HOFS) | T7100F1006 | 66.84 | 66.84 | N | 66.84 | 66.84 | 66.84
T7401B | 10510 | 2 | 133886 | 7DAY 120V 4PST W/OUT CARRYOVER | INTERMATIC INC. | T7401B | 152.11 | 152.11 | Y | 152.11 | 152.11 | 152.11
T7460LONJACK | 175883 | 55 | 133921 | LONJACK WALL PLATE F/T7560 | HONEYWELL INTERNATIONAL ECC US (HOFS) | T7460-LONJACK | 4.73 | 4.73 | N | 4.73 | 4.73 | 4.73
T7560LONJACKB | 175883 | 3 | 133921 | room sensor | HONEYWELL INTERNATIONAL ECC US (HOFS) | T7560LONJACKB | 4.51 | 4.51 | N | 4.51 | 4.51 | 4.51
T7750D1004 | 175888 | 1 | 133921 | EXCEL STAT | HONEYWELL INTERNATIONAL ECC US (HOFS) | T7750D1004 | 36.6437 | 36.6437 | N | 36.6437 | 36.6437 | 36.6437
T7812A | 10510 | 989 | 187555 | 1/2 wall x 7/8 ID insulationArmacell / A | ARMACELL | T7812A | 0.699 | 0.69539 | Y | 0.699 | 0.69539 | 0.699
T7834A | 10510 | 233 | 187555 | 3/4 wall x 7/8 ID insulationArmacell / A | ARMACELL | T7834A | 1.043 | 0.97191 | Y | 1.043 | 0.97191 | 1.043
T8 | 10510 | 3 | 187580 | Edison 8 amp plug fuse(light bulb type b | CGNA/EDISON FUSEGEAR | T-8 | 7.7 | 7.7 | Y | 7.7 | 7.7 | 7.7
T8775C1005U | 175891 | 1 | 133358 | HONEYWELL ELECTRONIC NONPROGRAMMABLE THE | ADEMCO, INC. (Resideo) | T8775C1005/U | 41.1346 | 41.1346 | N | 41.1346 | 41.1346 | 41.1346
T92P7A22120 | 166561 | 8 | 133383 | 30 Amp Switch Relay, 120V,DPST | RS AMERICAS INC. | T92P7A22-120 | 13.12 | 13.1195 | N | 13.12 | 13.1195 | 13.12
T92S7A2224 | 166553 | 1 | 134179 | RELAY DPST -NO, 30A 24VAC | NEUCO INC. | T92S7A22-24 | 29.85 | 29.85 | N | 29.85 | 29.85 | 29.85
T991A1210 | 175888 | 1 | 133921 | 5FT CAP 59/167F 2SENSOR PROP TEMP CTRL | HONEYWELL INTERNATIONAL ECC US (HOFS) | T991A1210 | 0.01 | 0.01 | N | 0.01 | 0.01 | 0.01
TA-1FP-HF-15 | 175891 | 0 | 176688 | 1fp-hf-15 (4 bolt) for hoffman 3/4 | TUNSTALL CORPORATION | TA-1FP-HF-15 | 111.19 | 111.19 | N | 111.19 | 111.19 | 111.19
TA-1FP-SA-15 | 175891 | 0 | 176688 | 6 bolt f&t face plate | TUNSTALL CORPORATION | TA-1FP-SA-15 | 100.07 | 100.4977 | N | 100.07 | 100.4977 | 100.4977
TA-1FP-WM-15 | 175891 | 0 | 176688 | wastson mc 3/4 ft-3 #15 | TUNSTALL CORPORATION | WMW-KIT-07-02 TA-1FP-WM-15 | 100.07 | 100.07 | N | 100.07 | 100.07 | 100.07
TA-1RK-REA-66CL | 175891 | 0 | 176688 | f& t repair kit 1 1/4 | TUNSTALL CORPORATION | TA-1RK-REA-66CL | 103.73 | 103.73 | N | 103.73 | 103.73 | 103.73
TA-4RK-SA-15 | 175891 | 0 | 176688 | repair kit sarco 1 1/2 | TUNSTALL CORPORATION | TA-4RK-SA-15 | 200.54 | 200.54 | N | 200.54 | 200.54 | 200.54
TA-7FP-HF [E] | 175891 | 0 | 176688 | face plate /hoffman ft015h | TUNSTALL CORPORATION | TA-7FP-HF [E] | 100.07 | 100.07 | N | 100.07 | 100.07 | 100.07
TA-FT3-15 | 175891 | 2 | 176688 | FLOAT & THERMSTATIC TRAP | TUNSTALL CORPORATION | TA-FT3-15 | 139.66 | 139.66 | N | 139.66 | 139.66 | 139.66
TA167006 | 166561 | 1 | 168973 | PECO THERMOSTAT | PECO, Astronics Corporation | TA-167-006 | 71.73 | 71.73 | N | 71.73 | 71.73 | 71.73
TA17AG | 10510 | 1 | 176765 | $$Chandler high temp coil1/2 FN x 3/8 ID | HEATCRAFT REFRIGERATION PRODUCTS LLC | TA17AG | 154.1 | 154.1 | N | 154.1 | 154.1 | 154.1
TA180001 | 10008 | 7 | 134591 | 7-Day Programmable, 1 Heat/1 Cool | G & O THERMAL SUPPLY | TA180-001 | 88.27 | 88.27 | N | 88.27 | 88.27 | 88.27
TA1RKREA55AL | 175891 | 0 | 176688 | TUNSTAL REPAIR KIT | TUNSTALL CORPORATION | TA-1RK-REA- 55AL | 94.92 | 89.9 | N | 94.92 | 89.9 | 94.92
TA2 | 10510 | 3 | 134395 | Supco temperature alarm120VAC | SUPCO SEALED UNIT PARTS CO., INC. / NSI | TA2 | 59.95 | 59.95 | N | 59.95 | 59.95 | 59.95
TAC-ZVC4044 | 173042 | 1 | 175074 | ZONE CONTROLLER FOR 3+1. 4 ZONE VALVES | EMERSON SWAN INC | TAC-ZVC4044 | 121 | 121 | N | 121 | 121 | 121
TAC555050RP | 173042 | 6 | 175074 | ZONE VALVE OPERATOR | EMERSON SWAN INC | TAC-555050RP | 86.7 | 91.9167 | Y | 86.7 | 91.9167 | 91.9167
TACKLEBOX | 166559 | 28 | 168975 | TACKLEBOX for TK-1 Pneu Kits | Pure Fishing Inc. | TACKLEBOX | 8.9 | 8.5007 | N | 8.9 | 8.5859 | 8.9
TACKLEBOX | 166560 | 4 | 168817 | TACKLEBOX for TK-1 Pneu Kits | Academy Sports & Outdoors ** | TACKLEBOX | 8.9 | 8.5031 | N | 8.9 | 8.5859 | 8.9
TACKLEBOX | 166561 | 14 | 168817 | TACKLEBOX for TK-1 Pneu Kits | Academy Sports & Outdoors ** | TACKLEBOX | 8.9 | 8.5859 | Y | 8.9 | 8.5859 | 8.9
TACKLEBOX | 173042 | 10 | 168817 | TACKLEBOX for TK-1 Pneu Kits | Academy Sports & Outdoors ** | TACKLEBOX | 8.9 | 8.5007 | N | 8.9 | 8.5859 | 8.9
TACKLEFOAM | 166559 | 53 | 168914 | TK1 foam insert | Houston Foam Plastics | TACKLEFOAM | 13.92 | 13.92 | N | 13.92 | 13.92 | 13.92
TACKLEFOAM | 166560 | 4 | 168914 | TK1 foam insert | Houston Foam Plastics | TACKLEFOAM | 13.92 | 13.9044 | N | 13.92 | 13.92 | 13.92
TACKLEFOAM | 166561 | 14 | 168914 | TK1 foam insert | Houston Foam Plastics | TACKLEFOAM | 13.92 | 13.4724 | N | 13.92 | 13.92 | 13.92
TACKLEFOAM | 173042 | 10 | 168914 | TK1 foam insert | Houston Foam Plastics | TACKLEFOAM | 13.92 | 13.92 | N | 13.92 | 13.92 | 13.92
TACLFM1203S1 | 173042 | 4 | 175074 | 120V.MAN.RESET,LWCO,STEAM & HW | EMERSON SWAN INC | TAC-LFM1203S1 | 151.87 | 179.4452 | Y | 151.87 | 179.4452 | 179.4452
TACSR5014 | 173042 | 3 | 175074 | 1 ZONE TRANSFORMER RELAY(SR100 TYPE) | EMERSON SWAN INC | TAC-SR5014 | 49.09 | 59.325 | Y | 49.09 | 59.325 | 59.325
TAX | 175891 | 1 | 168925 | TAX | Interstate Electric (CGNA) | TAX | 0 | 0 | N | 0 | 0 | 0
TB7600A5014W | 175883 | 26 | 133921 | thermostat | HONEYWELL INTERNATIONAL ECC US (HOFS) | TB7600A5014W | 183.52 | 183.52 | N | 183.52 | 183.52 | 183.52
TBL1US | 175883 | 1 | 134457 | Tosibox Lock 100 (replaced by TBL15) | TOSIBOX, INC. | TBL1US | 300.6978 | 300.6978 | N | 300.6978 | 300.6978 | 300.6978
TBL2US | 10510 | 7 | 134457 | Tosibox Lock 200 | TOSIBOX, INC. | TBL2US | 416.9595 | 411 | N | 416.9595 | 416.9595 | 416.9595
TBL2US | 166561 | 1 | 134457 | Tosibox Lock 200 | TOSIBOX, INC. | TBL2US | 416.9595 | 411 | N | 416.9595 | 416.9595 | 416.9595
TBL2US | 175883 | 1 | 134457 | Tosibox Lock 200 | TOSIBOX, INC. | TBL2US | 416.9595 | 416.9595 | N | 416.9595 | 416.9595 | 416.9595
TBL2US | 175888 | 3 | 134457 | Tosibox Lock 200 | TOSIBOX, INC. | TBL2US | 416.9595 | 416.9595 | N | 416.9595 | 416.9595 | 416.9595
TBL2US | 175891 | 10 | 134457 | Tosibox Lock 200 | TOSIBOX, INC. | TBL2US | 416.9595 | 411.596 | N | 416.9595 | 416.9595 | 416.9595
TBL350 | 175891 | 1 | 134457 | Tosibox Lock 350 | TOSIBOX, INC. | TBL350 | 0 | 384 | N | 0 | 384 | 384
TBSKIT100 | 175888 | 1 | 134457 | Tosibox Starter Kit: TOSIBOX Key | TOSIBOX, INC. | TBSKIT100 | 477.3182 | 458.9598 | N | 477.3182 | 458.9598 | 477.3182
TBSKIT200 | 10510 | 1 | 134457 | Tosibox Starter Kit: TOSIBOX Key | TOSIBOX, INC. | TBSKIT200 | 598.2304 | 567 | N | 598.2304 | 575.2215 | 598.2304
TBSKIT200 | 175888 | 1 | 134457 | Tosibox Starter Kit: TOSIBOX Key | TOSIBOX, INC. | TBSKIT200 | 598.2304 | 575.2215 | N | 598.2304 | 575.2215 | 598.2304
TBSKIT500 | 175891 | 1 | 134457 | Tosibox Starter Kit: TOSIBOX Key | TOSIBOX, INC. | TBSKIT500 | 781.8143 | 751.7445 | N | 781.8143 | 751.7445 | 781.8143
TBSKIT500I | 175891 | 1 | 134457 | Tosibox Starter Kit, Key, Mobile Client, | TOSIBOX, INC. | TBSKIT500I | 925.224 | 925.224 | N | 925.224 | 925.224 | 925.224
TBTHV3360A | 10008 | 2 | 134177 | neptronic 180in lb. 115/240v. actuator. | NATIONAL ENVIRONMENTAL PROD. | TBTHV3360A | 257.84 | 257.84 | N | 257.84 | 257.84 | 257.84
TC24 | 10510 | 2 | 133856 | Fieldpiece pipeclamp lead3/8 to 1 3/8 | FIELDPIECE INSTRUMENTS, INC. | TC24 | 54.02 | 52 | Y | 54.02 | 54.02 | 54.02
TC24 | 10770 | 1 | 133856 | Fieldpiece pipeclamp lead3/8 to 1 3/8 | FIELDPIECE INSTRUMENTS, INC. | TC24 | 54.02 | 54.02 | N | 54.02 | 54.02 | 54.02
TC24 | 175883 | 1 | 133856 | Fieldpiece pipeclamp lead3/8 to 1 3/8 | FIELDPIECE INSTRUMENTS, INC. | TC24 | 54.02 | 51.88 | N | 54.02 | 54.02 | 54.02
TCLE10HC | 10510 | 1 | 134565 | Alco expansion valve L/flange10 ton R22 | COPELAND COMFORT CONTROL LP | TCLE10HC | 63.145 | 63.145 | Y | 63.145 | 63.145 | 63.145
TCLE2HC | 10510 | 1 | 134565 | Alco expansion valve L/flange2 ton R22 0 | COPELAND COMFORT CONTROL LP | TCLE2HC | 51.796 | 51.796 | Y | 51.796 | 51.796 | 51.796
TCSCQ1101 | 173042 | 3 | 133632 | MIN/MAX POSITION MODULE | TCS/BASYS CONTROLS | TCS-CQ1101 | 49 | 49 | N | 49 | 49 | 49
TCSCX1140 | 173042 | 1 | 133632 | UNIV.INPUT/SETPOINT-2 POS. | TCS/BASYS CONTROLS | TCS-CX1140 | 59.5 | 59.5 | N | 59.5 | 59.5 | 59.5
TCSD | 10510 | 2 | 187643 | Uniweld Tip CleanerStandard | UNIWELD PRODUCTS INC. | TCSD | 4.24 | 4.24 | Y | 4.24 | 4.24 | 4.24
TCSID1003 | 173042 | 4 | 133632 | LED DISPLAY 0/3"WCD | TCS/BASYS CONTROLS | TCS-ID1003 | 69.5 | 69.5 | N | 69.5 | 69.5 | 69.5
TCSSC1140 | 173042 | 2 | 133632 | UNIV.SETPOINT-GP MOUNT W/RESET | TCS/BASYS CONTROLS | TCS-SC1140 | 58.49 | 58.49 | N | 58.49 | 58.49 | 58.49
TCSTD1080 | 173042 | 1 | 133632 | 0/3"DIFF.PRES.TRANSMITTER | TCS/BASYS CONTROLS | TCS-TD1080 | 105.01 | 105.01 | N | 105.01 | 105.01 | 105.01
TCSTZ1001 | 173042 | 1 | 133632 | TEMP/RH ROOM XMITTER L/DISPLAY | TCS/BASYS CONTROLS | TCS-TZ1001 | 119.5 | 119.5 | N | 119.5 | 119.5 | 119.5
TDU120AKA | 175891 | 2 | 177071 | 11 PIN, TIMING RELAY, SPDT, 120V | AUTOMATIC TIME CONTROLS | TDU120AKA | 126.27 | 126.27 | Y | 126.27 | 126.27 | 126.27
TDU24AKA | 175891 | 3 | 177071 | DEI 24V 11 PIN TIME DELAY | AUTOMATIC TIME CONTROLS | TDU24AKA | 135.1 | 135.1 | N | 135.1 | 135.1 | 135.1
TE-702-A-12-A | 175883 | 4 | 134179 | "10K 2 4"" Duct Sensor PolyCarb Encl" | NEUCO INC. | TE-702-A-12-A | 0 | 7.54 | N | 0 | 7.54 | 7.54
TE-702-A-7-A | 175883 | 1 | 134179 | "10K 3 4"" Duct Sensor PolyCarb Encl" | NEUCO INC. | TE-702-A-7-A | 0 | 7.36 | N | 0 | 7.36 | 7.36
TE-703-C-14-A | 175883 | 2 | 134179 | "1,035 Ohm Silicon PTC Sensor, 4""" | NEUCO INC. | TE-703-C-14-A | 0 | 8.36 | N | 0 | 8.36 | 8.36
TE-705-B-12-C-1 | 10008 | 2 | 133921 | 24 AVERAGING SENSOR ALUMINUM | HONEYWELL INTERNATIONAL ECC US (HOFS) | TE705B12C1 | 44.86 | 44.86 | N | 44.86 | 44.86 | 44.86
TE205EX70 | 175888 | 1 | 134145 | EXECUTIVE SPACE SENS | MAMAC SYSTEMS, INC. | TE205EX70 | 4.5 | 4.5 | N | 4.5 | 4.5 | 4.5
TE205EXBC4 | 175891 | 59 | 134145 | MAMAC SENSOR | MAMAC SYSTEMS, INC. | TE205EXBC4 | 6.5943 | 6.5942 | N | 6.5943 | 6.5942 | 6.5943
TE205G12 | 166561 | 25 | 134145 | 10K TYPE II Raw Sensor | MAMAC SYSTEMS, INC. | TE205G12 | 3 | 8.06 | N | 3 | 8.06 | 8.06
TE205P4 | 175888 | 20 | 134179 | FLUSH MT SS 1K NI | NEUCO INC. | TE205P4 | 15.633 | 15.7332 | Y | 15.633 | 15.7332 | 15.7332
TE61003 | 175891 | 1 | 134012 | TEMP SENS DUAL WOUND | JOHNSON CONTROLS NORTH AMERICAN PRODUCTS (JCI) | TE-6100-3 | 70.131 | 70.131 | N | 70.131 | 70.131 | 70.131
TE6410W2000 | 175888 | 1 | 134012 | STAT SNGL WB MTG. | JOHNSON CONTROLS NORTH AMERICAN PRODUCTS (JCI) | TE-6410W-2000 | 20.516 | 20.516 | N | 20.516 | 20.516 | 20.516
TE701A12B | 10008 | 2 | 133665 | 6" FLANGE MOUNT 10K | CONTROL CONSULTANTS INC | TE-701-A-12-B | 4.52 | 4.52 | N | 4.52 | 4.52 | 4.52
TE701B1A | 175888 | 10 | 134145 | TEMP SENSOR, DUCT, 100 RTD 385, 4.00" PR | MAMAC SYSTEMS, INC. | TE701B1A | 0 | 0 | N | 0 | 0 | 0
TE702A4C | 175888 | 1 | 134145 | TE702A4C MAM | MAMAC SYSTEMS, INC. | TE702A4C | 6.5 | 6.5 | N | 6.5 | 6.5 | 6.5
TE702B12C | 175890 | 3 | 134145 | TE-702-B-12-C MAMAC #12, 10K OHM | MAMAC SYSTEMS, INC. | TE702B12C | 8.4729 | 8.4729 | N | 8.4729 | 8.4729 | 8.4729
TE702B4C | 175888 | 5 | 134145 | Duct Sensor 1K NI Galv Encl 8" Probe | MAMAC SYSTEMS, INC. | TE-702-B-4-C | 7.6088 | 7.6087 | N | 7.6088 | 7.6087 | 7.6088
TE702B7D | 175888 | 4 | 134145 | 10K DUCT SENSOR | MAMAC SYSTEMS, INC. | TE-205-B-7-D-2 | 6.5 | 6.5 | N | 6.5 | 6.5 | 6.5
TE703A12A3 | 10008 | 6 | 133665 | 4" IMMERSION SENSOR 1/2"NPT | CONTROL CONSULTANTS INC | TE-703-A-12-A-3 | 6.78 | 6.78 | N | 6.78 | 6.78 | 6.78
TE703C4A | 175888 | 5 | 134145 | 4INCH IMMERSION | MAMAC SYSTEMS, INC. | TE703C4A | 8 | 8 | N | 8 | 8 | 8
TE704C12 | 10008 | 3 | 133665 | MAMAC SURFACE TEMP SENSOR | CONTROL CONSULTANTS INC | TE-704-C-12 | 7.84 | 7.84 | N | 7.84 | 7.84 | 7.84
TE707B12C2 | 166559 | 0 | 134145 | Flexible Averaging Temperature Sensor | MAMAC SYSTEMS, INC. | TE-707-B-12-C-2 | 56.76 | 0 | N | 56.76 | 0 | 56.76
TEC26034 | 175891 | 1 | 134012 | BACNET-MS/TP MULTI-STAGE STAT | JOHNSON CONTROLS NORTH AMERICAN PRODUCTS (JCI) | TEC2603-4 | 323.66 | 323.66 | N | 323.66 | 323.66 | 323.66
TEC303001000 | 175891 | 1 | 134012 | TEC3030-01-000 | JOHNSON CONTROLS NORTH AMERICAN PRODUCTS (JCI) | TEC303001000 | 195.6362 | 195.6362 | N | 195.6362 | 195.6362 | 195.6362
TEC363100000 | 175891 | 1 | 134012 | TSTAT, MSTP OR N2, RTU/HEAT PUMP WITH | JOHNSON CONTROLS NORTH AMERICAN PRODUCTS (JCI) | TEC3631-00-000 | 251.3728 | 251.3728 | N | 251.3728 | 251.3728 | 251.3728
TEC363101000 | 175891 | 10 | 134012 | TSTAT, MSTP OR N2, RTU/HEAT PUMP WITH | JOHNSON CONTROLS NORTH AMERICAN PRODUCTS (JCI) | TEC3631-01-000 | 251.3728 | 251.3728 | N | 251.3728 | 251.3728 | 251.3728
TECX32A08A | 10770 | 0 | 176911 | 480v 20 HP Motor Starter with overload | ELECTRICAL AND ELECTRONIC CONTROLS, INC. | TECX-320A0-8A | 76.7 | 76.7 | N | 76.7 | 76.7 | 76.7
TEDFGB064400 | 10008 | 15 | 133777 | 10K TYPE II 6" DUCT TEMP SENSOR | DWYER INSTRUMENTS, INC. | TE-DFG-B0644-00 | 11.07 | 11.07 | N | 11.07 | 11.07 | 11.07
TEIBGB044412 | 10008 | 5 | 133777 | 10K Type II 4" Immersion Temp Sensor | DWYER INSTRUMENTS, INC. | TE-IBG-B0444-12 | 14.49 | 14.49 | Y | 14.49 | 14.49 | 14.49
TEKMAR 090 | 10008 | 2 | 134074 | SNOW / ICE SENSOR IN-SLAB 65 WIRE | LUNDQUIST SALES, INC. | TEKMAR 090 | 665.7438 | 649.3349 | Y | 665.7438 | 649.3349 | 665.7438
TEMPSTICKB | 166561 | 1 | 168917 | WiFi Temp and Humidity Sensor-Black | Ideal Sciences | TEMPSTICKB | 139 | 139 | N | 139 | 139 | 139
TERMINAL STRIP BLOCK *1 | 175883 | 38 | 134179 | Terminal Block and Strip 4/5/6 Positions | NEUCO INC. | TERMINAL STRIP BLOCK *1 | 0 | 1.9967 | N | 0 | 1.9967 | 1.9967
TERMINAL STRIP BLOCK *2 | 175883 | 23 | 134179 | Terminal Block and Strip 8/10/12 Positio | NEUCO INC. | TERMINAL STRIP BLOCK *2 | 0 | 1.0242 | N | 0 | 1.0242 | 1.0242
TES-05540621 | 173042 | 1 | 134425 | 300 PRINTER | TESTO INC. | TES-05540621 | 259.35 | 259.35 | Y | 259.35 | 259.35 | 259.35
TES-300 | 166559 | 1 | 168979 | SER# 0633-3002-50 | PACKAGED SYSTEMS INC. | 300 | 6.76 | 6.76 | N | 6.76 | 6.76 | 6.76
TES-5540549 | 173042 | 1 | 134425 | TESTO IR PRINTER(REPLACES 0554.0547) | TESTO INC. | 0554 0549 | 231.4 | 231.4 | N | 231.4 | 231.4 | 231.4
TES-5606054 | 175891 | 1 | 134425 | 605-H2 DIGITAL PSYCHROMETER | TESTO INC. | 0560 6054 | 101.5 | 101.5 | N | 101.5 | 101.5 | 101.5
TES03930060 | 10510 | 5 | 134425 | CO SENSOR | TESTO INC. | TES-0393 0060 | 183.465 | 179.448 | Y | 183.465 | 179.448 | 183.465
TES0563051001 | 173042 | 2 | 134425 | 510 MANOMETER KIT | TESTO INC. | TES-0563051001 | 143 | 146.25 | Y | 143 | 146.25 | 146.25
TF115001 | 173042 | 1 | 134179 | Line Volt Mechanical Thermostat 40-110 | NEUCO INC. | TF115-001 | 35.18 | 35.18 | N | 35.18 | 35.18 | 35.18
TF12 | 10008 | 2 | 133778 | Teflon Tape 1/2" x 260" | DX ELECTRIC COMPANY | TF-12 | 0.61 | 0.61 | N | 0.61 | 0.61 | 0.61
TF142SODP20 | 166559 | 0 | 134179 | 34/70f M/R Low Limit DPDT | NEUCO INC. | TF142-SODP20 | 234.26 | 0 | N | 234.26 | 0 | 234.26
TF6533 | 166561 | 1 | 133344 | ABB Overload 33amp | ABB INC. | TF65-33 | 55.76 | 55.76 | N | 55.76 | 55.76 | 55.76
TFBJ-3442 | 175891 | 0 | 176688 | trane 3/4 | TUNSTALL CORPORATION | TFBJ-3442 | 28.8 | 28.8 | N | 28.8 | 28.8 | 28.8
TFBJ1950 | 175891 | 10 | 176688 | TUNSTALL CAPSULE EQUAL B&J 1950 | TUNSTALL CORPORATION | TFBJ1950 | 17 | 17 | N | 17 | 17 | 17
TFM351 | 10510 | 5 | 176747 | Tecumseh condenser fan motor810M035B69 3 | TECUMSEH COMPRESSOR CO | TFM351 | 78.86 | 76.3304 | Y | 78.86 | 76.3304 | 78.86
TFM351 | 175891 | 1 | 176747 | Tecumseh condenser fan motor810M035B69 3 | TECUMSEH COMPRESSOR CO | TFM351 | 78.86 | 66.273 | N | 78.86 | 76.3304 | 78.86
TFM372 | 10510 | 1 | 176747 | Tecumseh condenser fan motor810E037A84 1 | TECUMSEH COMPRESSOR CO | TFM372 | 114.673 | 108.084 | Y | 114.673 | 108.084 | 114.673
TFM502 | 10510 | 4 | 176747 | Tecumseh condenser fan motor810E050A85 1 | TECUMSEH COMPRESSOR CO | TFM502 | 159 | 147.8763 | Y | 159 | 147.8763 | 159
TFM91 | 10510 | 3 | 176747 | Tecumseh condenser fan motor810E009A78 9 | TECUMSEH COMPRESSOR CO | TFM91 | 28.0987 | 28.0987 | Y | 28.0987 | 28.0987 | 28.0987
TFM92 | 10510 | 4 | 176747 | Tecumseh condenser fan motor810M009A79 9 | TECUMSEH COMPRESSOR CO | TFM92 | 37.494 | 36.5433 | Y | 37.494 | 36.5433 | 37.494
TFST-2305 | 175891 | 0 | 176688 | (Class 1) for Sterling 1/2" 7-50, 7-50A | TUNSTALL CORPORATION | TFST-2305 | 28.8 | 28.8 | N | 28.8 | 28.8 | 28.8
TG503A1000 | 10008 | 2 | 133921 | ROUND METAL T87 GUARD | HONEYWELL INTERNATIONAL ECC US (HOFS) | TG503A1000 | 39.785 | 39.785 | N | 39.785 | 39.785 | 39.785
TG510D1005U | 166557 | 2 | 134179 | SMALL METAL UNIVERSAL THERMOSTAT GUARD | NEUCO INC. | TG510D1005/U | 32.3625 | 32.3625 | N | 32.3625 | 32.3625 | 32.3625
TG510D1005U | 173042 | 1 | 134179 | SMALL METAL UNIVERSAL THERMOSTAT GUARD | NEUCO INC. | TG510D1005/U | 32.3625 | 19.06 | N | 32.3625 | 32.3625 | 32.3625
TG510D1005U | 175891 | 5 | 134179 | SMALL METAL UNIVERSAL THERMOSTAT GUARD | NEUCO INC. | TG510D1005/U | 32.3625 | 20.504 | N | 32.3625 | 32.3625 | 32.3625
TH109-009 | 173042 | 1 | 134179 | 40/100F 2SPDT Nema4xCoiledBulb | NEUCO INC. | TH109-009 | 92.59 | 92.59 | N | 92.59 | 92.59 | 92.59
TH4110B1009 | 175883 | 1 | 133358 | PRO 4000 prog. tstat 1H/1C | ADEMCO, INC. (Resideo) | TH4110B1009 | 29.1096 | 27.99 | N | 29.1096 | 27.99 | 29.1096
TH5110D1006U | 175883 | 1 | 133358 | FOCUS PRO NON-PROGRAMMABLE DIGITAL THERM | ADEMCO, INC. (Resideo) | TH5110D1006/U | 46.057 | 31.81 | N | 46.057 | 41.4126 | 46.057
TH5110D1006U | 175891 | 1 | 133358 | FOCUS PRO NON-PROGRAMMABLE DIGITAL THERM | ADEMCO, INC. (Resideo) | TH5110D1006/U | 46.057 | 41.4126 | N | 46.057 | 41.4126 | 46.057
TH6110D1005U | 10510 | 1 | 133358 | FOCUSPRO 6000 5-1-1 PROGRAMMABLE DIGITAL | ADEMCO, INC. (Resideo) | TH6110D1005/U | 67.522 | 64.3693 | N | 67.522 | 64.3693 | 67.522
TH6220D1002U | 10008 | 2 | 133921 | FOCUSPRO 6000 5-1-1 PROGRAMMABLE DIGITAL | HONEYWELL INTERNATIONAL ECC US (HOFS) | TH6220D1002/U | 90.8 | 80.47 | N | 90.8 | 90.0942 | 90.8
TH6220D1002U | 175891 | 2 | 133921 | FOCUSPRO 6000 5-1-1 PROGRAMMABLE DIGITAL | HONEYWELL INTERNATIONAL ECC US (HOFS) | TH6220D1002/U | 90.0942 | 90.0942 | N | 90.8 | 90.0942 | 90.8
TH6220U20004327 | 10510 | 24 | 133358 | private label stat | ADEMCO, INC. (Resideo) | TH6220U2000-4327 | 84.27 | 84.27 | N | 84.27 | 84.27 | 84.27
TH8320U1008 | 175883 | 1 | 134179 | Visionpro 8000 7-day Programmable Touchs | NEUCO INC. | TH8320U1008 | 0 | 129.38 | N | 0 | 129.38 | 129.38
THC120 | 166559 | 2 | 134395 | INDOOR DIG. THERMO HYGROMETER CLOCK | SUPCO SEALED UNIT PARTS CO., INC. / NSI | THC120 | 18.75 | 18.75 | N | 18.75 | 18.75 | 18.75
THGC040 | 175883 | 8 | 176868 | Qwik Box NTC 20K - 4in. | TASSERON SENSORS & CONTROLS | THGC040 | 7.02 | 7.02 | N | 7.02 | 7.02 | 7.02
THGC060 | 175883 | 24 | 176868 | Qwik Box NTC 20K - 6in. | TASSERON SENSORS & CONTROLS | THGC060 | 7.02 | 7.02 | N | 7.02 | 7.02 | 7.02
THGC080 | 175883 | 2 | 176868 | QIK BOX NTC 20K-8IN | TASSERON SENSORS & CONTROLS | THGC080 | 7.02 | 7.02 | N | 7.02 | 7.02 | 7.02
THGC180 | 175883 | 10 | 176868 | Qwik Box NTC 20K - 18in. | TASSERON SENSORS & CONTROLS | THGC180 | 8.37 | 8.37 | N | 8.37 | 8.37 | 8.37
THIB040 | 175883 | 2 | 176868 | Qwik Immersion NTC 10K type 3, with 1/2 | TASSERON SENSORS & CONTROLS | THIB040 | 10.53 | 10.53 | N | 10.53 | 10.53 | 10.53
THIC040 | 175883 | 8 | 176868 | Qwik Immersion NTC 20K, with 1/2in. NPT | TASSERON SENSORS & CONTROLS | THIC040 | 10.53 | 10.53 | N | 10.53 | 10.53 | 10.53
THOB000 | 175883 | 3 | 176868 | Qwik Outdoor NTC 10K type 3 | TASSERON SENSORS & CONTROLS | THOB000 | 8.1 | 8.1 | N | 8.1 | 8.1 | 8.1
THOC000 | 175883 | 13 | 176868 | Qwik Outdoor NTC 20K | TASSERON SENSORS & CONTROLS | THOC000 | 8.1 | 8.1 | N | 8.1 | 8.1 | 8.1
THP2400A1068U | 10008 | 3 | 133358 | MUD RING FOR T6 | ADEMCO, INC. (Resideo) | THP2400A1068/U | 8.87 | 8.87 | Y | 8.87 | 8.87 | 8.87
THP2400A1068U | 166557 | 6 | 133358 | MUD RING FOR T6 | ADEMCO, INC. (Resideo) | THP2400A1068/U | 8.87 | 8.87 | Y | 8.87 | 8.87 | 8.87
THP2400A1068U | 173042 | 13 | 133358 | MUD RING FOR T6 | ADEMCO, INC. (Resideo) | THP2400A1068/U | 8.87 | 7.86 | N | 8.87 | 8.87 | 8.87
THP2400A1068U | 175891 | 1 | 133358 | MUD RING FOR T6 | ADEMCO, INC. (Resideo) | THP2400A1068/U | 8.87 | 7.86 | N | 8.87 | 8.87 | 8.87
THSA000 | 175883 | 2 | 176868 | Qwik Strap NTC 10K type 2 | TASSERON SENSORS & CONTROLS | THSA000 | 8.1 | 8.1 | N | 8.1 | 8.1 | 8.1
THSB000 | 175883 | 1 | 176868 | Qwik Strap NTC 10K type 3 | TASSERON SENSORS & CONTROLS | THSB000 | 8.1 | 8.1 | N | 8.1 | 8.1 | 8.1
THSC000 | 175883 | 1 | 176868 | Qwik Strap NTC 20K | TASSERON SENSORS & CONTROLS | THSC000 | 8.1 | 8.1 | N | 8.1 | 8.1 | 8.1
THTSPA00 | 173042 | 3 | 168859 | TASSERON 10K TYP2 STRAP-ON SENSORS | *DO NOT USE* Paid with Divvy Card | THTSPA00 | 8.71 | 8.71 | N | 8.71 | 8.71 | 8.71
THX321WF3003W | 10008 | 5 | 133358 | T10+ Pro Smart with RedLINK thermostat | ADEMCO, INC. (Resideo) | THX321WF3003W | 192.34 | 192.34 | Y | 192.34 | 192.34 | 192.34
THX321WFS3001WU | 10008 | 6 | 133358 | T10+ PRO SMART W/REDLINK TSTAT + IAS | ADEMCO, INC. (Resideo) | THX321WFS3001W/U | 219.82 | 219.82 | Y | 219.82 | 219.82 | 219.82
TIGBOC1 | 166559 | 1 | 134496 | 1K IMMERSION SENSOR 4" | VERIS INDUSTRIES LLC. | TIGBOC1 | 36 | 36 | N | 36 | 36 | 36
TIUB11B33 | 166561 | 1 | 133383 | 3/8"od 100' black high temp hose | RS AMERICAS INC. | TIUB11B-33 | 53.38 | 53.38 | N | 53.38 | 53.38 | 53.38
TK086 | 175890 | 0 | 192860 | HUMIDITY & TEMP SESNSOR # 086 | RAMP | TK086 | 108 | 0 | N | 108 | 0 | 108
TK1 | 166560 | 1 | 133342 | Thermostat Kit | Building Controls & Solutions | TK-1 | 153.6136 | 144.0413 | N | 153.6136 | 144.0413 | 153.6136
TK1 | 173042 | 0 | 133342 | Thermostat Kit | Building Controls & Solutions | TK-1 | 153.6136 | 143.1994 | N | 153.6136 | 144.0413 | 153.6136
TL150308B | 166553 | 14 | 134583 | WEISS 1.5" FACE 0-30PSI BACK MOUNT | MILJOCO-WEISS LLC | TL15-030-8B | 13.3132 | 8.9257 | Y | 13.3132 | 9.268 | 13.3132
TL150308B | 173042 | 5 | 134583 | WEISS 1.5" FACE 0-30PSI BACK MOUNT | MILJOCO-WEISS LLC | TL15-030-8B | 13.3132 | 9.268 | N | 13.3132 | 9.268 | 13.3132
TL15030CBM | 10510 | 124 | 134583 | Weiss 1-1/2 0-30# gauge1/8 center back c | MILJOCO-WEISS LLC | TL15-030-CBM | 8.8762 | 8.8774 | Y | 8.8762 | 8.8774 | 8.8774
TL15030CBM | 175891 | 2 | 134583 | Weiss 1-1/2 0-30# gauge1/8 center back c | MILJOCO-WEISS LLC | TL15-030-CBM | 8.8762 | 3.88 | Y | 8.8762 | 8.8774 | 8.8774
TL175 | 175891 | 2 | 133849 | Fluke Test LeadsTwistGuard | FLUKE ELECTRONICS CORPORATION | TL175 | 34.95 | 34.95 | Y | 34.95 | 34.95 | 34.95
TL224 | 10510 | 10 | 133849 | Fluke suregrip siliconetest leads | FLUKE ELECTRONICS CORPORATION | TL224 | 31.91 | 32.822 | Y | 31.91 | 32.822 | 32.822
TL224 | 175891 | 2 | 133849 | Fluke suregrip siliconetest leads | FLUKE ELECTRONICS CORPORATION | TL224 | 31.91 | 28.207 | Y | 31.91 | 32.822 | 32.822
TL25015 | 10510 | 8 | 134583 | Weiss 2-1/2 0-15# gauge1/4 lower connect | MILJOCO-WEISS LLC | TL25-015 | 11.4351 | 11.2654 | Y | 11.4351 | 11.55 | 11.55
TL25015 | 175891 | 1 | 134583 | Weiss 2-1/2 0-15# gauge1/4 lower connect | MILJOCO-WEISS LLC | TL25-015 | 11.4351 | 11.55 | Y | 11.4351 | 11.55 | 11.55
TL25030 | 10510 | 15 | 134583 | Weiss 2-1/2 0-30 PSI gauge1/4 lower conn | MILJOCO-WEISS LLC | TL25-030 | 7.9439 | 7.8995 | Y | 7.9439 | 7.8995 | 7.9439
TL25030 | 175891 | 1 | 134583 | Weiss 2-1/2 0-30 PSI gauge1/4 lower conn | MILJOCO-WEISS LLC | TL25-030 | 7.9439 | 7.2815 | N | 7.9439 | 7.8995 | 7.9439
TL25060 | 10510 | 23 | 134583 | Weiss 2-1/2 0-60# gauge1/4 lower connect | MILJOCO-WEISS LLC | TL25-060-4L | 8.25 | 8.0647 | Y | 8.25 | 8.0647 | 8.25
TL25060 | 175891 | 1 | 134583 | Weiss 2-1/2 0-60# gauge1/4 lower connect | MILJOCO-WEISS LLC | TL25-060-4L | 8.25 | 7.2064 | Y | 8.25 | 8.0647 | 8.25
TL250604L | 166553 | 8 | 134078 | Weiss Gauge 0-60 PSI 2 1/2 | MARS MOTORS & ARMATURES INC | TL250604L | 7.96 | 6.6352 | Y | 7.96 | 6.6352 | 7.96
TL25100 | 10510 | 25 | 134583 | Weiss 2-1/2 0-100# gauge1/4 lower connec | MILJOCO-WEISS LLC | TL25-100-4L | 8.25 | 8.0564 | Y | 8.25 | 8.0564 | 8.25
TL25100 | 175891 | 3 | 134583 | Weiss 2-1/2 0-100# gauge1/4 lower connec | MILJOCO-WEISS LLC | TL25-100-4L | 8.25 | 5.431 | Y | 8.25 | 8.0564 | 8.25
TL251004L | 166553 | 15 | 134583 | Weiss 2.5" face 0-100psi 1/4" lower | MILJOCO-WEISS LLC | TL25-100-4L | 7.862 | 6.9475 | Y | 7.862 | 7.862 | 7.862
TL251004L | 166559 | 3 | 134583 | Weiss 2.5" face 0-100psi 1/4" lower | MILJOCO-WEISS LLC | TL25-100-4L | 7.862 | 7.862 | Y | 7.862 | 7.862 | 7.862
TL251004L | 166561 | 1 | 134583 | Weiss 2.5" face 0-100psi 1/4" lower | MILJOCO-WEISS LLC | TL25-100-4L | 7.862 | 5.2 | N | 7.862 | 7.862 | 7.862
TL251604L | 166553 | 7 | 134583 | gauge 0-160 2-1/2" 1/4nptm btm | MILJOCO-WEISS LLC | tl25-160-4l | 7.96 | 7.96 | N | 7.96 | 7.96 | 7.96
TL253004L | 173042 | 2 | 134583 | Weiss 2.5" Face 0-300 PSI 1/4" Lower Mou | MILJOCO-WEISS LLC | TL25-300-4L | 5.1 | 5.1 | N | 5.1 | 5.1 | 5.1
TL25304L | 10510 | 2 | 134583 | 2/12" 0-30psi LM Utility Gauge | MILJOCO-WEISS LLC | TL25-30-4L | 5.632 | 5.632 | N | 5.632 | 5.632 | 5.632
TL25304L | 166559 | 1 | 134583 | 2/12" 0-30psi LM Utility Gauge | MILJOCO-WEISS LLC | TL25-30-4L | 5.632 | 5.5 | N | 5.632 | 5.632 | 5.632
TL353004L | 175891 | 2 | 134583 | WEISS 3.5" 300 PSI 1/4" LOWER | MILJOCO-WEISS LLC | TL353004L | 7.25 | 7.25 | N | 7.25 | 7.25 | 7.25
TL40015 | 10510 | 1 | 134583 | Weiss 3-1/2 0-15# gauge1/4 lower connect | MILJOCO-WEISS LLC | TL40-015 | 11.6793 | 10.3415 | Y | 11.6793 | 10.3415 | 11.6793
TL40015 | 175891 | 1 | 134583 | Weiss 3-1/2 0-15# gauge1/4 lower connect | MILJOCO-WEISS LLC | TL40-015 | 11.6793 | 7.867 | Y | 11.6793 | 10.3415 | 11.6793
TL5A2240 | 10510 | 7 | 134583 | Weiss Thrift line thermometerangle style | MILJOCO-WEISS LLC | TL5A2-240 | 18.05 | 17.4859 | Y | 18.05 | 17.4859 | 18.05
TL71 | 10510 | 6 | 133849 | Fluke test leadsfor 8060A, 8062 | FLUKE ELECTRONICS CORPORATION | TL71 | 33.43 | 33.4271 | Y | 33.43 | 33.428 | 33.43
TL71 | 175891 | 5 | 133849 | Fluke test leadsfor 8060A, 8062 | FLUKE ELECTRONICS CORPORATION | TL71 | 33.43 | 33.428 | Y | 33.43 | 33.428 | 33.43
TL75 | 10510 | 6 | 133849 | FLUKE REPL TEST LEADS | FLUKE ELECTRONICS CORPORATION | TL75 | 27.94 | 27.6409 | Y | 27.94 | 27.6409 | 27.94
TL75 | 175891 | 3 | 133849 | FLUKE REPL TEST LEADS | FLUKE ELECTRONICS CORPORATION | TL75 | 27.94 | 25.7367 | Y | 27.94 | 27.6409 | 27.94
TM060FN | 166559 | 0 | 134178 | NEPTRONIC ACTUATOR | NEPTRONIC | TM060FN | 0 | 0 | N | 0 | 0 | 0
TN228ZN | 10510 | 27 | 175071 | B-Line 3/8 twirl nutstrut systems | COOPER BUSSMANN,INC. | TN228ZN | 1.581 | 1.378 | N | 1.581 | 1.579 | 1.581
TN228ZN | 175891 | 16 | 175071 | B-Line 3/8 twirl nutstrut systems | COOPER BUSSMANN,INC. | TN228ZN | 1.581 | 1.579 | Y | 1.581 | 1.579 | 1.581
TO1R00 | 175891 | 1 | 134179 | TEMP SENSOR PROBE SS | NEUCO INC. | TO1R00 | 26.13 | 26.1335 | N | 26.13 | 26.1335 | 26.1335
TOOL011 | 173042 | 6 | 134342 | TOOL-011 Calibration Wrench | SCHNEIDER ELECTRIC BUILDINGS AMERICAS, INC | TOOL-011 | 5.22 | 5.22 | N | 5.22 | 5.22 | 5.22
TOOL03 | 10510 | 6 | 133602 | Belimo #10 torx screwdriverfor ZG-105 | BELIMO AIRCONTROLS (USA), INC | TOOL-03 | 7.08 | 7.0133 | Y | 7.08 | 7.0133 | 7.08
TOOL0801 | 10510 | 1 | 134342 | Schneider manual change overwrench (incl | SCHNEIDER ELECTRIC BUILDINGS AMERICAS, INC | TOOL-080-1 | 5.15 | 5.15 | N | 5.15 | 5.15 | 5.15
TOS-TB4GM23M | 173042 | 1 | 134457 | Antenna Kit for Cellular Only. SMA compa | TOSIBOX, INC. | TB4GM2-3M | 200.304 | 192.6 | Y | 200.304 | 192.6 | 200.304
TOS-TB4GM5 | 173042 | 1 | 134457 | 4G LTE Modem, MULTITECH mtc-lna4-b03, 2 | TOSIBOX, INC. | TB4GM5** | 274.56 | 264 | N | 274.56 | 264 | 274.56
TOS-TBK2 | 10008 | 6 | 134457 | Tosibox Key | TOSIBOX, INC. | TBK2 | 209.664 | 201.5624 | Y | 209.664 | 201.6 | 209.664
TOS-TBK2 | 10510 | 2 | 134457 | Tosibox Key | TOSIBOX, INC. | TBK2 | 209.664 | 156 | N | 209.664 | 201.6 | 209.664
TOS-TBK2 | 166557 | 1 | 134457 | Tosibox Key | TOSIBOX, INC. | TBK2 | 209.664 | 199.2 | Y | 209.664 | 201.6 | 209.664
TOS-TBK2 | 166559 | 1 | 134457 | Tosibox Key | TOSIBOX, INC. | TBK2 | 209.664 | 178.8 | Y | 209.664 | 201.6 | 209.664
TOS-TBK2 | 173042 | 1 | 134457 | Tosibox Key | TOSIBOX, INC. | TBK2 | 209.664 | 201.6 | Y | 209.664 | 201.6 | 209.664
TOS-TBK2 | 175883 | 17 | 134457 | Tosibox Key | TOSIBOX, INC. | TBK2 | 209.664 | 201.6 | Y | 209.664 | 201.6 | 209.664
TOS-TBK2 | 175891 | 6 | 134457 | Tosibox Key | TOSIBOX, INC. | TBK2 | 209.664 | 187.056 | Y | 209.664 | 201.6 | 209.664
TOS-TBL15US | 166559 | 0 | 134457 | Tosibox Lock 150 | TOSIBOX, INC. | TBL15(US) | 399.36 | 364.8 | N | 399.36 | 384 | 399.36
TOS-TBL15US | 175883 | 2 | 134457 | Tosibox Lock 150 | TOSIBOX, INC. | TBL15(US) | 399.36 | 384 | N | 399.36 | 384 | 399.36
TOS-TBL350US | 10006 | 1 | 134457 | Tosibox Lock 350 | TOSIBOX, INC. | TBL350(US) | 399.36 | 384 | N | 399.36 | 384 | 399.36
TOS-TBL350US | 10008 | 4 | 134457 | Tosibox Lock 350 | TOSIBOX, INC. | TBL350(US) | 399.36 | 384 | Y | 399.36 | 384 | 399.36
TOS-TBL350US | 166561 | 1 | 134457 | Tosibox Lock 350 | TOSIBOX, INC. | TBL350(US) | 399.36 | 384 | Y | 399.36 | 384 | 399.36
TOS-TBL350US | 173042 | 6 | 134457 | Tosibox Lock 350 | TOSIBOX, INC. | TBL350(US) | 399.36 | 384 | Y | 399.36 | 384 | 399.36
TOS-TBL350US | 175883 | 3 | 134457 | Tosibox Lock 350 | TOSIBOX, INC. | TBL350(US) | 399.36 | 384 | Y | 399.36 | 384 | 399.36
TOS-TBL5ICPS | 166559 | 1 | 134457 | Tosibox Lock 500i (Integrated modem opti | TOSIBOX, INC. | TBL5iCPS | 842.4 | 836 | N | 842.4 | 836 | 842.4
TOS-TBL5ICPS | 173042 | 2 | 134457 | Tosibox Lock 500i (Integrated modem opti | TOSIBOX, INC. | TBL5iCPS | 842.4 | 810 | Y | 842.4 | 836 | 842.4
TOS-TBL610US | 175883 | 2 | 134457 | Tosibox 610 (4 yr. SW Maintenance agree | TOSIBOX, INC. | TBL610US | 457.9848 | 428.5744 | Y | 457.9848 | 428.5744 | 457.9848
TOS-TBL650US | 175888 | 1 | 134457 | Tosibox 650 (4 yr. SW Maintenance agree | TOSIBOX, INC. | TBL650US | 550.368 | 511.308 | N | 550.368 | 511.308 | 550.368
TOS-TBL650US | 175891 | 1 | 134457 | Tosibox 650 (4 yr. SW Maintenance agree | TOSIBOX, INC. | TBL650US | 550.368 | 504 | Y | 550.368 | 511.308 | 550.368
TOS-TBL670US | 173042 | 1 | 134457 | Tosibox 670 (4 yr. SW Maintenance agree | TOSIBOX, INC. | TBL670US | 651.924 | 626.85 | Y | 651.924 | 627 | 651.924
TOS-TBL670US | 175891 | 1 | 134457 | Tosibox 670 (4 yr. SW Maintenance agree | TOSIBOX, INC. | TBL670US | 651.924 | 627 | N | 651.924 | 627 | 651.924
TOS-TBL675US | 10008 | 1 | 134457 | Tosibox 675 (4 yr. SW Maintenance agree | TOSIBOX, INC. | TBL675US | 752.8248 | 723.6 | Y | 752.8248 | 723.87 | 752.8248
TOS-TBL675US | 175883 | 3 | 134457 | Tosibox 675 (4 yr. SW Maintenance agree | TOSIBOX, INC. | TBL675US | 752.8248 | 723.6 | Y | 752.8248 | 723.87 | 752.8248
TOS-TBL675US | 175891 | 3 | 134457 | Tosibox 675 (4 yr. SW Maintenance agree | TOSIBOX, INC. | TBL675US | 752.8248 | 723.87 | N | 752.8248 | 723.87 | 752.8248
TOS-TBMBD1 | 173042 | 1 | 134457 | DIN-Mounting Bracket | TOSIBOX, INC. | TBMBD1 | 18.72 | 18 | N | 18.72 | 18 | 18.72
TOS-TBMBD1 | 175883 | 9 | 134457 | DIN-Mounting Bracket | TOSIBOX, INC. | TBMBD1 | 18.72 | 18 | N | 18.72 | 18 | 18.72
TOS-TBSKIT150 | 10770 | 1 | 134457 | Includes: Tosibox Key, Mobile Client & L | TOSIBOX, INC. | TBSKIT150 | 609.024 | 585.6 | Y | 609.024 | 585.6 | 609.024
TOS-TBSKIT150 | 175883 | 5 | 134457 | Includes: Tosibox Key, Mobile Client & L | TOSIBOX, INC. | TBSKIT150 | 609.024 | 585.6 | N | 609.024 | 585.6 | 609.024
TOS-TBSKIT675 | 175891 | 1 | 134457 | Includes: Tosibox Key, Mobile Client, To | TOSIBOX, INC. | TBSKIT675 | 962.4888 | 723.6 | Y | 962.4888 | 723.6 | 962.4888
TOSTBL25PS | 173042 | 1 | 134457 | TOSIBOX LOCK 250 | TOSIBOX, INC. | TBL25PS | 78 | 75 | N | 78 | 75 | 78
TP220 | 10510 | 10 | 133849 | Fluke test probe 10 ampindustrial with . | FLUKE ELECTRONICS CORPORATION | TP220 | 20.803 | 22.7242 | Y | 20.803 | 22.7242 | 22.7242
TP220 | 175891 | 2 | 133849 | Fluke test probe 10 ampindustrial with . | FLUKE ELECTRONICS CORPORATION | TP220 | 20.803 | 20.803 | Y | 20.803 | 22.7242 | 22.7242
TPAK | 10510 | 3 | 133849 | Fluke meter hangingkit | FLUKE ELECTRONICS CORPORATION | TPAK | 41.79 | 41.79 | Y | 41.79 | 41.79 | 41.79
TPDINPOERELAY | 10008 | 9 | 168859 | 18-57V PoE In, Gigabit Data Passthrough, | *DO NOT USE* Paid with Divvy Card | TPDINPOERELAY | 52.76 | 52.76 | N | 52.76 | 52.76 | 52.76
TPIETD9STS | 166553 | 29 | 169025 | LINE VOLTAGE THERMOSTAT | Tpi Corporation | TPI-ETD9STS | 24.56 | 21.6009 | Y | 24.56 | 21.62 | 24.56
TPIETD9STS | 166557 | 8 | 169025 | LINE VOLTAGE THERMOSTAT | Tpi Corporation | TPI-ETD9STS | 24.56 | 21.5929 | Y | 24.56 | 21.62 | 24.56
TPIETD9STS | 166561 | 8 | 169025 | LINE VOLTAGE THERMOSTAT | Tpi Corporation | TPI-ETD9STS | 24.56 | 21.62 | Y | 24.56 | 21.62 | 24.56
TPMP2 | 10510 | 4 | 134395 | Supco 3-phase motor protector208/277VAC | SUPCO SEALED UNIT PARTS CO., INC. / NSI | TPMP2 | 0 | 17.25 | Y | 0 | 17.25 | 17.25
TPPLBAWA4NNBNNN | 175891 | 3 | 134502 | HONEYWELL TOUCH POINT PLUS CONTROLLER | VULCAIN ALARM DIVISION | TPPLBAWA4NNBNNN | 1820 | 1820 | N | 1820 | 1820 | 1820
TR23KLB | 175883 | 9 | 133921 | Wall mod w/ temp sensor, 20, no warnty | HONEYWELL INTERNATIONAL ECC US (HOFS) | TR23-KL/B | 27.7872 | 27.7872 | N | 27.7872 | 27.7872 | 27.7872
TR9292B | 175891 | 5 | 176707 | AIRTEST DUCT CO2 TRANSMITTER 2000 PPM | ATI AIRTEST TECHNOLOGIES INC. | TR9292B | 153.93 | 191.08 | Y | 153.93 | 191.08 | 191.08
TR9294B | 175891 | 5 | 176707 | AIRTEST WALL CO2 TRANSMITTER 2000PPM | ATI AIRTEST TECHNOLOGIES INC. | TR9294B | 100.96 | 153.93 | N | 100.96 | 153.93 | 153.93
TRAE15HC | 10510 | 1 | 134565 | Alco expansion valve 06272115 ton R22 10 | COPELAND COMFORT CONTROL LP | TRAE15HC | 87.34 | 87.34 | N | 87.34 | 87.34 | 87.34
TRDNPBLON | 175891 | 1 | 134342 | SCHNEIDER JACE 6 LON CARD | SCHNEIDER ELECTRIC BUILDINGS AMERICAS, INC | TRDNPBLON | 116.78 | 116.78 | N | 116.78 | 116.78 | 116.78
TRENDNET TC-P24C6 | 175883 | 2 | 134179 | PATCH PANEL | NEUCO INC. | TRENDNET TC-P24C6 | 0 | 40.96 | N | 0 | 40.96 | 40.96
TREXLT | 10008 | 20 | 175872 | Request to exit PIR | Kantech | T.REX-LT | 48 | 48 | N | 48 | 48 | 48
TRL24 | 166559 | 1 | 134177 | Neptronic 2x4 Zone Stat for EVC VAV | NATIONAL ENVIRONMENTAL PROD. | TRL24 | 30 | 30 | N | 30 | 30 | 30
TRL24 | 166561 | 7 | 134177 | Neptronic 2x4 Zone Stat for EVC VAV | NATIONAL ENVIRONMENTAL PROD. | TRL24 | 30 | 30 | N | 30 | 30 | 30
TRM1 | 175888 | 4 | 134078 | GOULD 250V TIME DELAY | MARS MOTORS & ARMATURES INC | TRM1 | 2.14 | 2.14 | N | 2.14 | 2.14 | 2.14
TRTCDECOPLATE1 | 10008 | 4 | 133921 | TR & TC Series Decorative Plate | HONEYWELL INTERNATIONAL ECC US (HOFS) | TRTC-DECOPLATE-1 | 17.02 | 2.545 | Y | 17.02 | 16 | 17.02
TRTCDECOPLATE1 | 166559 | 0 | 133921 | TR & TC Series Decorative Plate | HONEYWELL INTERNATIONAL ECC US (HOFS) | TRTC-DECOPLATE-1 | 17.02 | 16 | N | 17.02 | 16 | 17.02
TRTCDECOPLATE1 | 175891 | 1 | 133921 | TR & TC Series Decorative Plate | HONEYWELL INTERNATIONAL ECC US (HOFS) | TRTC-DECOPLATE-1 | 17.02 | 15.8 | Y | 17.02 | 16 | 17.02
TS1470 | 166553 | 1 | 134342 | DAMPER END SWITCH/ONE SPDT/1 IN SHAFT | SCHNEIDER ELECTRIC BUILDINGS AMERICAS, INC | TS1-470 | 66.4907 | 66.4907 | N | 66.4907 | 66.4907 | 66.4907
TS3EPSL1 | 166561 | 17 | 164144 | TERMINAL BLOCK END PLATE | FactoryMation, LLC | TS3-EP.SL1 | 0.16 | 0.16 | N | 0.16 | 0.16 | 0.16
TS3SL4GRY | 166561 | 76 | 164144 | 4MM TERMINAL BLOCKS, GRAY | FactoryMation, LLC | TS3-SL4GRY | 0.34 | 0.34 | N | 0.34 | 0.34 | 0.34
TS3SL4WHT | 166561 | 50 | 133358 | 4MM TERMINAL BLOCKS, WHITE | ADEMCO, INC. (Resideo) | TS3-SL4WHT | 0.3536 | 0.34 | N | 0.3536 | 0.34 | 0.3536
TS470K | 10510 | 12 | 175091 | KNS damper position switch2 amp at 120V | KNS INSTRUMENTS INC. | TS-470-K | 21.9907 | 24.75 | Y | 21.9907 | 24.75 | 24.75
TS475K | 10510 | 19 | 175091 | KNS damper positon switchmercury free 5 | KNS INSTRUMENTS INC. | TS-475-K | 29.08 | 28.6527 | Y | 29.08 | 28.842 | 29.08
TS475K | 175891 | 1 | 175091 | KNS damper positon switchmercury free 5 | KNS INSTRUMENTS INC. | TS-475-K | 29.08 | 28.842 | Y | 29.08 | 28.842 | 29.08
TS55 | 10008 | 10 | 165652 | Temp stat-Heating 55 degrees | iO HVAC Controls | TS55 | 6.56 | 6.56 | Y | 6.56 | 6.56 | 6.56
TS65 | 10008 | 15 | 165652 | 65 DEG HEAT ONLY TEMP STAT | iO HVAC Controls | TS-65 | 4.8048 | 4.62 | Y | 4.8048 | 4.62 | 4.8048
TUT0LE7 | 173042 | 1 | 149840 | PUMP | INGERSOLL RAND | TUT-0LE7 | 330.3 | 381.6 | Y | 330.3 | 381.6 | 381.6
TUT1LE7 | 173042 | 1 | 149840 | PUMP | INGERSOLL RAND | TUT-1LE7 | 358.2 | 414.4 | Y | 358.2 | 414.4 | 414.4
TUT2LEVC7 | 173042 | 1 | 149840 | PUMP | INGERSOLL RAND | TUT-2LEVC7 | 512 | 512 | N | 512 | 512 | 512
TUT2LEVCA7 | 173042 | 1 | 149840 | PUMP | INGERSOLL RAND | TUT-2LEVCA7 | 149.73 | 149.73 | N | 149.73 | 149.73 | 149.73
TUUB60100 | 166559 | 1 | 134177 | FCU, Tstat, 4AI, 6BO, 4AO, BACnet/M | NATIONAL ENVIRONMENTAL PROD. | TUUB60-100 | 156.8 | 156.8 | N | 156.8 | 156.8 | 156.8
TWA4400 | 10510 | 6 | 187612 | Danfoss 3/4 solder unionstr. 24 VAC valv | BERNARD J. MULCAHY CO.,INC. | TWA4400 | 65 | 65 | N | 65 | 65 | 65
TXV024 | 10510 | 1 | 176765 | R134A EXPANSION VALVE | HEATCRAFT REFRIGERATION PRODUCTS LLC | TXV024 | 116.34 | 116.34 | N | 116.34 | 116.34 | 116.34
U110D | 10510 | 13 | 176751 | JBI 5/8 flare 1/2 MPT brasshalf union fi | J/B INDUSTRIES INC | U1-10D | 2.714 | 2.4215 | Y | 2.714 | 2.4215 | 2.714
U110D | 175891 | 5 | 176751 | JBI 5/8 flare 1/2 MPT brasshalf union fi | J/B INDUSTRIES INC | U1-10D | 2.714 | 1.22 | Y | 2.714 | 2.4215 | 2.714
U112E | 10510 | 8 | 176751 | JBI 3/4 flare 3/4 MPT brasshalf union fi | J/B INDUSTRIES INC | U1-12E | 4.014 | 3.7228 | Y | 4.014 | 4.014 | 4.014
U112E | 175891 | 1 | 176751 | JBI 3/4 flare 3/4 MPT brasshalf union fi | J/B INDUSTRIES INC | U1-12E | 4.014 | 4.014 | Y | 4.014 | 4.014 | 4.014
U14A | 10510 | 20 | 176751 | JBI 1/4 flare 1/8 MPT brasshalf union fi | J/B INDUSTRIES INC | U1-4A | 0.644 | 0.63722 | Y | 0.644 | 0.63722 | 0.644
U14A | 175891 | 4 | 176751 | JBI 1/4 flare 1/8 MPT brasshalf union fi | J/B INDUSTRIES INC | U1-4A | 0.644 | 0.42 | Y | 0.644 | 0.63722 | 0.644
U14B | 10510 | 51 | 176751 | JBI 1/4 flare 1/4 MPT brasshalf union fi | J/B INDUSTRIES INC | U1-4B | 0.843 | 0.82276 | Y | 0.843 | 0.82276 | 0.843
U14B | 175891 | 3 | 176751 | JBI 1/4 flare 1/4 MPT brasshalf union fi | J/B INDUSTRIES INC | U1-4B | 0.843 | 0.602 | Y | 0.843 | 0.82276 | 0.843
U14C | 10510 | 14 | 176751 | JBI 1/4 flare 3/8 MPT brasshalf union fi | J/B INDUSTRIES INC | U1-4C | 0.96 | 0.94915 | Y | 0.96 | 0.94915 | 0.96
U14C | 175891 | 15 | 176751 | JBI 1/4 flare 3/8 MPT brasshalf union fi | J/B INDUSTRIES INC | U1-4C | 0.96 | 0.47 | Y | 0.96 | 0.94915 | 0.96
U15B | 10510 | 10 | 176751 | JBI 5/16 flare 1/4 MPT brasshalf union f | J/B INDUSTRIES INC | U1-5B | 1.09 | 1.09 | Y | 1.09 | 1.09 | 1.09
U16B | 10510 | 18 | 176751 | JBI 3/8 flare 1/4 MPT brasshalf union fi | J/B INDUSTRIES INC | U1-6B | 1.44 | 1.2855 | Y | 1.44 | 1.2855 | 1.44
U16B | 175891 | 4 | 176751 | JBI 3/8 flare 1/4 MPT brasshalf union fi | J/B INDUSTRIES INC | U1-6B | 1.44 | 0.81 | Y | 1.44 | 1.2855 | 1.44
U16C | 10510 | 30 | 176751 | JBI 3/8 flare 3/8 MPT brasshalf union fi | J/B INDUSTRIES INC | U1-6C | 1.385 | 1.3694 | Y | 1.385 | 1.3694 | 1.385
U16C | 175891 | 2 | 176751 | JBI 3/8 flare 3/8 MPT brasshalf union fi | J/B INDUSTRIES INC | U1-6C | 1.385 | 0.708 | Y | 1.385 | 1.3694 | 1.385
U18B | 10510 | 4 | 176751 | JBI 1/2 flare 1/4 MPT brasshalf union fi | J/B INDUSTRIES INC | U1-8B | 1.54 | 1.54 | N | 1.54 | 1.54 | 1.54
U18C | 10510 | 72 | 176751 | JBI 1/2 flare 3/8 MPT brasshalf union fi | J/B INDUSTRIES INC | U1-8C | 1.314 | 1.2948 | Y | 1.314 | 1.2948 | 1.314
U18C | 175891 | 4 | 176751 | JBI 1/2 flare 3/8 MPT brasshalf union fi | J/B INDUSTRIES INC | U1-8C | 1.314 | 0.688 | Y | 1.314 | 1.2948 | 1.314
U210 | 10510 | 15 | 176751 | JBI 5/8 flare unionbrass fitting | J/B INDUSTRIES INC | U2-10 | 2.815 | 2.6796 | Y | 2.815 | 2.6796 | 2.815
U210 | 175891 | 2 | 176751 | JBI 5/8 flare unionbrass fitting | J/B INDUSTRIES INC | U2-10 | 2.815 | 2.071 | Y | 2.815 | 2.6796 | 2.815
U28 | 10510 | 13 | 176751 | JBI 1/2 flare union(brass fitting) | J/B INDUSTRIES INC | U2-8 | 2.113 | 2.0128 | Y | 2.113 | 2.0128 | 2.113
U28 | 175891 | 4 | 176751 | JBI 1/2 flare union(brass fitting) | J/B INDUSTRIES INC | U2-8 | 2.113 | 1.303 | Y | 2.113 | 2.0128 | 2.113
U34A | 10510 | 12 | 176751 | JBI 1/4 flare x 1/8 FPT brassadaptor fit | J/B INDUSTRIES INC | U3-4A | 0.914 | 0.9022 | Y | 0.914 | 0.9022 | 0.914
U34A | 175891 | 4 | 176751 | JBI 1/4 flare x 1/8 FPT brassadaptor fit | J/B INDUSTRIES INC | U3-4A | 0.914 | 0.705 | Y | 0.914 | 0.9022 | 0.914
U34B | 10510 | 13 | 176751 | JBI 1/4 flare x 1/4 FPT brassadaptor fit | J/B INDUSTRIES INC | U3-4B | 1.015 | 0.96875 | Y | 1.015 | 1.015 | 1.015
U34B | 175891 | 4 | 176751 | JBI 1/4 flare x 1/4 FPT brassadaptor fit | J/B INDUSTRIES INC | U3-4B | 1.015 | 1.015 | Y | 1.015 | 1.015 | 1.015
U36D | 10510 | 5 | 176751 | JBI 3/8 flare x 1/2 FPT brassadaptor fit | J/B INDUSTRIES INC | U3-6D | 2.19 | 2.092 | Y | 2.19 | 2.092 | 2.19
U36D | 175891 | 1 | 176751 | JBI 3/8 flare x 1/2 FPT brassadaptor fit | J/B INDUSTRIES INC | U3-6D | 2.19 | 1.602 | Y | 2.19 | 2.092 | 2.19
U38D | 10510 | 8 | 176751 | JBI 1/2 flare x 1/2 FPT brassadaptor fit | J/B INDUSTRIES INC | U3-8D | 2.36 | 1.9525 | Y | 2.36 | 1.9525 | 2.36
U40100 | 166553 | 2 | 133962 | FLOW SWITCH KIT INCLUDES | IFM EFECTOR, INC. | U40100 | 477 | 477 | Y | 477 | 490.32 | 490.32
U40100 | 166557 | 4 | 133962 | FLOW SWITCH KIT INCLUDES | IFM EFECTOR, INC. | U40100 | 477 | 490.32 | Y | 477 | 490.32 | 490.32
UA-1,1A1B | 175883 | 4 | 193712 | Auxiliary contact, UA (1NO1NC) for MC-6a | Techni-Reps, Inc. | UA-1,1A1B | 0 | 3.8 | N | 0 | 3.8 | 3.8
UB50CCH | 10510 | 1 | 187603 | $A.O.Smith 50 watt CCWLE 230V1500 motor | A.O. SMITH ELECTRICAL PRODUCTS | UB50CCH | 39.964 | 39.964 | Y | 39.964 | 39.964 | 39.964
UD250A | 10008 | 0 | 187550 | Distribution Block | ALLIED ELECTRONICS | UD-250A | 31.46 | 31.46 | N | 31.46 | 31.46 | 31.46
UEC24013 | 173042 | 7 | 134478 | DP switch range 1.0-10.0 psid | UNITED ELECTRIC CONTROLS | 24013 | 131.4797 | 128 | Y | 131.4797 | 128 | 131.4797
UECC119030100 | 173042 | 2 | 134478 | TEMP CONTOL | UNITED ELECTRIC CONTROLS | UEC-C119030100 | 99.23 | 99.23 | N | 99.23 | 99.23 | 99.23
UECJ21K2329559 | 173042 | 2 | 134478 | 0-25# DIFF.PRES.SWITCH | UNITED ELECTRIC CONTROLS | UEC-J21K2329559 | 232.28 | 232.28 | N | 232.28 | 232.28 | 232.28
UEI-COA2 | 10008 | 2 | 176364 | Carbon Monoxide Detector | UEI INC | COA2 | 146.77 | 146.77 | N | 146.77 | 146.77 | 146.77
UEI-DAFM3B | 10008 | 2 | 176364 | Digital Anemometer | UEI INC | DAFM3B | 178.1 | 178.1 | N | 178.1 | 178.1 | 178.1
UEI-INF165C | 10008 | 4 | 176364 | Infared Thermometer | UEI INC | INF165C | 44.3 | 44.3 | N | 44.3 | 44.3 | 44.3
UEI-RLD15B | 10008 | 2 | 176364 | Leak Detector | UEI INC | RLD15B | 249.08 | 249.08 | N | 249.08 | 249.08 | 249.08
UFLK3922 | 175891 | 1 | 133602 | HS BELIMO LINKAGE | BELIMO AIRCONTROLS (USA), INC | UFLK3922 | 75.3063 | 75.3063 | N | 75.3063 | 75.3063 | 75.3063
UK48 | 10510 | 1 | 134565 | Emerson 48 cu all oil & refrigreplacemen | COPELAND COMFORT CONTROL LP | UK 48 | 21.666 | 21.666 | Y | 21.666 | 21.666 | 21.666
UL624803GN | 10008 | 5 | 134045 | Cable | KIMBALL ELECTRONICS INC | UL624-803GN | 6.48 | 6.48 | Y | 6.48 | 6.48 | 6.48
ULTRAVATION4X233 | 173042 | 2 | 168859 | NEMA 4 RTU (2) 33" | *DO NOT USE* Paid with Divvy Card | ULTRAVATION 4X-233 | 334.29 | 334.29 | N | 334.29 | 334.29 | 334.29
UNF3 | 10510 | 2 | 187643 | UNIWELD NitrogenFlow Indicator | UNIWELD PRODUCTS INC. | UNF3 | 39.22 | 39.22 | Y | 39.22 | 39.22 | 39.22
UNRS0844ESB24NMC | 166557 | 7 | 133921 | Honeywell Optimizer Unitary Controller, | HONEYWELL INTERNATIONAL ECC US (HOFS) | UN-RS0844ESB24NMC | 239.58 | 220.49 | Y | 239.58 | 220.49 | 239.58
UNV004 | 10510 | 5 | 134179 | Belimo retrofit linkage kitLandis & Gyr | NEUCO INC. | UNV-004 | 23.23 | 23.23 | N | 23.23 | 23.23 | 23.23
UNV005 | 10510 | 4 | 133602 | Belimo retrofit linkage kitLandis & Gyr | BELIMO AIRCONTROLS (USA), INC | UNV-005 | 22.472 | 22.472 | N | 22.472 | 22.472 | 22.472
UNV009 | 10510 | 3 | 133602 | Belimo retrofit linkage kitJohnson VG700 | BELIMO AIRCONTROLS (USA), INC | UNV-009 | 24.209 | 24.209 | N | 24.209 | 24.209 | 24.209
UPA | 10510 | 2 | 187643 | UNIWELD to Prest-O-LiteAdaptor | UNIWELD PRODUCTS INC. | UPA | 13.09 | 12.385 | N | 13.09 | 12.385 | 13.09
UR264 | 10510 | 8 | 176751 | JBI 3/8 x 1/4 flare red union(brass redu | J/B INDUSTRIES INC | UR2-64 | 1.8971 | 1.471 | Y | 1.8971 | 1.8971 | 1.8971
UR264 | 175891 | 3 | 176751 | JBI 3/8 x 1/4 flare red union(brass redu | J/B INDUSTRIES INC | UR2-64 | 1.8971 | 1.8971 | Y | 1.8971 | 1.8971 | 1.8971
UR286 | 10510 | 1 | 176751 | $JBI 1/2 x 3/8 flare red union(brass red | J/B INDUSTRIES INC | UR2-86 | 0.585 | 0.585 | N | 0.585 | 0.585 | 0.585
UR3108 | 10510 | 3 | 176751 | JBI 5/8 fem x 1/2 male flare(brass reduc | J/B INDUSTRIES INC | UR3-108 | 4.71 | 3.7097 | Y | 4.71 | 3.7097 | 4.71
UR346 | 10510 | 18 | 176751 | JBI 1/4 fem x 3/8 male flare(brass incre | J/B INDUSTRIES INC | UR3-46 | 3.3299 | 3.3299 | Y | 3.3299 | 3.3299 | 3.3299
UR346 | 175891 | 4 | 176751 | JBI 1/4 fem x 3/8 male flare(brass incre | J/B INDUSTRIES INC | UR3-46 | 3.3299 | 1.761 | Y | 3.3299 | 3.3299 | 3.3299
UR364 | 10510 | 16 | 176751 | JBI 3/8 fem x 1/4 male flare(brass reduc | J/B INDUSTRIES INC | UR3-64 | 2.44 | 2.328 | Y | 2.44 | 2.439 | 2.44
UR364 | 175891 | 30 | 176751 | JBI 3/8 fem x 1/4 male flare(brass reduc | J/B INDUSTRIES INC | UR3-64 | 2.44 | 2.439 | Y | 2.44 | 2.439 | 2.44
UR368 | 10510 | 15 | 176751 | JBI 3/8 fem x 1/2 male flare(brass incre | J/B INDUSTRIES INC | UR3-68 | 2.858 | 2.8225 | Y | 2.858 | 2.8225 | 2.858
UR368 | 175891 | 2 | 176751 | JBI 3/8 fem x 1/2 male flare(brass incre | J/B INDUSTRIES INC | UR3-68 | 2.858 | 2.7 | Y | 2.858 | 2.8225 | 2.858
UR386 | 10510 | 10 | 176751 | JBI 1/2 fem x 3/8 male flare(brass reduc | J/B INDUSTRIES INC | UR3-86 | 2.539 | 2.2828 | Y | 2.539 | 2.475 | 2.539
UR386 | 175891 | 3 | 176751 | JBI 1/2 fem x 3/8 male flare(brass reduc | J/B INDUSTRIES INC | UR3-86 | 2.539 | 2.475 | Y | 2.539 | 2.475 | 2.539
US4020 | 10770 | 2 | 133632 | UbiquiSTAT MultiStage RTU Thermostat | TCS/BASYS CONTROLS | US4020 | 0 | 256.55 | Y | 0 | 256.55 | 256.55
US4020 | 166561 | 0 | 133632 | UbiquiSTAT MultiStage RTU Thermostat | TCS/BASYS CONTROLS | US4020 | 0 | 256.55 | N | 0 | 256.55 | 256.55
US4051 | 10770 | 1 | 133632 | Advanced Application Thermostat/Humidity | TCS/BASYS CONTROLS | US4051 | 406.84 | 406.84 | Y | 406.84 | 406.84 | 406.84
US410 | 10510 | 6 | 176751 | JBI 5/8 flare swivel union(brass fitting | J/B INDUSTRIES INC | US4-10 | 2.58 | 2.435 | Y | 2.58 | 2.435 | 2.58
US410 | 175891 | 8 | 176751 | JBI 5/8 flare swivel union(brass fitting | J/B INDUSTRIES INC | US4-10 | 2.58 | 1.807 | Y | 2.58 | 2.435 | 2.58
US4120 | 10770 | 2 | 133632 | Multistage RTU Wireless Tstat Wifi | TCS/BASYS CONTROLS | US4120 | 285.59 | 285.59 | N | 285.59 | 285.59 | 285.59
US4120 | 166561 | 4 | 133632 | Multistage RTU Wireless Tstat Wifi | TCS/BASYS CONTROLS | US4120 | 285.59 | 285.59 | N | 285.59 | 285.59 | 285.59
US4150 | 10770 | 2 | 133632 | UbiquiSTAT - Advanced Application Wirele | TCS/BASYS CONTROLS | US4150 | 411.44 | 411.44 | Y | 411.44 | 411.44 | 411.44
US4150 | 175891 | 1 | 133632 | UbiquiSTAT - Advanced Application Wirele | TCS/BASYS CONTROLS | US4150 | 411.44 | 411.44 | N | 411.44 | 411.44 | 411.44
US44 | 10510 | 15 | 176751 | JBI 1/4 flare swivel union(brass fitting | J/B INDUSTRIES INC | US4-4 | 2.612 | 2.612 | Y | 2.612 | 2.612 | 2.612
US44 | 175891 | 4 | 176751 | JBI 1/4 flare swivel union(brass fitting | J/B INDUSTRIES INC | US4-4 | 2.612 | 1.775 | Y | 2.612 | 2.612 | 2.612
US46 | 10510 | 18 | 176751 | JBI 3/8 flare swivel union(brass fitting | J/B INDUSTRIES INC | US4-6 | 1.916 | 1.8994 | Y | 1.916 | 1.8994 | 1.916
US46 | 175891 | 5 | 176751 | JBI 3/8 flare swivel union(brass fitting | J/B INDUSTRIES INC | US4-6 | 1.916 | 1.548 | Y | 1.916 | 1.8994 | 1.916
US48 | 10510 | 14 | 176751 | JBI 1/2 flare swivel union(brass fitting | J/B INDUSTRIES INC | US4-8 | 2.68 | 2.6336 | Y | 2.68 | 2.6336 | 2.68
US48 | 175891 | 3 | 176751 | JBI 1/2 flare swivel union(brass fitting | J/B INDUSTRIES INC | US4-8 | 2.68 | 2.09 | Y | 2.68 | 2.6336 | 2.68
US485MIO | 10510 | 11 | 187617 | RS485 to USBconverter | NOT ON FILE | US485MIO | 29.058 | 29.0517 | Y | 29.058 | 29.0517 | 29.058
USB-485 | 175883 | 9 | 134179 | USB to RS485 Converter | NEUCO INC. | USB-485 | 0 | 12 | N | 0 | 12 | 12
USM-1 | 166561 | 1 | 169046 | Converts 1/2" shaft to 5/8" shaft, 1 | US Motor Nidec Motor Corp | 1 | 19.8 | 19.8 | N | 19.8 | 19.8 | 19.8
USM-10L440 | 166561 | 1 | 169046 | Oval Cap 10MFD 440V, 10L440 | US Motor Nidec Motor Corp | 10L440 | 6.14 | 6.14 | Y | 6.14 | 6.14 | 6.14
USM-1127P | 10510 | 1 | 169046 | 1/6 HP, 1050 RPM, 1127P, 115 V, 60 HZ, | US Motor Nidec Motor Corp | 1127P | 125.67 | 56.42 | N | 125.67 | 56.42 | 125.67
USM-12L440 | 10770 | 6 | 169046 | Oval Cap 12.5MFD 440V, 12L440 | US Motor Nidec Motor Corp | 12L440 | 7.17 | 6.99 | N | 7.17 | 6.99 | 7.17
USM-12L440 | 166553 | 3 | 169046 | Oval Cap 12.5MFD 440V, 12L440 | US Motor Nidec Motor Corp | 12L440 | 7.17 | 3.89 | N | 7.17 | 6.99 | 7.17
USM-12L440 | 166559 | 1 | 169046 | Oval Cap 12.5MFD 440V, 12L440 | US Motor Nidec Motor Corp | 12L440 | 7.17 | 3.89 | N | 7.17 | 6.99 | 7.17
USM-12L440 | 166561 | 4 | 169046 | Oval Cap 12.5MFD 440V, 12L440 | US Motor Nidec Motor Corp | 12L440 | 7.17 | 3.89 | N | 7.17 | 6.99 | 7.17
USM-12L440 | 175883 | 4 | 169046 | Oval Cap 12.5MFD 440V, 12L440 | US Motor Nidec Motor Corp | 12L440 | 7.17 | 3.89 | N | 7.17 | 6.99 | 7.17
USM-12R440 | 10770 | 6 | 169046 | Rnd Cap 12.5MFD 440V, 12R440 | US Motor Nidec Motor Corp | 12R440 | 6.83 | 6.67 | N | 6.83 | 6.67 | 6.83
USM-12R440 | 166553 | 3 | 169046 | Rnd Cap 12.5MFD 440V, 12R440 | US Motor Nidec Motor Corp | 12R440 | 6.83 | 3.71 | N | 6.83 | 6.67 | 6.83
USM-12R440 | 166559 | 3 | 169046 | Rnd Cap 12.5MFD 440V, 12R440 | US Motor Nidec Motor Corp | 12R440 | 6.83 | 3.711 | N | 6.83 | 6.67 | 6.83
USM-12R440 | 166561 | 4 | 169046 | Rnd Cap 12.5MFD 440V, 12R440 | US Motor Nidec Motor Corp | 12R440 | 6.83 | 3.71 | N | 6.83 | 6.67 | 6.83
USM-12R440 | 175883 | 4 | 169046 | Rnd Cap 12.5MFD 440V, 12R440 | US Motor Nidec Motor Corp | 12R440 | 6.83 | 3.711 | N | 6.83 | 6.67 | 6.83
USM-15L440 | 166553 | 4 | 169046 | Oval Cap 15MFD 440V, 15L440 | US Motor Nidec Motor Corp | 15L440 | 7.68 | 4.17 | N | 7.68 | 4.17 | 7.68
USM-15L440 | 166559 | 3 | 169046 | Oval Cap 15MFD 440V, 15L440 | US Motor Nidec Motor Corp | 15L440 | 7.68 | 4.17 | N | 7.68 | 4.17 | 7.68
USM-15L440 | 175883 | 4 | 169046 | Oval Cap 15MFD 440V, 15L440 | US Motor Nidec Motor Corp | 15L440 | 7.68 | 4.17 | N | 7.68 | 4.17 | 7.68
USM-17 | 10770 | 4 | 169046 | Double wire band 3 leg 5.6" dia. Motor | US Motor Nidec Motor Corp | 17 | 23.58 | 23 | N | 23.58 | 23 | 23.58
USM-17 | 166553 | 2 | 169046 | Double wire band 3 leg 5.6" dia. Motor | US Motor Nidec Motor Corp | 17 | 23.58 | 11.25 | N | 23.58 | 23 | 23.58
USM-17 | 175883 | 1 | 169046 | Double wire band 3 leg 5.6" dia. Motor | US Motor Nidec Motor Corp | 17 | 23.58 | 11.25 | N | 23.58 | 23 | 23.58
USM-1859 | 10008 | 2 | 169046 | 1/6 HP, 1075 RPM, 1859, 208-230 V, 60 | US Motor Nidec Motor Corp | 1859 | 81.56 | 42.53 | N | 81.56 | 42.53 | 81.56
USM-1860 | 10510 | 1 | 169046 | 1/4 HP, 1075 RPM, 1860, 208-230 V, 60 | US Motor Nidec Motor Corp | 1860 | 82.41 | 82.41 | Y | 82.41 | 82.41 | 82.41
USM-1860 | 175891 | 2 | 169046 | 1/4 HP, 1075 RPM, 1860, 208-230 V, 60 | US Motor Nidec Motor Corp | 1860 | 82.41 | 44.499 | Y | 82.41 | 82.41 | 82.41
USM-1861 | 10510 | 2 | 169046 | US MOTOR 1/3HP 1075RPM 208/230v | US Motor Nidec Motor Corp | 1861 | 87.53 | 51.3655 | Y | 87.53 | 51.3655 | 87.53
USM-1862 | 10510 | 3 | 169046 | 1/2 HP, 1075 RPM, 1862, 208-230 V, 60 | US Motor Nidec Motor Corp | 1862 | 101.85 | 60.582 | Y | 101.85 | 60.582 | 101.85
USM-1864 | 10510 | 3 | 169046 | 1/3 HP, 1075 / 3 SPD, 1864, 115 V, 60 | US Motor Nidec Motor Corp | 1864 | 91.67 | 48.94 | Y | 91.67 | 97.03 | 97.03
USM-1864 | 173042 | 0 | 169046 | 1/3 HP, 1075 / 3 SPD, 1864, 115 V, 60 | US Motor Nidec Motor Corp | 1864 | 91.67 | 97.03 | N | 91.67 | 97.03 | 97.03
USM-1865 | 10510 | 2 | 169046 | 1/2 HP, 1075 / 3 SPD, 1865, 115 V, 60 | US Motor Nidec Motor Corp | 1865 | 110.76 | 68.027 | Y | 110.76 | 68.027 | 110.76
USM-1865 | 175891 | 1 | 169046 | 1/2 HP, 1075 / 3 SPD, 1865, 115 V, 60 | US Motor Nidec Motor Corp | 1865 | 110.76 | 58.502 | Y | 110.76 | 68.027 | 110.76
USM-1868 | 10510 | 2 | 169046 | 3/4 HP, 1075 RPM, 1868, 208-230 V, 60 | US Motor Nidec Motor Corp | 1868 | 99.72 | 65.4775 | Y | 99.72 | 65.4775 | 99.72
USM-1892 | 10510 | 1 | 169046 | 1/2 HP, 1625 RPM, 1892, 208-230 V, 60 | US Motor Nidec Motor Corp | 1892 | 310.3 | 88.232 | N | 310.3 | 88.232 | 310.3
USM-1973 | 10510 | 2 | 169046 | 1/2 HP, 1075 / 3 SPD, 1973, 208-230 V, | US Motor Nidec Motor Corp | 1973 | 112.31 | 61.168 | Y | 112.31 | 61.168 | 112.31
USM-20L440 | 10770 | 6 | 169046 | Oval Cap 20MFD 440V, 20L440 | US Motor Nidec Motor Corp | 20L440 | 9.85 | 9.61 | N | 9.85 | 9.61 | 9.85
USM-20L440 | 166553 | 2 | 169046 | Oval Cap 20MFD 440V, 20L440 | US Motor Nidec Motor Corp | 20L440 | 9.85 | 5.35 | N | 9.85 | 9.61 | 9.85
USM-20L440 | 166559 | 2 | 169046 | Oval Cap 20MFD 440V, 20L440 | US Motor Nidec Motor Corp | 20L440 | 9.85 | 5.35 | N | 9.85 | 9.61 | 9.85
USM-20L440 | 166561 | 2 | 169046 | Oval Cap 20MFD 440V, 20L440 | US Motor Nidec Motor Corp | 20L440 | 9.85 | 6.27 | N | 9.85 | 9.61 | 9.85
USM-20L440 | 175883 | 4 | 169046 | Oval Cap 20MFD 440V, 20L440 | US Motor Nidec Motor Corp | 20L440 | 9.85 | 5.35 | N | 9.85 | 9.61 | 9.85
USM-2108 | 10510 | 19 | 169046 | 9 W, 1550 RPM, 2108, 115 V, 60 HZ, | US Motor Nidec Motor Corp | 2108 | 46.22 | 19.5961 | Y | 46.22 | 19.5961 | 46.22
USM-2110 | 10510 | 4 | 169046 | 9 W, 1550 RPM, 2110, 230 V, 60 HZ, | US Motor Nidec Motor Corp | 2110 | 56.88 | 27.8152 | Y | 56.88 | 27.8152 | 56.88
USM-2117 | 10510 | 1 | 169046 | 6 W, 1550 RPM, 2117, 115 V, 60 HZ, | US Motor Nidec Motor Corp | 2117 | 48.44 | 30.81 | N | 48.44 | 30.81 | 48.44
USM-2131 | 10510 | 3 | 169046 | 35 W, 1550 RPM, 2131, 230 V, 60 HZ, | US Motor Nidec Motor Corp | 2131 | 117.63 | 51.847 | Y | 117.63 | 51.847 | 117.63
USM-2133 | 10510 | 3 | 169046 | 50 W, 1550 RPM, 2133, 115 V, 60 HZ, | US Motor Nidec Motor Corp | 2133 | 108.45 | 55.7947 | Y | 108.45 | 55.7947 | 108.45
USM-2134 | 10510 | 2 | 169046 | 50 W, 1550 RPM, 2134, 230 V, 60 HZ, | US Motor Nidec Motor Corp | 2134 | 109.06 | 55.07 | Y | 109.06 | 55.07 | 109.06
USM-2135 | 10510 | 4 | 169046 | 50 W, 1550 RPM, 2135, 230 V, 60 HZ, | US Motor Nidec Motor Corp | 2135 | 109.06 | 68.1265 | Y | 109.06 | 68.1265 | 109.06
USM-24 | 10770 | 4 | 169046 | Double wire band 4 leg 5.6" dia. Motor | US Motor Nidec Motor Corp | 24 | 42.44 | 41.4 | Y | 42.44 | 41.4 | 42.44
USM-24 | 166553 | 2 | 169046 | Double wire band 4 leg 5.6" dia. Motor | US Motor Nidec Motor Corp | 24 | 42.44 | 20.25 | N | 42.44 | 41.4 | 42.44
USM-24 | 175883 | 1 | 169046 | Double wire band 4 leg 5.6" dia. Motor | US Motor Nidec Motor Corp | 24 | 42.44 | 20.25 | N | 42.44 | 41.4 | 42.44
USM-29 | 10770 | 4 | 169046 | Double wire band 4 leg 5.6" dia. Motor | US Motor Nidec Motor Corp | 29 | 44.33 | 43.24 | N | 44.33 | 43.24 | 44.33
USM-29 | 166553 | 2 | 169046 | Double wire band 4 leg 5.6" dia. Motor | US Motor Nidec Motor Corp | 29 | 44.33 | 21.15 | N | 44.33 | 43.24 | 44.33
USM-29 | 166561 | 2 | 169046 | Double wire band 4 leg 5.6" dia. Motor | US Motor Nidec Motor Corp | 29 | 44.33 | 24.7233 | N | 44.33 | 43.24 | 44.33
USM-29 | 175883 | 1 | 169046 | Double wire band 4 leg 5.6" dia. Motor | US Motor Nidec Motor Corp | 29 | 44.33 | 21.15 | N | 44.33 | 43.24 | 44.33
USM-35L440 | 166553 | 9 | 169046 | Oval Cap 35MFD 440V, 35L440 | US Motor Nidec Motor Corp | 35L440 | 12.16 | 0.1 | N | 12.16 | 0.1 | 12.16
USM-3738 | 10510 | 1 | 169046 | 1/2 HP, 1075 RPM, 3738, 460 V, 60 HZ, | US Motor Nidec Motor Corp | 3738 | 117.12 | 117.12 | Y | 117.12 | 117.12 | 117.12
USM-3852 | 10510 | 2 | 169046 | 1/2 HP, 1075 RPM, 3852, 208-230 V, 60 | US Motor Nidec Motor Corp | 3852 | 115.25 | 55.26 | Y | 115.25 | 55.26 | 115.25
USM-39 | 175883 | 1 | 169046 | Torsion band 4 leg 5.6" dia. motor, 9" | US Motor Nidec Motor Corp | 39 | 21.69 | 10.35 | N | 21.69 | 10.35 | 21.69
USM-3L440 | 166553 | 5 | 169046 | Oval Cap 3MFD 440V, 3L440 | US Motor Nidec Motor Corp | 3L440 | 5.04 | 2.74 | N | 5.04 | 2.74 | 5.04
USM-3L440 | 166559 | 4 | 169046 | Oval Cap 3MFD 440V, 3L440 | US Motor Nidec Motor Corp | 3L440 | 5.04 | 2.74 | N | 5.04 | 2.74 | 5.04
USM-3L440 | 166561 | 4 | 169046 | Oval Cap 3MFD 440V, 3L440 | US Motor Nidec Motor Corp | 3L440 | 5.04 | 2.74 | N | 5.04 | 2.74 | 5.04
USM-3L440 | 175883 | 4 | 169046 | Oval Cap 3MFD 440V, 3L440 | US Motor Nidec Motor Corp | 3L440 | 5.04 | 2.74 | N | 5.04 | 2.74 | 5.04
USM-4L440 | 10770 | 6 | 169046 | Oval Cap 4MFD 440V, 4L440 | US Motor Nidec Motor Corp | 4L440 | 4.79 | 4.67 | N | 4.79 | 4.67 | 4.79
USM-4L440 | 166553 | 10 | 169046 | Oval Cap 4MFD 440V, 4L440 | US Motor Nidec Motor Corp | 4L440 | 4.79 | 3.1979 | N | 4.79 | 4.67 | 4.79
USM-4L440 | 166557 | 1 | 169046 | Oval Cap 4MFD 440V, 4L440 | US Motor Nidec Motor Corp | 4L440 | 4.79 | 3.2578 | N | 4.79 | 4.67 | 4.79
USM-4L440 | 175883 | 4 | 169046 | Oval Cap 4MFD 440V, 4L440 | US Motor Nidec Motor Corp | 4L440 | 4.79 | 2.599 | N | 4.79 | 4.67 | 4.79
USM-5430 | 10770 | 3 | 169046 | 1/3 / 1/6 HP, 1075 RPM, 5430, 208-230 | US Motor Nidec Motor Corp | 5430 | 95.31 | 95.31 | N | 95.31 | 95.31 | 95.31
USM-5430 | 166553 | 2 | 169046 | 1/3 / 1/6 HP, 1075 RPM, 5430, 208-230 | US Motor Nidec Motor Corp | 5430 | 95.31 | 52.5 | N | 95.31 | 95.31 | 95.31
USM-5430 | 166559 | 3 | 169046 | 1/3 / 1/6 HP, 1075 RPM, 5430, 208-230 | US Motor Nidec Motor Corp | 5430 | 95.31 | 54.12 | N | 95.31 | 95.31 | 95.31
USM-5430 | 166561 | 1 | 169046 | 1/3 / 1/6 HP, 1075 RPM, 5430, 208-230 | US Motor Nidec Motor Corp | 5430 | 95.31 | 82.6786 | N | 95.31 | 95.31 | 95.31
USM-5430 | 175883 | 3 | 169046 | 1/3 / 1/6 HP, 1075 RPM, 5430, 208-230 | US Motor Nidec Motor Corp | 5430 | 95.31 | 18.04 | N | 95.31 | 95.31 | 95.31
USM-5441H | 10510 | 2 | 169046 | 1/4 / 1/6 HP, 1075 RPM, 5441H, 208-230 | US Motor Nidec Motor Corp | 5441H | 95.77 | 60.9295 | Y | 95.77 | 60.9295 | 95.77
USM-5460 | 10510 | 6 | 169046 | 1/2 HP, 1075 / 4 SPD, 5460, 115 V, 60 | US Motor Nidec Motor Corp | 5460 | 107.47 | 77.806 | Y | 107.47 | 107.47 | 107.47
USM-5460 | 10770 | 2 | 169046 | 1/2 HP, 1075 / 4 SPD, 5460, 115 V, 60 | US Motor Nidec Motor Corp | 5460 | 107.47 | 107.47 | N | 107.47 | 107.47 | 107.47
USM-5460 | 166553 | 1 | 169046 | 1/2 HP, 1075 / 4 SPD, 5460, 115 V, 60 | US Motor Nidec Motor Corp | 5460 | 107.47 | 58.32 | N | 107.47 | 107.47 | 107.47
USM-5460 | 166559 | 2 | 169046 | 1/2 HP, 1075 / 4 SPD, 5460, 115 V, 60 | US Motor Nidec Motor Corp | 5460 | 107.47 | 61.03 | N | 107.47 | 107.47 | 107.47
USM-5460 | 166561 | 1 | 169046 | 1/2 HP, 1075 / 4 SPD, 5460, 115 V, 60 | US Motor Nidec Motor Corp | 5460 | 107.47 | 58.32 | N | 107.47 | 107.47 | 107.47
USM-5460 | 175883 | 2 | 169046 | 1/2 HP, 1075 / 4 SPD, 5460, 115 V, 60 | US Motor Nidec Motor Corp | 5460 | 107.47 | 61.03 | N | 107.47 | 107.47 | 107.47
USM-5460 | 175891 | 1 | 169046 | 1/2 HP, 1075 / 4 SPD, 5460, 115 V, 60 | US Motor Nidec Motor Corp | 5460 | 107.47 | 79.17 | Y | 107.47 | 107.47 | 107.47
USM-5461 | 10770 | 2 | 169046 | 1/2 HP, 1075 / 4 SPD, 5461, 208-230 V, | US Motor Nidec Motor Corp | 5461 | 112.38 | 112.38 | N | 112.38 | 112.38 | 112.38
USM-5461 | 166553 | 2 | 169046 | 1/2 HP, 1075 / 4 SPD, 5461, 208-230 V, | US Motor Nidec Motor Corp | 5461 | 112.38 | 59.5 | N | 112.38 | 112.38 | 112.38
USM-5461 | 175883 | 1 | 169046 | 1/2 HP, 1075 / 4 SPD, 5461, 208-230 V, | US Motor Nidec Motor Corp | 5461 | 112.38 | 63.82 | N | 112.38 | 112.38 | 112.38
USM-5462 | 10510 | 1 | 169046 | 1/3 / 1/6 HP, 1075 RPM, 5462, 208-230 | US Motor Nidec Motor Corp | 5462 | 104.2 | 104.2 | Y | 104.2 | 104.2 | 104.2
USM-5464 | 10510 | 2 | 169046 | 1/3 / 1/6 HP, 825 / 2 SPD, 5464, 208-2 | US Motor Nidec Motor Corp | 5464 | 135.45 | 83.63 | Y | 135.45 | 83.63 | 135.45
USM-5465H | 10770 | 2 | 169046 | 1/2 / 1/5 HP, 1075 / 2 SPD, 5465H, 208 | US Motor Nidec Motor Corp | 5465H | 146.33 | 146.33 | N | 146.33 | 146.33 | 146.33
USM-5465H | 166553 | 1 | 169046 | 1/2 / 1/5 HP, 1075 / 2 SPD, 5465H, 208 | US Motor Nidec Motor Corp | 5465H | 146.33 | 83.1 | N | 146.33 | 146.33 | 146.33
USM-5465H | 166559 | 2 | 169046 | 1/2 / 1/5 HP, 1075 / 2 SPD, 5465H, 208 | US Motor Nidec Motor Corp | 5465H | 146.33 | 83.1 | N | 146.33 | 146.33 | 146.33
USM-5465H | 166561 | 3 | 169046 | 1/2 / 1/5 HP, 1075 / 2 SPD, 5465H, 208 | US Motor Nidec Motor Corp | 5465H | 146.33 | 83.1 | N | 146.33 | 146.33 | 146.33
USM-5465H | 175883 | 2 | 169046 | 1/2 / 1/5 HP, 1075 / 2 SPD, 5465H, 208 | US Motor Nidec Motor Corp | 5465H | 146.33 | 83.1 | N | 146.33 | 146.33 | 146.33
USM-5470 | 10510 | 3 | 169046 | 3/4 HP, 1075 / 4 SPD, 5470, 115 V, 60 | US Motor Nidec Motor Corp | 5470 | 131.75 | 80.5817 | Y | 131.75 | 131.75 | 131.75
USM-5470 | 10770 | 2 | 169046 | 3/4 HP, 1075 / 4 SPD, 5470, 115 V, 60 | US Motor Nidec Motor Corp | 5470 | 131.75 | 131.75 | N | 131.75 | 131.75 | 131.75
USM-5470 | 166553 | 3 | 169046 | 3/4 HP, 1075 / 4 SPD, 5470, 115 V, 60 | US Motor Nidec Motor Corp | 5470 | 131.75 | 69.75 | N | 131.75 | 131.75 | 131.75
USM-5470 | 166559 | 2 | 169046 | 3/4 HP, 1075 / 4 SPD, 5470, 115 V, 60 | US Motor Nidec Motor Corp | 5470 | 131.75 | 74.81 | N | 131.75 | 131.75 | 131.75
USM-5470 | 166561 | 1 | 169046 | 3/4 HP, 1075 / 4 SPD, 5470, 115 V, 60 | US Motor Nidec Motor Corp | 5470 | 131.75 | 80.9757 | N | 131.75 | 131.75 | 131.75
USM-5470 | 175883 | 2 | 169046 | 3/4 HP, 1075 / 4 SPD, 5470, 115 V, 60 | US Motor Nidec Motor Corp | 5470 | 131.75 | 74.81 | N | 131.75 | 131.75 | 131.75
USM-5470 | 175891 | 2 | 169046 | 3/4 HP, 1075 / 4 SPD, 5470, 115 V, 60 | US Motor Nidec Motor Corp | 5470 | 131.75 | 65.449 | Y | 131.75 | 131.75 | 131.75
USM-5471 | 10770 | 2 | 169046 | 3/4 HP, 1075 / 4 SPD, 5471, 208-230 V, | US Motor Nidec Motor Corp | 5471 | 134.73 | 134.73 | N | 134.73 | 134.73 | 134.73
USM-5471 | 166553 | 2 | 169046 | 3/4 HP, 1075 / 4 SPD, 5471, 208-230 V, | US Motor Nidec Motor Corp | 5471 | 134.73 | 71.33 | N | 134.73 | 134.73 | 134.73
USM-5471 | 166559 | 2 | 169046 | 3/4 HP, 1075 / 4 SPD, 5471, 208-230 V, | US Motor Nidec Motor Corp | 5471 | 134.73 | 76.51 | N | 134.73 | 134.73 | 134.73
USM-5471 | 175883 | 2 | 169046 | 3/4 HP, 1075 / 4 SPD, 5471, 208-230 V, | US Motor Nidec Motor Corp | 5471 | 134.73 | 76.51 | N | 134.73 | 134.73 | 134.73
USM-5532ET | 10770 | 2 | 169046 | 1/2 HP, 1075 / VAR SPD, 5532ET, 115/20 | US Motor Nidec Motor Corp | 5532ET | 242.95 | 237.02 | N | 242.95 | 237.02 | 242.95
USM-5532ET | 166553 | 2 | 169046 | 1/2 HP, 1075 / VAR SPD, 5532ET, 115/20 | US Motor Nidec Motor Corp | 5532ET | 242.95 | 154 | N | 242.95 | 237.02 | 242.95
USM-5532ET | 166559 | 2 | 169046 | 1/2 HP, 1075 / VAR SPD, 5532ET, 115/20 | US Motor Nidec Motor Corp | 5532ET | 242.95 | 154.56 | N | 242.95 | 237.02 | 242.95
USM-5532ET | 175883 | 2 | 169046 | 1/2 HP, 1075 / VAR SPD, 5532ET, 115/20 | US Motor Nidec Motor Corp | 5532ET | 242.95 | 154.56 | N | 242.95 | 237.02 | 242.95
USM-5542ET | 166553 | 1 | 169046 | 3/4 / 1/3 HP, 1075 / VAR SPD, 5542ET, | US Motor Nidec Motor Corp | 5542ET | 270.68 | 174.25 | N | 270.68 | 174.25 | 270.68
USM-5542ET | 166559 | 2 | 169046 | 3/4 / 1/3 HP, 1075 / VAR SPD, 5542ET, | US Motor Nidec Motor Corp | 5542ET | 270.68 | 172.2 | N | 270.68 | 174.25 | 270.68
USM-5542ET | 175883 | 2 | 169046 | 3/4 / 1/3 HP, 1075 / VAR SPD, 5542ET, | US Motor Nidec Motor Corp | 5542ET | 270.68 | 172.2 | N | 270.68 | 174.25 | 270.68
USM-5830 | 10510 | 3 | 169046 | 1/4 HP, 1075 / 4 SPD, 5830, 115 V, 60 | US Motor Nidec Motor Corp | 5830 | 136.3 | 71.69 | Y | 136.3 | 71.69 | 136.3
USM-5L440 | 166553 | 20 | 169046 | Oval Cap 5MFD 440V, 5L440 | US Motor Nidec Motor Corp | 5L440 | 5.04 | 3.4318 | N | 5.04 | 4.73 | 5.04
USM-5L440 | 166561 | 3 | 169046 | Oval Cap 5MFD 440V, 5L440 | US Motor Nidec Motor Corp | 5L440 | 5.04 | 4.73 | Y | 5.04 | 4.73 | 5.04
USM-5L440 | 175883 | 3 | 169046 | Oval Cap 5MFD 440V, 5L440 | US Motor Nidec Motor Corp | 5L440 | 5.04 | 2.74 | N | 5.04 | 4.73 | 5.04
USM-60 | 166553 | 1 | 169046 | Nidec 60 | US Motor Nidec Motor Corp | 60 | 161.06 | 151.09 | N | 161.06 | 151.09 | 161.06
USM-600 | 166561 | 3 | 169046 | 1/4 HP, 1075 / 3 SPD, 600, 277 V, 60 H | US Motor Nidec Motor Corp | 600 | 228.13 | 222.57 | N | 228.13 | 222.57 | 228.13
USM-61 | 166553 | 1 | 169046 | Nidec 61 | US Motor Nidec Motor Corp | 61 | 165.28 | 155.05 | N | 165.28 | 155.05 | 165.28
USM-61 | 166561 | 2 | 169046 | Nidec 61 | US Motor Nidec Motor Corp | 61 | 165.28 | 155.05 | Y | 165.28 | 155.05 | 165.28
USM-62 | 166553 | 1 | 169046 | Nidec 62 | US Motor Nidec Motor Corp | 62 | 178.51 | 167.49 | N | 178.51 | 167.49 | 178.51
USM-62 | 166561 | 2 | 169046 | Nidec 62 | US Motor Nidec Motor Corp | 62 | 178.51 | 107.54 | N | 178.51 | 167.49 | 178.51
USM-63 | 166553 | 2 | 169046 | Nidec 63 | US Motor Nidec Motor Corp | 63 | 236.11 | 221.49 | N | 236.11 | 221.49 | 236.11
USM-63 | 166561 | 2 | 169046 | Nidec 63 | US Motor Nidec Motor Corp | 63 | 236.11 | 142.24 | N | 236.11 | 221.49 | 236.11
USM-6880 | 10510 | 1 | 169046 | 1/3 HP, 1075 RPM, 6880, 208-230 V, 60 | US Motor Nidec Motor Corp | 6880 | 102.85 | 38.789 | N | 102.85 | 38.973 | 102.85
USM-6880 | 175891 | 1 | 169046 | 1/3 HP, 1075 RPM, 6880, 208-230 V, 60 | US Motor Nidec Motor Corp | 6880 | 102.85 | 38.973 | Y | 102.85 | 38.973 | 102.85
USM-6L440 | 166561 | 1 | 169046 | Oval Cap 6MFD 440V, 6L440 | US Motor Nidec Motor Corp | 6L440 | 5.3 | 4.231 | N | 5.3 | 4.231 | 5.3
USM-7L440 | 10770 | 10 | 169046 | Oval Cap 7.5MFD 440V, 7L440 | US Motor Nidec Motor Corp | 7L440 | 5.76 | 5.62 | N | 5.76 | 5.62 | 5.76
USM-7L440 | 166561 | 11 | 169046 | Oval Cap 7.5MFD 440V, 7L440 | US Motor Nidec Motor Corp | 7L440 | 5.76 | 5.62 | N | 5.76 | 5.62 | 5.76
USM-7L440 | 175883 | 4 | 169046 | Oval Cap 7.5MFD 440V, 7L440 | US Motor Nidec Motor Corp | 7L440 | 5.76 | 3.13 | N | 5.76 | 5.62 | 5.76
USM-8000 | 10510 | 3 | 169046 | 1/4 HP, 1725 RPM, 8000, 115 V, 60 HZ, | US Motor Nidec Motor Corp | 8000 | 115.46 | 66.7187 | Y | 115.46 | 66.7187 | 115.46
USM-8000 | 175891 | 1 | 169046 | 1/4 HP, 1725 RPM, 8000, 115 V, 60 HZ, | US Motor Nidec Motor Corp | 8000 | 115.46 | 54.82 | Y | 115.46 | 66.7187 | 115.46
USM-8904 | 10510 | 2 | 169046 | 3/4 HP, 1075 / 3 SPD, 8904, 115 V, 60 | US Motor Nidec Motor Corp | 8904 | 125.85 | 93.94 | N | 125.85 | 93.94 | 125.85
USM-8904 | 175891 | 1 | 169046 | 3/4 HP, 1075 / 3 SPD, 8904, 115 V, 60 | US Motor Nidec Motor Corp | 8904 | 125.85 | 68.89 | Y | 125.85 | 93.94 | 125.85
USM-8905 | 10510 | 4 | 169046 | 3/4 HP, 1075 / 3 SPD, 8905, 208-230 V, | US Motor Nidec Motor Corp | 8905 | 128.94 | 65.83 | Y | 128.94 | 65.83 | 128.94
USM-9632 | 10510 | 6 | 169046 | 1/20 HP, 1550 RPM, 9632, 115 V, 60 HZ, | US Motor Nidec Motor Corp | 9632 | 54.61 | 28.258 | Y | 54.61 | 28.258 | 54.61
USM-9721 | 10510 | 1 | 169046 | 1/12 HP, 1550 & 1350 RPM, 9721, 115/20 | US Motor Nidec Motor Corp | 9721 | 54.43 | 40.31 | N | 54.43 | 40.31 | 54.43
USM-D10P2D | 166553 | 1 | 169046 | 10 HP, 1765 & 1455 RPM, 208-230v | US Motor Nidec Motor Corp | D10P2D | 740.64 | 413.54 | N | 740.64 | 413.54 | 740.64
USM-D10P2D | 175883 | 1 | 169046 | 10 HP, 1765 & 1455 RPM, 208-230v | US Motor Nidec Motor Corp | D10P2D | 740.64 | 383.25 | N | 740.64 | 413.54 | 740.64
USM-D15P2D | 10770 | 1 | 169046 | 15 HP, 1775 & 1470 RPM, D15P2D, 208-23 | US Motor Nidec Motor Corp | D15P2D | 1012.55 | 1012.55 | N | 1012.55 | 1012.55 | 1012.55
USM-D15P2D | 166553 | 2 | 169046 | 15 HP, 1775 & 1470 RPM, D15P2D, 208-23 | US Motor Nidec Motor Corp | D15P2D | 1012.55 | 1012.55 | N | 1012.55 | 1012.55 | 1012.55
USM-D1CPA2PH9 | 10770 | 1 | 169046 | 1 HP, 1725 RPM, D1CPA2PH9, 115/230 V, | US Motor Nidec Motor Corp | D1CPA2PH9 | 573.61 | 559.62 | N | 573.61 | 559.62 | 573.61
USM-D1CPA2PH9 | 166561 | 1 | 169046 | 1 HP, 1725 RPM, D1CPA2PH9, 115/230 V, | US Motor Nidec Motor Corp | D1CPA2PH9 | 573.61 | 273.7 | N | 573.61 | 559.62 | 573.61
USM-D1CPA2PH9 | 175883 | 1 | 169046 | 1 HP, 1725 RPM, D1CPA2PH9, 115/230 V, | US Motor Nidec Motor Corp | D1CPA2PH9 | 573.61 | 273.7 | N | 573.61 | 559.62 | 573.61
USM-D1P2AH | 175883 | 1 | 169046 | 1 HP, 1725 RPM, D1P2AH, 208-230/460 V, | US Motor Nidec Motor Corp | D1P2AH | 258.28 | 133.65 | N | 258.28 | 133.65 | 258.28
USM-D1P2D | 10770 | 1 | 169046 | 1 HP, 1760 & 1445 RPM, D1P2D, 208-230/ | US Motor Nidec Motor Corp | D1P2D | 314.96 | 314.96 | N | 314.96 | 314.96 | 314.96
USM-D1P2D | 166557 | 1 | 169046 | 1 HP, 1760 & 1445 RPM, D1P2D, 208-230/ | US Motor Nidec Motor Corp | D1P2D | 314.96 | 204.2691 | N | 314.96 | 314.96 | 314.96
USM-D1P2D | 166561 | 2 | 169046 | 1 HP, 1760 & 1445 RPM, D1P2D, 208-230/ | US Motor Nidec Motor Corp | D1P2D | 314.96 | 276.51 | N | 314.96 | 314.96 | 314.96
USM-D1P2D | 175883 | 1 | 169046 | 1 HP, 1760 & 1445 RPM, D1P2D, 208-230/ | US Motor Nidec Motor Corp | D1P2D | 314.96 | 162.98 | N | 314.96 | 314.96 | 314.96
USM-D2P2D | 166553 | 2 | 169046 | 2 HP, 1745 & 1420 RPM, D2P2D, 208-230/ | US Motor Nidec Motor Corp | D2P2D | 363.39 | 363.39 | N | 363.39 | 363.39 | 363.39
USM-D2P2D | 166561 | 1 | 169046 | 2 HP, 1745 & 1420 RPM, D2P2D, 208-230/ | US Motor Nidec Motor Corp | D2P2D | 363.39 | 339.6213 | N | 363.39 | 363.39 | 363.39
USM-D32P2AH | 166561 | 1 | 169046 | 1 1/2 HP, 1725 & 1425 RPM, D32P2AH, 20 | US Motor Nidec Motor Corp | D32P2AH | 389.37 | 421 | N | 389.37 | 421 | 421
USM-D32P2D | 166561 | 1 | 169046 | 1 1/2 HP, 1750 & 1430 RPM, D32P2D, 208 | US Motor Nidec Motor Corp | D32P2D | 331.18 | 331.18 | N | 331.18 | 331.18 | 331.18
USM-D32P2D | 175883 | 1 | 169046 | 1 1/2 HP, 1750 & 1430 RPM, D32P2D, 208 | US Motor Nidec Motor Corp | D32P2D | 331.18 | 171.37 | N | 331.18 | 331.18 | 331.18
USM-D3P2D | 166553 | 2 | 169046 | 3 HP, 1770 & 1460 RPM, D3P2D, 208-230/ | US Motor Nidec Motor Corp | D3P2D | 386.18 | 386.18 | N | 386.18 | 386.18 | 386.18
USM-D5P2D | 166553 | 2 | 169046 | 5 HP, 1765 & 1450 RPM, D5P2D, 208-230/ | US Motor Nidec Motor Corp | D5P2D | 416.21 | 416.21 | N | 416.21 | 416.21 | 416.21
USM-D7P2D | 166553 | 2 | 169046 | 7 1/2 HP, 1765 & 1450 RPM, D7P2D, 208- | US Motor Nidec Motor Corp | D7P2D | 608.75 | 608.75 | N | 608.75 | 608.75 | 608.75
USM-D7P2D | 166561 | 1 | 169046 | 7 1/2 HP, 1765 & 1450 RPM, D7P2D, 208- | US Motor Nidec Motor Corp | D7P2D | 608.75 | 608.75 | N | 608.75 | 608.75 | 608.75
USM-K33B | 166553 | 2 | 169046 | Rescue Select Bluetooth Programming To | US Motor Nidec Motor Corp | K33B | 256.73 | 119.7 | N | 256.73 | 123.4 | 256.73
USM-K33B | 166559 | 1 | 169046 | Rescue Select Bluetooth Programming To | US Motor Nidec Motor Corp | K33B | 256.73 | 123.4 | N | 256.73 | 123.4 | 256.73
USM-K33B | 166561 | 1 | 169046 | Rescue Select Bluetooth Programming To | US Motor Nidec Motor Corp | K33B | 256.73 | 119.7 | N | 256.73 | 123.4 | 256.73
USM-K33B | 175883 | 1 | 169046 | Rescue Select Bluetooth Programming To | US Motor Nidec Motor Corp | K33B | 256.73 | 123.4 | N | 256.73 | 123.4 | 256.73
USM-U5P2D | 166553 | 1 | 169046 | 5 HP, 1760 & 1440 RPM, U5P2D, 208-230/ | US Motor Nidec Motor Corp | U5P2D | 560.39 | 289.98 | N | 560.39 | 289.98 | 560.39
USM-U5P2D | 175883 | 1 | 169046 | 5 HP, 1760 & 1440 RPM, U5P2D, 208-230/ | US Motor Nidec Motor Corp | U5P2D | 560.39 | 289.98 | N | 560.39 | 289.98 | 560.39
USM-US3A1827 | 166553 | 1 | 169046 | 3 Fan Blade, 18 dia., 27 pitch, CW, In | US Motor Nidec Motor Corp | US3A1827 | 46.61 | 22.402 | N | 46.61 | 22.402 | 46.61
USM-US3A1827 | 166561 | 1 | 169046 | 3 Fan Blade, 18 dia., 27 pitch, CW, In | US Motor Nidec Motor Corp | US3A1827 | 46.61 | 22.402 | N | 46.61 | 22.402 | 46.61
USM-US3A1834 | 166553 | 1 | 169046 | 3 Fan Blade, 18 dia., 34 pitch, CW, In | US Motor Nidec Motor Corp | US3A1834 | 46.61 | 22.402 | N | 46.61 | 22.402 | 46.61
USM-US3A1834 | 166561 | 1 | 169046 | 3 Fan Blade, 18 dia., 34 pitch, CW, In | US Motor Nidec Motor Corp | US3A1834 | 46.61 | 22.402 | N | 46.61 | 22.402 | 46.61
USM-US3A2028 | 166553 | 1 | 169046 | 3 Fan Blade, 20 dia., 28 pitch, CW, In | US Motor Nidec Motor Corp | US3A2028 | 54.34 | 26.12 | N | 54.34 | 26.12 | 54.34
USM-US3A2028 | 166559 | 1 | 169046 | 3 Fan Blade, 20 dia., 28 pitch, CW, In | US Motor Nidec Motor Corp | US3A2028 | 54.34 | 26.118 | N | 54.34 | 26.12 | 54.34
USM-US3A2227 | 166553 | 1 | 169046 | 3 Fan Blade, 22 dia., 27 pitch, CW, In | US Motor Nidec Motor Corp | US3A2227 | 61.71 | 29.664 | N | 61.71 | 29.664 | 61.71
USM-US3A2426 | 166553 | 1 | 169046 | 3 Fan Blade, 24 dia., 26 pitch, CW, In | US Motor Nidec Motor Corp | US3A2426 | 62.78 | 30.177 | N | 62.78 | 30.177 | 62.78
USM-US3A2426 | 166561 | 1 | 169046 | 3 Fan Blade, 24 dia., 26 pitch, CW, In | US Motor Nidec Motor Corp | US3A2426 | 62.78 | 30.177 | N | 62.78 | 30.177 | 62.78
USM-US3B1827 | 166553 | 1 | 169046 | 3 Fan Blade, 18 dia., 27 pitch, CCW, I | US Motor Nidec Motor Corp | US3B1827 | 46.61 | 22.402 | N | 46.61 | 22.402 | 46.61
USM-US3B1827 | 166561 | 1 | 169046 | 3 Fan Blade, 18 dia., 27 pitch, CCW, I | US Motor Nidec Motor Corp | US3B1827 | 46.61 | 22.402 | N | 46.61 | 22.402 | 46.61
USM-US4A1827 | 166553 | 1 | 169046 | 4 Fan Blade, 18 dia., 27 pitch, CW, In | US Motor Nidec Motor Corp | US4A1827 | 56.16 | 26.992 | N | 56.16 | 26.992 | 56.16
USM-US4A1827 | 166561 | 1 | 169046 | 4 Fan Blade, 18 dia., 27 pitch, CW, In | US Motor Nidec Motor Corp | US4A1827 | 56.16 | 26.992 | N | 56.16 | 26.992 | 56.16
USM-US4A2427 | 166553 | 1 | 169046 | 4 Fan Blade, 24 dia., 27 pitch, CW, In | US Motor Nidec Motor Corp | US4A2427 | 71.98 | 34.596 | N | 71.98 | 34.596 | 71.98
USM-US4A2427 | 166561 | 1 | 169046 | 4 Fan Blade, 24 dia., 27 pitch, CW, In | US Motor Nidec Motor Corp | US4A2427 | 71.98 | 34.596 | N | 71.98 | 34.596 | 71.98
USM-US4B1827 | 166553 | 1 | 169046 | 4 Fan Blade, 18 dia., 27 pitch, CCW, I | US Motor Nidec Motor Corp | US4B1827 | 56.16 | 26.99 | N | 56.16 | 26.992 | 56.16
USM-US4B1827 | 166561 | 1 | 169046 | 4 Fan Blade, 18 dia., 27 pitch, CCW, I | US Motor Nidec Motor Corp | US4B1827 | 56.16 | 26.992 | N | 56.16 | 26.992 | 56.16
USM-US4B1834 | 166553 | 1 | 169046 | 4 Fan Blade, 18 dia., 34 pitch, CCW, I | US Motor Nidec Motor Corp | US4B1834 | 56.51 | 27.16 | N | 56.51 | 27.163 | 56.51
USM-US4B1834 | 166561 | 1 | 169046 | 4 Fan Blade, 18 dia., 34 pitch, CCW, I | US Motor Nidec Motor Corp | US4B1834 | 56.51 | 27.163 | N | 56.51 | 27.163 | 56.51
UTA PLATFORM WITHOUT BOILER | 10008 | 0 | 133342 | Panel Assembled | Building Controls & Solutions | UTA PLATFORM WITHOUT BOILER | 0 | 1073.9431 | N | 0 | 1073.9431 | 1073.9431
UVMATRIXUVM207 | 173042 | 3 | 168859 | UVC FOR MINI-SPLITS 120-277 7" | *DO NOT USE* Paid with Divvy Card | UVMATRIX UVM-207 | 88.77 | 88.77 | N | 88.77 | 88.77 | 88.77
V-710KBS | 10510 | 1 | 133472 | 2 Way Normally Closed, 2 1/2", NPT or Fl | ASCO L.P. | V-710KBS | 219.87 | 205.91 | Y | 219.87 | 219.87 | 219.87
V-710KBS | 175891 | 1 | 176590 | 2 Way Normally Closed, 2 1/2", NPT or Fl | Emerson Automation Solutions FC LLC | V-710KBS | 219.87 | 219.87 | N | 219.87 | 219.87 | 219.87
V012001 | 175891 | 3 | 133472 | 1/4 IN CHECK VALVE | ASCO L.P. | V012001 | 30.6785 | 30.6785 | N | 30.6785 | 30.6785 | 30.6785
V0315S37262BGWPAT | 10008 | 1 | 133996 | 3" MODEL 210 WAFER CHECK VALVE | Intermountain Controls Nichols-Given | V0315S37262BGWPAT | 352 | 352 | N | 352 | 352 | 352
V110D5009 | 10510 | 1 | 133358 | Braukmann 3/4 radiator valve5.8CV straig | ADEMCO, INC. (Resideo) | V110D5009 | 32.49 | 32.49 | N | 32.49 | 32.49 | 32.49
V1AE4K01 | 175891 | 1 | 133472 | VLV BODY ASSEMBLY | ASCO L.P. | V1AE4K01 | 326.3409 | 326.3409 | N | 326.3409 | 326.3409 | 326.3409
V2036248 | 175891 | 1 | 133505 | 2INDIAL -40-65F THERM 48IN CAP | MILJOCO CORP | V2036248 | 21.2667 | 21.2667 | N | 21.2667 | 21.2667 | 21.2667
V48A2250 | 10008 | 1 | 133921 | HONEYWELL 2 1/2'' VALVE 1 LB MAX SELL | HONEYWELL INTERNATIONAL ECC US (HOFS) | V48A2250/U | 355.93 | 287.36 | N | 355.93 | 355.93 | 355.93
V48A2250 | 175891 | 1 | 133921 | HONEYWELL 2 1/2'' VALVE 1 LB MAX SELL | HONEYWELL INTERNATIONAL ECC US (HOFS) | V48A2250/U | 355.93 | 355.93 | Y | 355.93 | 355.93 | 355.93
V5197A1003 | 10008 | 1 | 133921 | Valve, Gas | HONEYWELL INTERNATIONAL ECC US (HOFS) | V5197A1003 | 205.27 | 205.27 | N | 205.27 | 205.27 | 205.27
V58050 | 175891 | 3 | 176752 | *READ OUT VALVE | HYDRO-FLO PRODUCTS INC | V58050 | 3.563 | 3.563 | N | 3.563 | 3.563 | 3.563
V710FBS | 10510 | 2 | 133472 | V710FBSASC | ASCO L.P. | V710FBS50 | 103.5399 | 87.374 | N | 103.5399 | 103.5399 | 103.5399
V710FBS | 175891 | 3 | 133472 | V710FBSASC | ASCO L.P. | V710FBS50 | 103.5399 | 103.5399 | Y | 103.5399 | 103.5399 | 103.5399
V710GBS50 | 10510 | 1 | 133472 | V710GBSASC | ASCO L.P. | V710GBS50 | 123.9347 | 106.776 | Y | 123.9347 | 123.9347 | 123.9347
V710GBS50 | 175891 | 2 | 133472 | V710GBSASC | ASCO L.P. | V710GBS50 | 123.9347 | 123.9347 | Y | 123.9347 | 123.9347 | 123.9347
V710GBSV22 | 10510 | 2 | 133472 | Hydramotor Safety Shutoff Valve, 1-1/4” | ASCO L.P. | V710GBSV22 | 291.06 | 291.06 | N | 291.06 | 291.06 | 291.06
V710HBS | 175891 | 2 | 133472 | V710HBS ASC | ASCO L.P. | V710HBS | 363.35 | 159.6805 | Y | 363.35 | 159.6805 | 363.35
V710HBSV22 | 10510 | 3 | 133472 | V710HBSV22 ASC | ASCO L.P. | V710HBSV22 | 260.376 | 258.1245 | Y | 260.376 | 258.1245 | 260.376
V710JBSV22 | 10510 | 1 | 133472 | 2" 2W NC VLV BODY, 0-15 PSI, 74Cv, 3956 | ASCO L.P. | V710JBSV22 | 300.39 | 300.39 | N | 300.39 | 300.39 | 300.39
V800C1052 | 175891 | 1 | 133358 | Honeywell combination valve24V 3/4 natur | ADEMCO, INC. (Resideo) | V800C1052 | 410.6773 | 394.882 | N | 410.6773 | 394.882 | 410.6773
VAVD2 | 166559 | 1 | 169017 | VAV Zone Unit Pressure Dependent | TACO Electronic Solutions, Inc | VAVD-2 | 148.75 | 148.75 | N | 148.75 | 148.75 | 148.75
VB225350091 | 175891 | 1 | 134179 | 1/2" 2W 0.38cv BallVlv w/LINK | NEUCO INC. | VB225350091 | 72.7498 | 72.7498 | N | 72.7498 | 72.7498 | 72.7498
VB225350092 | 175891 | 3 | 134179 | 1/2"npt 2w .68cv BallVlvW/Link | NEUCO INC. | VB225350092 | 74.7991 | 74.7991 | N | 74.7991 | 74.7991 | 74.7991
VB7221046 | 175883 | 4 | 134342 | Invensys 3/4in 2way valve body | SCHNEIDER ELECTRIC BUILDINGS AMERICAS, INC | VB7221046 | 50.88 | 50.88 | N | 50.88 | 50.88 | 50.88
VBN2A00130PAMVN713A0000 | 175883 | 2 | 133921 | 1/2in NPT 2way CBV modulating actuator | HONEYWELL INTERNATIONAL ECC US (HOFS) | VBN2A001.30PA+MVN713A0000 | 81.6165 | 81.6165 | N | 81.6165 | 81.6165 | 81.6165
VBN2A00260PL | 175883 | 5 | 133921 | 1/2 IN NPT 2 WAY BALL VALVE 2.6 CV | HONEYWELL INTERNATIONAL ECC US (HOFS) | VBN2A00260PL | 19.59 | 19.59 | N | 19.59 | 19.59 | 19.59
VBN2A00260PX | 175883 | 7 | 133921 | 1/2 IN NPT - 2 WAY BALL VALVE 2.6 CV | HONEYWELL INTERNATIONAL ECC US (HOFS) | VBN2A002.60PX | 24.0944 | 24.0944 | N | 24.0944 | 24.0944 | 24.0944
VBN2A00260SA | 175883 | 5 | 133921 | 1/2 IN NPT - 2 WAY BALL VALVE 2.6 CV | HONEYWELL INTERNATIONAL ECC US (HOFS) | VBN2A00260SA | 29.1669 | 29.1669 | N | 29.1669 | 29.1669 | 29.1669
VBN2B00031PL | 175883 | 5 | 133921 | CONTROL BALL VALVE - 3/4 IN NPT - 2 WAY | HONEYWELL INTERNATIONAL ECC US (HOFS) | VBN2B00031PL | 32.4031 | 32.4031 | N | 32.4031 | 32.4031 | 32.4031
VBN2B00031SA | 175883 | 8 | 133921 | CONTROL BALL VALVE - 3/4 IN NPT - 2 WAY | HONEYWELL INTERNATIONAL ECC US (HOFS) | VBN2B00031SA | 38.1959 | 38.1959 | N | 38.1959 | 38.1959 | 38.1959
VBN2B00031SX | 175891 | 1 | 134179 | HW 3/4IN BALL VALVE | NEUCO INC. | VBN2B00031SX | 40.5699 | 40.5699 | N | 40.5699 | 40.5699 | 40.5699
VBN2B00063PL | 175883 | 5 | 133921 | CONTROL BALL VALVE - 3/4 IN NPT - 2 WAY | HONEYWELL INTERNATIONAL ECC US (HOFS) | VBN2B00063PL | 32.4031 | 32.4031 | N | 32.4031 | 32.4031 | 32.4031
VBN2B00063PX | 175883 | 5 | 133921 | HONEYWELL 3/4" 2-WAY CONTROL BALL VALVE | HONEYWELL INTERNATIONAL ECC US (HOFS) | VBN2B000.63PX | 36.9177 | 36.9177 | N | 36.9177 | 36.9177 | 36.9177
VBN2B00120PL | 175883 | 5 | 133921 | CONTROL BALL VALVE - 3/4 IN NPT - 2 WAY | HONEYWELL INTERNATIONAL ECC US (HOFS) | VBN2B00120PL | 32.4031 | 32.4031 | N | 32.4031 | 32.4031 | 32.4031
VBN2B00250PA | 175883 | 5 | 133921 | CONTROL BALL VALVE - 3/4 IN NPT - 2 WAY | HONEYWELL INTERNATIONAL ECC US (HOFS) | VBN2B00250PA | 31.8452 | 31.8452 | N | 31.8452 | 31.8452 | 31.8452
VBN2B00250PL | 175883 | 5 | 133921 | CONTROL BALL VALVE - 3/4 IN NPT - 2 WAY | HONEYWELL INTERNATIONAL ECC US (HOFS) | VBN2B00250PL | 32.4031 | 32.4031 | N | 32.4031 | 32.4031 | 32.4031
VBN2B00430PL | 175883 | 5 | 133921 | CONTROL BALL VALVE - 3/4 IN NPT - 2 WAY | HONEYWELL INTERNATIONAL ECC US (HOFS) | VBN2B00430PL | 32.4031 | 32.4031 | N | 32.4031 | 32.4031 | 32.4031
VBN2B00740PA | 175883 | 3 | 133921 | 3/4"Bvlv,7.4cv, Brass ACT | HONEYWELL INTERNATIONAL ECC US (HOFS) | VBN2B007.40PA | 34.7432 | 34.7432 | N | 34.7432 | 34.7432 | 34.7432
VBN2B01010PA | 175883 | 5 | 133921 | CONTROL BALL VALVE - 3/4 IN NPT - 2 WAY | HONEYWELL INTERNATIONAL ECC US (HOFS) | VBN2B01010PA | 31.8452 | 31.8452 | N | 31.8452 | 31.8452 | 31.8452
VBN2B02900PAMVN643A0000 | 175888 | 1 | 133921 | CBV w/actuator 3/4 in NPT 2 way | HONEYWELL INTERNATIONAL ECC US (HOFS) | VBN2B029.00PA+MVN643A0000 | 66.04 | 66.04 | N | 66.04 | 66.04 | 66.04
VC0125 | 175891 | 21 | 176663 | 1/8 INCH VENT CAP FOR USE WITH N5A | NORGAS | VC0125 | 2.143 | 2.143 | N | 2.143 | 2.143 | 2.143
VC0375 | 175891 | 11 | 176663 | 3/8 INCH VENT CAP FOR USE WITH N5B | NORGAS | VC0375 | 4.79 | 4.6624 | N | 4.79 | 4.6624 | 4.79
VC0500 | 175891 | 8 | 176663 | 1/2 INCH VENT CAP FOR USE WITH N5C & N5D | NORGAS | VC0500 | 10.13 | 10.13 | N | 10.13 | 10.13 | 10.13
VC6250501 | 166557 | 1 | 169843 | 1" Apollo Check VLV 62-500Series #62-505 | Cohn & Gregory Supply, LLC | V-C6250501 | 147.64 | 147.64 | N | 147.64 | 147.64 | 147.64
VC6936ZZ11530U | 175888 | 2 | 133358 | FIELD WIRING SELECTABLE N.O./N.C. PWR FA | ADEMCO, INC. (Resideo) | VC6936ZZ11-530/U | 42.42 | 42.42 | N | 42.42 | 42.42 | 42.42
VCDR536 | 166561 | 4 | 168940 | 6" Round, Galv,Damper, Low Leak | Littelfuse, Inc. | VCDR-53-6 | 74.84 | 74.8433 | N | 74.84 | 74.8433 | 74.8433
VCDR53R8 | 175883 | 1 | 133895 | Round 8 in damper, single blade w/seals | VENCO PRODUCTS | VCDR53R8 | 489 | 489 | N | 489 | 489 | 489
VCMA15ULS | 166553 | 3 | 134480 | Little Giant condensate pump 554005 115V | DAIKIN COMFORT TECHNOLOGIES NORTHEAST | VCMA-15ULS | 34.45 | 34.45 | N | 34.45 | 34.45 | 34.45
VCZBB3100 | 175891 | 2 | 133921 | 1/2IN 3.5CV NPT 2WAY STR PROP VALVE | HONEYWELL INTERNATIONAL ECC US (HOFS) | VCZBB3100/U | 32.6466 | 32.6466 | N | 32.6466 | 32.6466 | 32.6466
VE0125 | 175891 | 6 | 176663 | N5A VENT ELBOW 1/8" NPT | NORGAS | VE0125 | 2.36 | 2.3636 | N | 2.36 | 2.3636 | 2.3636
VE0375 | 175891 | 9 | 176663 | N5B VENT ELBOW 3/8 INCH | NORGAS | VE0375 | 7.028 | 7.028 | N | 7.028 | 7.028 | 7.028
VE0500 | 175891 | 24 | 176663 | N5C/N5D VENT ELBOW 1/2 INCH | NORGAS | VE0500 | 25.67 | 26.7913 | Y | 25.67 | 26.7913 | 26.7913
VE1000VL0500 | 175891 | 1 | 176663 | VENT ELBOW W/ VENT LIMITER FOR NGR REG's | NORGAS | VE1000-VL0500 | 0 | 53.88 | Y | 0 | 53.88 | 53.88
VEM4 | 166561 | 13 | 133344 | MECHANICAL INTERLOCK SET | ABB INC. | VEM4 | 13.27 | 13.2662 | N | 13.27 | 13.2662 | 13.27
VENT2 | 166553 | 10 | 133921 | Non-Metallic Labyrinth Vent Kit | HONEYWELL INTERNATIONAL ECC US (HOFS) | VENT2 | 9.45 | 9.45 | Y | 9.45 | 9.45 | 9.45
VENT2 | 166559 | 1 | 133921 | Non-Metallic Labyrinth Vent Kit | HONEYWELL INTERNATIONAL ECC US (HOFS) | VENT2 | 9.45 | 5.6 | N | 9.45 | 9.45 | 9.45
VENTELL1 | 10510 | 9 | 187608 | Itron 1 screened vent ell90 degrees | MIDWEST GAS EQUIPMENT, INC. | VENT ELL 1 | 9.678 | 9.4298 | Y | 9.678 | 9.4298 | 9.678
VENTELL1 | 175891 | 2 | 187608 | Itron 1 screened vent ell90 degrees | MIDWEST GAS EQUIPMENT, INC. | VENT ELL 1 | 9.678 | 8.325 | Y | 9.678 | 9.4298 | 9.678
VENTELL34 | 10510 | 37 | 187608 | Itron 3/4 screened ventell 90 degrees | MIDWEST GAS EQUIPMENT, INC. | VENT ELL 3/4 | 8.93 | 8.9281 | Y | 8.93 | 8.9281 | 8.93
VENTELL34 | 175891 | 1 | 187608 | Itron 3/4 screened ventell 90 degrees | MIDWEST GAS EQUIPMENT, INC. | VENT ELL 3/4 | 8.93 | 8.799 | Y | 8.93 | 8.9281 | 8.93
VF560232AA | 175888 | 1 | 133741 | Veri-Flame | DJCO dba DAN COX & ASSOCIATES(ADI INST) | VF560232AA | 553.6 | 553.6 | N | 553.6 | 553.6 | 553.6
VFAS32007P | 10008 | 2 | 134454 | ASD.VFAS3.1HP/2HP.0.75kW/1.5kW.240V.3PH. | TOSHIBA INTERNATIONAL CORPORATION | V FAS3-2007P | 0 | 486.15 | Y | 0 | 486.15 | 486.15
VFAS32015P | 10008 | 4 | 134454 | Toshiba VFD. 3HP 230VAC | TOSHIBA INTERNATIONAL CORPORATION | VFAS3-2015P | 0 | 513.93 | Y | 0 | 513.93 | 513.93
VFAS32022P | 10008 | 3 | 134454 | Toshiba VFD, 5HP 230VAC | TOSHIBA INTERNATIONAL CORPORATION | VFAS3-2022P | 574.12 | 574.12 | Y | 574.12 | 574.12 | 574.12
VFAS32055P | 10008 | 1 | 134454 | Toshiba VFD, 10HP 230VAC | TOSHIBA INTERNATIONAL CORPORATION | VFAS32055P | 886.18 | 886.18 | Y | 886.18 | 886.18 | 886.18
VFAS32075P | 10008 | 1 | 134454 | Toshiba VFD, 15HP 230VAC | TOSHIBA INTERNATIONAL CORPORATION | VFAS3-2075P | 1038.97 | 1038.97 | Y | 1038.97 | 1038.97 | 1038.97
VFAS32110P | 10008 | 0 | 134454 | Toshiba VFD, 20HP 230VAC | TOSHIBA INTERNATIONAL CORPORATION | VFAS3-2110P | 1324.18 | 1324.18 | Y | 1324.18 | 1324.18 | 1324.18
VFAS34004PC | 10008 | 2 | 134454 | Toshiba VFAS3.0.5HP/1HP.0.4kW/0.75kW | TOSHIBA INTERNATIONAL CORPORATION | VFAS3-4004PC | 384.29 | 384.29 | N | 384.29 | 384.29 | 384.29
VFAS34015PC | 10008 | 2 | 134454 | Toshiba VFD, 2HP 460VAC | TOSHIBA INTERNATIONAL CORPORATION | VFAS3-4015PC | 472.26 | 472.26 | Y | 472.26 | 472.26 | 472.26
VFAS34022PC | 10008 | 2 | 134454 | Toshiba VFD, 3HP 460VAC | TOSHIBA INTERNATIONAL CORPORATION | VFAS3-4022PC | 509.3 | 509.3 | Y | 509.3 | 509.3 | 509.3
VFAS34037PC | 10008 | 1 | 134454 | Toshiba VFD, 5HP 460VAC | TOSHIBA INTERNATIONAL CORPORATION | VFAS3-4037PC | 611.16 | 611.16 | Y | 611.16 | 611.16 | 611.16
VFAS34055PC | 10008 | 1 | 134454 | Toshiba VFD, 10HP 460VAC | TOSHIBA INTERNATIONAL CORPORATION | VFAS34055PC | 745.43 | 745.43 | Y | 745.43 | 745.43 | 745.43
VFAS34075PC | 10008 | 2 | 134454 | Toshiba VFD. 10HP 460VAC | TOSHIBA INTERNATIONAL CORPORATION | VFAS3-4075PC | 926 | 926 | Y | 926 | 926 | 926
VFAS34150PC | 10008 | 0 | 134454 | Toshiba VFD, 20HP 460VAC | TOSHIBA INTERNATIONAL CORPORATION | VFAS3-4150PC | 1308 | 1505 | Y | 1308 | 1505 | 1505
VFAS34185PC | 10008 | 1 | 134454 | Toshiba VFD, 30HP 460VAC | TOSHIBA INTERNATIONAL CORPORATION | VFAS3-4185PC | 1852 | 1852 | Y | 1852 | 1852 | 1852
VFD-RSI-010-GM2-4C | 175883 | 1 | 193712 | Benshaw VFD AC 380-480V 10HP | Techni-Reps, Inc. | VFD-RSI-010-GM2-4C | 0 | 430 | N | 0 | 430 | 430
VFNC32015P | 10008 | 2 | 134454 | 2 HP 240VAC Micro VFD | TOSHIBA INTERNATIONAL CORPORATION | VFNC3-2015P | 199.09 | 199.09 | Y | 199.09 | 199.09 | 199.09
VFNC32037P | 10008 | 1 | 134454 | 5 HP 240VAC Micro VFD | TOSHIBA INTERNATIONAL CORPORATION | VFNC3-2037P | 300.95 | 300.95 | Y | 300.95 | 300.95 | 300.95
VFNC3S2022PL | 10008 | 2 | 134454 | 3HP single phase-3 phase VFD | TOSHIBA INTERNATIONAL CORPORATION | VFNC3S-2022PL | 231.5 | 231.5 | Y | 231.5 | 231.5 | 231.5
VG1241AD+906IGA | 175883 | 3 | 134012 | 1/2inch 2w Ball Valve 1.2cv, Brass Trim, | JOHNSON CONTROLS NORTH AMERICAN PRODUCTS (JCI) | VG1241AD+906IGA | 0 | 67.96 | N | 0 | 67.96 | 67.96
VG1245DN936GGA | 175891 | 2 | 134012 | 1 1/4 BALL VALVE | JOHNSON CONTROLS NORTH AMERICAN PRODUCTS (JCI) | VG1245DN+936GGA | 153.3 | 153.3 | N | 153.3 | 153.3 | 153.3
VG32+ | 175883 | 7 | 134012 | 32 Point Sedona, BACnet, Modbus, TCOM Co | JOHNSON CONTROLS NORTH AMERICAN PRODUCTS (JCI) | VG32+ | 0 | 640 | N | 0 | 640 | 640
VG64 | 10510 | 2 | 134395 | Supco digital vacuum gauge0-12,000 micro | SUPCO SEALED UNIT PARTS CO., INC. / NSI | VG64 | 0 | 129 | Y | 0 | 129 | 129
VICVT7656B5000 | 10008 | 1 | 134498 | Thermostat | VICONICS TECHNOLOGIES INC | VIC-VT7656B5000 | 159.05 | 159.05 | N | 159.05 | 159.05 | 159.05
VK-7313-301-4-2 | 175891 | 1 | 134179 | Valve,Assembly, 3 Way Mixing, 1/2", NPT, | NEUCO INC. | VK-7313-301-4-2 | 257.77 | 257.77 | N | 257.77 | 257.77 | 257.77
VL-200 | 175891 | 3 | 176751 | J/B RAPID EVACUATION KIT | J/B INDUSTRIES INC | VL-200 | 273.87 | 279.348 | Y | 273.87 | 279.348 | 279.348
VL0125 | 175891 | 10 | 176663 | 1/8 INCH VENT LIMITER FOR N5A | NORGAS | VL0125 | 3.0435 | 3.6294 | N | 3.0435 | 3.6294 | 3.6294
VL0375 | 175891 | 11 | 176663 | 3/8 INCH VENT LIMITER FOR N5B | NORGAS | VL0375 | 0 | 8.4455 | N | 0 | 8.4455 | 8.4455
VL0500 | 175891 | 8 | 176663 | 1/2 INCH VENT LIMITER FOR N5C & N5D | NORGAS | VL0500 | 41.332 | 41.332 | N | 41.332 | 41.332 | 41.332
VLC-853-E-1 | 10008 | 8 | 133410 | Panel, Assembled | APPLIED UTAH INC. | VLC-853-E-1 | 602.4583 | 783.2436 | N | 602.4583 | 783.2436 | 783.2436
VLCAP-0500 | 175891 | 9 | 176663 | VENT LIMITER WEATHER CAP(outdoor) | NORGAS | VL-CAP | 2.12 | 2.12 | Y | 2.12 | 2.12 | 2.12
VM553K | 173042 | 13 | 175137 | VYNCKIER | NORTHEAST ELECTRICAL DIS | VM553K | 24.5913 | 24.9436 | Y | 24.5913 | 24.9436 | 24.9436
VM753K | 173042 | 17 | 175137 | OPAQUE ENCLOSURE | NORTHEAST ELECTRICAL DIS | VM753K | 28.83 | 28.83 | N | 28.83 | 28.83 | 28.83
VM964 | 166561 | 14 | 133344 | interlock for AF96 AND AF100 1 EACH | ABB INC. | VM96-4 | 6.03 | 6.03 | N | 6.03 | 6.03 | 6.03
VMABUSHING | 166559 | 3 | 134393 | Machined VMA Bushing | STROMQUIST & COMPANY, INC. | VMABUSHING | 13 | 13 | Y | 13 | 13 | 13
VMABUSHING | 166560 | 23 | 134393 | Machined VMA Bushing | STROMQUIST & COMPANY, INC. | VMABUSHING | 13 | 13 | Y | 13 | 13 | 13
VMABUSHING | 166561 | 18 | 134393 | Machined VMA Bushing | STROMQUIST & COMPANY, INC. | VMABUSHING | 13 | 13 | Y | 13 | 13 | 13
VN33A25NT0L | 10770 | 2 | 133921 | 1" 3-way valve 24V Modulating | HONEYWELL INTERNATIONAL ECC US (HOFS) | VN33A25NT0L | 106.805 | 102.27 | N | 106.805 | 102.27 | 106.805
VOGEN014X014 | 166553 | 1 | 134012 | 14x14 Opposed blade, Galvanized Damper | JOHNSON CONTROLS NORTH AMERICAN PRODUCTS (JCI) | VOGEN014X014 | 95 | 95 | N | 95 | 95 | 95
VOPSN024X033 | 175891 | 2 | 134012 | OPP BLADE DAMPER 24W X 33H | JOHNSON CONTROLS NORTH AMERICAN PRODUCTS (JCI) | VOPSN-024X033 | 138.39 | 138.39 | N | 138.39 | 138.39 | 138.39
VOPSN065X032 | 175891 | 1 | 134012 | OPP BLADE DAMPER 65W X 32H | JOHNSON CONTROLS NORTH AMERICAN PRODUCTS (JCI) | VOPSN-065X032 | 293.95 | 293.95 | N | 293.95 | 293.95 | 293.95
VOWEN024X010EF | 173042 | 2 | 134012 | VOWEN-024X010EF | JOHNSON CONTROLS NORTH AMERICAN PRODUCTS (JCI) | VOWEN024X010EF | 86.94 | 86.94 | N | 86.94 | 86.94 | 86.94
VP67 | 10770 | 1 | 133856 | RunQuick 6CFM Vacuum Pump | FIELDPIECE INSTRUMENTS, INC. | VP67 | 331.91 | 331.91 | N | 331.91 | 331.91 | 331.91
VP67 | 175883 | 1 | 133856 | RunQuick 6CFM Vacuum Pump | FIELDPIECE INSTRUMENTS, INC. | VP67 | 331.91 | 322.11 | N | 331.91 | 331.91 | 331.91
VP87 | 10770 | 1 | 133856 | RunQuick 8CFM Vacuum Pump | FIELDPIECE INSTRUMENTS, INC. | VP87 | 514.37 | 514.37 | N | 514.37 | 514.37 | 514.37
VP87 | 175883 | 1 | 133856 | RunQuick 8CFM Vacuum Pump | FIELDPIECE INSTRUMENTS, INC. | VP87 | 514.37 | 504.28 | N | 514.37 | 514.37 | 514.37
VPE2BF24A | 175891 | 6 | 134179 | VERIS 20A DPDT Blade Relay 24VAC | NEUCO INC. | VPE2BF24A | 13.9531 | 13.9531 | N | 13.9531 | 13.9531 | 13.9531
VPU21 | 166559 | 1 | 169017 | Press Indep Multi Zone; 2H4C; 60 VAV | TACO Electronic Solutions, Inc | VPU2-1 | 253.75 | 253.75 | N | 253.75 | 253.75 | 253.75
VPX7 | 175891 | 6 | 133856 | FIELDPIECE 10 CFM VACUUM PUMP | FIELDPIECE INSTRUMENTS, INC. | VPX7 | 633.81 | 681.1311 | Y | 633.81 | 681.1311 | 681.1311
VR4305M4532 | 10510 | 1 | 133358 | 3/4SQIN 3.5IN WC STR NPT 120V GAS CTRL | ADEMCO, INC. (Resideo) | VR4305M4532/U | 170.8886 | 159.9245 | Y | 170.8886 | 159.9245 | 170.8886
VR4305M4532 | 175891 | 1 | 133358 | 3/4SQIN 3.5IN WC STR NPT 120V GAS CTRL | ADEMCO, INC. (Resideo) | VR4305M4532/U | 170.8886 | 135.66 | N | 170.8886 | 159.9245 | 170.8886
VR8304M3509U | 10510 | 6 | 133358 | CGC DLVLV INT PL | ADEMCO, INC. (Resideo) | VR8304M3509/U | 141.0344 | 129.88 | Y | 141.0344 | 129.88 | 141.0344
VR8304M3509U | 175891 | 1 | 133358 | CGC DLVLV INT PL | ADEMCO, INC. (Resideo) | VR8304M3509/U | 141.0344 | 107.038 | Y | 141.0344 | 129.88 | 141.0344
VRN2A00700PX | 175891 | 3 | 133921 | 1/2IN PI 7GPM PLATE MOUNT | HONEYWELL INTERNATIONAL ECC US (HOFS) | VRN2A007.00PX | 99.56 | 99.56 | N | 99.56 | 99.56 | 99.56
VS-20 | 175883 | 2 | 134012 | Vanguard VS-20 - 20-POINT, IP CONTROLLER | JOHNSON CONTROLS NORTH AMERICAN PRODUCTS (JCI) | VS-20 | 0 | 560.74 | N | 0 | 560.74 | 560.74
VS023410B00000 | 175891 | 1 | 134012 | VSD II, 15Hp (11KW), 480Vac, Nema Type 1 | JOHNSON CONTROLS NORTH AMERICAN PRODUCTS (JCI) | VS023410B00000 | 409.34 | 409.34 | N | 409.34 | 409.34 | 409.34
VS2213841904 | 175891 | 5 | 134342 | VALVE ASSEMBLY | SCHNEIDER ELECTRIC BUILDINGS AMERICAS, INC | VS2213841904 | 0 | 0 | N | 0 | 0 | 0
VS32 | 175883 | 4 | 134012 | 32 Point Sedona Controller, 8 UO, 16 UI, | JOHNSON CONTROLS NORTH AMERICAN PRODUCTS (JCI) | VS32 | 0 | 881.05 | N | 0 | 881.05 | 881.05
VS820A1047 | 10510 | 1 | 133358 | 1/2X3/4IN NPT 3.5IN WC ADJ GAS CTRL* | ADEMCO, INC. (Resideo) | VS820A1047/U | 335.5144 | 322.61 | Y | 335.5144 | 322.61 | 335.5144
VS820A1088 | 10510 | 2 | 133358 | Honeywell millivolt combovalve 3/4x3/4 L | ADEMCO, INC. (Resideo) | VS820A1088 | 372.61 | 372.61 | N | 372.61 | 372.61 | 372.61
VT130Q94080 | 10008 | 1 | 134454 | 7.5HP, 11 AMP, 460V/60HZ/3 PHASE VFD | TOSHIBA INTERNATIONAL CORPORATION | VT130Q9+4080 | 775.75 | 775.75 | N | 775.75 | 775.75 | 775.75
VT7600B5000 | 175891 | 1 | 134498 | VICONICS CONTROLLER 2 HEAT/2 COOL | VICONICS TECHNOLOGIES INC | VT7600B5000 | 81.5651 | 81.5651 | N | 81.5651 | 81.5651 | 81.5651
VU53N1058U | 10008 | 5 | 133921 | 2-WAY FAN COIL VALVE, 1/2"FPT, 2.4CV, N. | HONEYWELL INTERNATIONAL ECC US (HOFS) | VU53N1058/U | 17.36 | 17.36 | N | 17.36 | 17.36 | 17.36
VU54N1023U | 175888 | 4 | 133358 | THREE-WAY FAN COIL VALVE, 1in NPT, 7.0CV | ADEMCO, INC. (Resideo) | VU54N1023/U | 43.2786 | 43.2786 | N | 43.2786 | 43.2786 | 43.2786
VW-14 | 175883 | 6 | 134012 | 8 UI (voltage and resistance), 4 x AO (V | JOHNSON CONTROLS NORTH AMERICAN PRODUCTS (JCI) | VW-14 | 0 | 335.91 | N | 0 | 335.91 | 335.91
VW-28 | 175883 | 7 | 134012 | Vanguard 28 PT WIFI IP CONTROLLER | JOHNSON CONTROLS NORTH AMERICAN PRODUCTS (JCI) | VW-28 | 0 | 527.86 | N | 0 | 527.86 | 527.86
VW-8 | 175883 | 3 | 134012 | 4 UI (voltage and resistance) and 4 x AO | JOHNSON CONTROLS NORTH AMERICAN PRODUCTS (JCI) | VW-8 | 0 | 262.49 | N | 0 | 262.49 | 262.49
VYK-JACE8000003 | 10008 | 3 | 133342 | Complete Unlicensed NON WIFI Vykon Jace | Building Controls & Solutions | JACE-8000-003 | 600.288 | 576.2328 | N | 600.288 | 576.616 | 600.288
W01001 | 10510 | 57 | 187611 | 3/16 couplingWC-400 MUELLER sweat fittin | MUELLER STREAMLINE CO. | W 01001 | 0.662 | 0.63922 | Y | 0.662 | 0.63922 | 0.662
W01001 | 175891 | 8 | 187611 | 3/16 couplingWC-400 MUELLER sweat fittin | MUELLER STREAMLINE CO. | W 01001 | 0.662 | 0.201 | Y | 0.662 | 0.63922 | 0.662
W01003 | 10510 | 411 | 187614 | 1/4 couplingWC-400 sweat fitting | NDL INDUSTRIES INC | W 01003 | 0.337 | 0.27748 | Y | 0.337 | 0.337 | 0.337
W01003 | 175891 | 32 | 187614 | 1/4 couplingWC-400 sweat fitting | NDL INDUSTRIES INC | W 01003 | 0.337 | 0.337 | Y | 0.337 | 0.337 | 0.337
W01009 | 10510 | 374 | 187614 | 3/8 couplingWC-400 sweat fitting | NDL INDUSTRIES INC | W 01009 | 0.23 | 0.20729 | Y | 0.23 | 0.20729 | 0.23
W01009 | 175891 | 19 | 187614 | 3/8 couplingWC-400 sweat fitting | NDL INDUSTRIES INC | W 01009 | 0.23 | 0.197 | Y | 0.23 | 0.20729 | 0.23
W01010 | 10510 | 47 | 187614 | 3/8 x 5/16 red couplingWC-400R sweat fi | NDL INDUSTRIES INC | W 01010 | 1.45 | 1.0953 | Y | 1.45 | 1.4547 | 1.4547
W01010 | 175891 | 6 | 187614 | 3/8 x 5/16 red couplingWC-400R sweat fi | NDL INDUSTRIES INC | W 01010 | 1.45 | 1.4547 | Y | 1.45 | 1.4547 | 1.4547
W01011 | 10510 | 80 | 187614 | 3/8 x 1/4 red couplingWC-400R sweat fit | NDL INDUSTRIES INC | W 01011 | 1.298 | 1.2661 | Y | 1.298 | 1.2661 | 1.298
W01011 | 175891 | 11 | 187614 | 3/8 x 1/4 red couplingWC-400R sweat fit | NDL INDUSTRIES INC | W 01011 | 1.298 | 1.262 | Y | 1.298 | 1.2661 | 1.298
W01017 | 10510 | 219 | 187614 | 1/2 couplingWC-400 sweat fitting | NDL INDUSTRIES INC | W 01017 | 0.282 | 0.27141 | Y | 0.282 | 0.275 | 0.282
W01017 | 175891 | 12 | 187614 | 1/2 couplingWC-400 sweat fitting | NDL INDUSTRIES INC | W 01017 | 0.282 | 0.275 | Y | 0.282 | 0.275 | 0.282
W01019 | 10510 | 146 | 187614 | 1/2 x 3/8 red couplingWC-400R sweat fit | NDL INDUSTRIES INC | W 01019 | 0.509 | 0.46242 | Y | 0.509 | 0.509 | 0.509
W01019 | 175891 | 12 | 187614 | 1/2 x 3/8 red couplingWC-400R sweat fit | NDL INDUSTRIES INC | W 01019 | 0.509 | 0.509 | Y | 0.509 | 0.509 | 0.509
W01021 | 10510 | 36 | 187614 | 1/2 x 1/4 red couplingWC-400R sweat fit | NDL INDUSTRIES INC | W 01021 | 0.443 | 0.44028 | Y | 0.443 | 0.44028 | 0.443
W01021 | 175891 | 15 | 187614 | 1/2 x 1/4 red couplingWC-400R sweat fit | NDL INDUSTRIES INC | W 01021 | 0.443 | 0.324 | Y | 0.443 | 0.44028 | 0.443
W01022 | 10510 | 196 | 187614 | 5/8 couplingWC-400 sweat fitting | NDL INDUSTRIES INC | W 01022 | 0.237 | 0.23575 | Y | 0.237 | 0.23575 | 0.237
W01022 | 175891 | 23 | 187614 | 5/8 couplingWC-400 sweat fitting | NDL INDUSTRIES INC | W 01022 | 0.237 | 0.217 | Y | 0.237 | 0.23575 | 0.237
W01023 | 10510 | 81 | 187614 | 5/8 x 1/2 red couplingWC-400R sweat fit | NDL INDUSTRIES INC | W 01023 | 0.588 | 0.47415 | Y | 0.588 | 0.588 | 0.588
W01023 | 175891 | 6 | 187614 | 5/8 x 1/2 red couplingWC-400R sweat fit | NDL INDUSTRIES INC | W 01023 | 0.588 | 0.588 | Y | 0.588 | 0.588 | 0.588
W01025 | 10510 | 43 | 187614 | 5/8 x 3/8 red couplingWC-400R sweat fit | NDL INDUSTRIES INC | W 01025 | 0.815 | 0.45669 | Y | 0.815 | 0.815 | 0.815
W01025 | 175891 | 5 | 187614 | 5/8 x 3/8 red couplingWC-400R sweat fit | NDL INDUSTRIES INC | W 01025 | 0.815 | 0.815 | Y | 0.815 | 0.815 | 0.815
W01027 | 10510 | 141 | 187614 | 5/8 x 1/4 red couplingWC-400R sweat fitt | NDL INDUSTRIES INC | W 01027 | 0.813 | 0.69709 | Y | 0.813 | 0.813 | 0.813
W01027 | 175891 | 4 | 187614 | 5/8 x 1/4 red couplingWC-400R sweat fitt | NDL INDUSTRIES INC | W 01027 | 0.813 | 0.813 | Y | 0.813 | 0.813 | 0.813
W01028 | 10510 | 313 | 187614 | 3/4 couplingWC-400 sweat fitting | NDL INDUSTRIES INC | W 01028 | 0.59 | 0.58433 | Y | 0.59 | 0.58433 | 0.59
W01028 | 175891 | 8 | 187614 | 3/4 couplingWC-400 sweat fitting | NDL INDUSTRIES INC | W 01028 | 0.59 | 0.578 | Y | 0.59 | 0.58433 | 0.59
W01029 | 10510 | 50 | 187614 | 3/4 x 5/8 red couplingWC-400R sweat fit | NDL INDUSTRIES INC | W 01029 | 1.586 | 1.0495 | Y | 1.586 | 1.586 | 1.586
W01029 | 175891 | 14 | 187614 | 3/4 x 5/8 red couplingWC-400R sweat fit | NDL INDUSTRIES INC | W 01029 | 1.586 | 1.586 | Y | 1.586 | 1.586 | 1.586
W01030 | 10510 | 72 | 187614 | 3/4 x 1/2 red couplingWC-400R sweat fit | NDL INDUSTRIES INC | W 01030 | 0.927 | 0.8685 | Y | 0.927 | 0.8685 | 0.927
W01030 | 175891 | 7 | 187614 | 3/4 x 1/2 red couplingWC-400R sweat fit | NDL INDUSTRIES INC | W 01030 | 0.927 | 0.652 | Y | 0.927 | 0.8685 | 0.927
W01034 | 10510 | 388 | 187614 | 7/8 couplingWC-400 sweat fitting | NDL INDUSTRIES INC | W 01034 | 0.429 | 0.42634 | Y | 0.429 | 0.42634 | 0.429
W01034 | 175891 | 24 | 187614 | 7/8 couplingWC-400 sweat fitting | NDL INDUSTRIES INC | W 01034 | 0.429 | 0.384 | Y | 0.429 | 0.42634 | 0.429
W01035 | 10510 | 63 | 187614 | 7/8 x 3/4 red couplingWC-400R sweat fitt | NDL INDUSTRIES INC | W 01035 | 0.861 | 0.69968 | Y | 0.861 | 0.69968 | 0.861
W01035 | 175891 | 7 | 187614 | 7/8 x 3/4 red couplingWC-400R sweat fitt | NDL INDUSTRIES INC | W 01035 | 0.861 | 0.695 | Y | 0.861 | 0.69968 | 0.861
W01036 | 10510 | 74 | 187614 | 7/8 x 5/8 red couplingWC-400R sweat fit | NDL INDUSTRIES INC | W 01036 | 0.904 | 0.70822 | Y | 0.904 | 0.904 | 0.904
W01036 | 175891 | 4 | 187614 | 7/8 x 5/8 red couplingWC-400R sweat fit | NDL INDUSTRIES INC | W 01036 | 0.904 | 0.904 | Y | 0.904 | 0.904 | 0.904
W01037 | 10510 | 50 | 187614 | 7/8 x 1/2 red couplingWC-400R sweat fit | NDL INDUSTRIES INC | W 01037 | 1.292 | 0.8554 | Y | 1.292 | 1.292 | 1.292
W01037 | 175891 | 9 | 187614 | 7/8 x 1/2 red couplingWC-400R sweat fit | NDL INDUSTRIES INC | W 01037 | 1.292 | 1.292 | Y | 1.292 | 1.292 | 1.292
W01047 | 10510 | 150 | 187614 | 1-1/8 couplingWC-400 sweat fitting | NDL INDUSTRIES INC | W 01047 | 1.033 | 0.91767 | Y | 1.033 | 1.033 | 1.033
W01047 | 175891 | 14 | 187614 | 1-1/8 couplingWC-400 sweat fitting | NDL INDUSTRIES INC | W 01047 | 1.033 | 1.033 | Y | 1.033 | 1.033 | 1.033
W01049 | 10510 | 35 | 187614 | 1-1/8 x 7/8 red couplingWC-400R sweat f | NDL INDUSTRIES INC | W 01049 | 1.478 | 1.4023 | Y | 1.478 | 1.4023 | 1.478
W01049 | 175891 | 5 | 187614 | 1-1/8 x 7/8 red couplingWC-400R sweat f | NDL INDUSTRIES INC | W 01049 | 1.478 | 1.249 | Y | 1.478 | 1.4023 | 1.478
W01050 | 10510 | 30 | 187614 | 1-1/8 x 3/4 red couplingWC-400R sweat | NDL INDUSTRIES INC | W 01050 | 1.683 | 1.4377 | Y | 1.683 | 1.4377 | 1.683
W01050 | 175891 | 13 | 187614 | 1-1/8 x 3/4 red couplingWC-400R sweat | NDL INDUSTRIES INC | W 01050 | 1.683 | 0.816 | Y | 1.683 | 1.4377 | 1.683
W01051 | 10510 | 13 | 187614 | 1-1/8 x 5/8 red couplingWC-400R sweat f | NDL INDUSTRIES INC | W 01051 | 2.32 | 2.0823 | Y | 2.32 | 2.0823 | 2.32
W01051 | 175891 | 12 | 187614 | 1-1/8 x 5/8 red couplingWC-400R sweat f | NDL INDUSTRIES INC | W 01051 | 2.32 | 1.657 | Y | 2.32 | 2.0823 | 2.32
W01055 | 10510 | 103 | 187614 | 1-3/8 couplingWC-400 sweat fitting | NDL INDUSTRIES INC | W 01055 | 2.162 | 1.4937 | Y | 2.162 | 2.162 | 2.162
W01055 | 175891 | 5 | 187614 | 1-3/8 couplingWC-400 sweat fitting | NDL INDUSTRIES INC | W 01055 | 2.162 | 2.162 | Y | 2.162 | 2.162 | 2.162
W01056 | 10510 | 35 | 187614 | 1-3/8 x 1-1/8 red couplingWC-400R sweat | NDL INDUSTRIES INC | W 01056 | 3.224 | 2.0054 | Y | 3.224 | 3.224 | 3.224
W01056 | 175891 | 12 | 187614 | 1-3/8 x 1-1/8 red couplingWC-400R sweat | NDL INDUSTRIES INC | W 01056 | 3.224 | 3.224 | Y | 3.224 | 3.224 | 3.224
W01058 | 10510 | 21 | 187614 | 1-3/8 x 7/8 red couplingWC-401R sweat f | NDL INDUSTRIES INC | W 01058 | 2.498 | 1.6691 | Y | 2.498 | 2.498 | 2.498
W01058 | 175891 | 6 | 187614 | 1-3/8 x 7/8 red couplingWC-401R sweat f | NDL INDUSTRIES INC | W 01058 | 2.498 | 2.498 | N | 2.498 | 2.498 | 2.498
W01063 | 10510 | 61 | 187614 | 1-5/8 couplingWC-400 sweat fitting | NDL INDUSTRIES INC | W 01063 | 2.602 | 2.4021 | Y | 2.602 | 2.602 | 2.602
W01063 | 175891 | 7 | 187614 | 1-5/8 couplingWC-400 sweat fitting | NDL INDUSTRIES INC | W 01063 | 2.602 | 2.602 | Y | 2.602 | 2.602 | 2.602
W01064 | 10510 | 34 | 187614 | 1-5/8 x 1-3/8 red couplingWC-400R sweat | NDL INDUSTRIES INC | W 01064 | 4.169 | 4.1095 | Y | 4.169 | 4.1095 | 4.169
W01064 | 175891 | 4 | 187614 | 1-5/8 x 1-3/8 red couplingWC-400R sweat | NDL INDUSTRIES INC | W 01064 | 4.169 | 4.02 | Y | 4.169 | 4.1095 | 4.169
W01065 | 10510 | 18 | 187614 | 1-5/8 x 1-1/8 red couplingWC-400R sweat | NDL INDUSTRIES INC | W 01065 | 4.474 | 3.9385 | Y | 4.474 | 3.9385 | 4.474
W01065 | 175891 | 2 | 187614 | 1-5/8 x 1-1/8 red couplingWC-400R sweat | NDL INDUSTRIES INC | W 01065 | 4.474 | 3.425 | Y | 4.474 | 3.9385 | 4.474
W01072 | 10510 | 37 | 187614 | 2-1/8 couplingWC-400 sweat fitting | NDL INDUSTRIES INC | W 01072 | 4.2105 | 3.0734 | Y | 4.2105 | 4.2105 | 4.2105
W01072 | 175891 | 4 | 187614 | 2-1/8 couplingWC-400 sweat fitting | NDL INDUSTRIES INC | W 01072 | 4.2105 | 4.2105 | Y | 4.2105 | 4.2105 | 4.2105
W01073 | 10510 | 13 | 187614 | 2-1/8 x 1-5/8 red couplingWC-400R sweat | NDL INDUSTRIES INC | W 01073 | 5.528 | 5.158 | Y | 5.528 | 5.528 | 5.528
W01073 | 175891 | 2 | 187614 | 2-1/8 x 1-5/8 red couplingWC-400R sweat | NDL INDUSTRIES INC | W 01073 | 5.528 | 5.528 | Y | 5.528 | 5.528 | 5.528
W01074 | 10510 | 23 | 187614 | 2-1/8 x 1-3/8 red couplingWC-400R swea | NDL INDUSTRIES INC | W 01074 | 7.31 | 6.2782 | Y | 7.31 | 6.2782 | 7.31
W01074 | 175891 | 4 | 187614 | 2-1/8 x 1-3/8 red couplingWC-400R swea | NDL INDUSTRIES INC | W 01074 | 7.31 | 5.186 | Y | 7.31 | 6.2782 | 7.31
W01082 | 10510 | 12 | 187614 | 2-5/8 couplingWC-400 sweat fitting | NDL INDUSTRIES INC | W 01082 | 9.777 | 9.724 | Y | 9.777 | 9.724 | 9.777
W01082 | 175891 | 3 | 187614 | 2-5/8 couplingWC-400 sweat fitting | NDL INDUSTRIES INC | W 01082 | 9.777 | 8.405 | Y | 9.777 | 9.724 | 9.777
W01083 | 10510 | 11 | 187614 | 2-5/8 x 2-1/8 red couplingWC-400R sweat | NDL INDUSTRIES INC | W 01083 | 13.632 | 13.0252 | Y | 13.632 | 13.0252 | 13.632
W01083 | 175891 | 3 | 187614 | 2-5/8 x 2-1/8 red couplingWC-400R sweat | NDL INDUSTRIES INC | W 01083 | 13.632 | 7.411 | Y | 13.632 | 13.0252 | 13.632
W01084 | 10510 | 4 | 187614 | $$2-5/8 x 1-5/8 red couplingWC-400R sw | NDL INDUSTRIES INC | W 01084 | 12.696 | 12.696 | N | 12.696 | 12.696 | 12.696
W01084 | 175891 | 2 | 187614 | $$2-5/8 x 1-5/8 red couplingWC-400R sw | NDL INDUSTRIES INC | W 01084 | 12.696 | 5.98 | N | 12.696 | 12.696 | 12.696
W01092 | 10510 | 1 | 187614 | $$3-1/8 couplingWC-400 sweat fitting | NDL INDUSTRIES INC | W 01092 | 4.95 | 4.95 | N | 4.95 | 4.95 | 4.95
W01113 | 10510 | 5 | 187614 | 3/8 x 1/2 MPT adaptorWC-401R sweat fitt | NDL INDUSTRIES INC | W 01113 | 2.689 | 2.689 | Y | 2.689 | 2.689 | 2.689
W01113 | 175891 | 24 | 187614 | 3/8 x 1/2 MPT adaptorWC-401R sweat fitt | NDL INDUSTRIES INC | W 01113 | 2.689 | 0.836 | Y | 2.689 | 2.689 | 2.689
W01114 | 10510 | 1 | 187611 | 3/8 x 3/8 MPT adaptorWC-401 Mueller swea | MUELLER STREAMLINE CO. | W 01114 | 7.795 | 9.13 | Y | 7.795 | 9.13 | 9.13
W01124 | 10510 | 28 | 187614 | 1/2 x 1/2 MPT adaptorWC-401R sweat fit | NDL INDUSTRIES INC | W 01124 | 2.179 | 1.4339 | Y | 2.179 | 2.179 | 2.179
W01124 | 175891 | 3 | 187614 | 1/2 x 1/2 MPT adaptorWC-401R sweat fit | NDL INDUSTRIES INC | W 01124 | 2.179 | 2.179 | Y | 2.179 | 2.179 | 2.179
W01125 | 10510 | 32 | 187614 | 1/2 x 3/8 MPT adpatorWC-401 sweat fitt | NDL INDUSTRIES INC | W 01125 | 2.085 | 2.0207 | Y | 2.085 | 2.085 | 2.085
W01125 | 175891 | 5 | 187614 | 1/2 x 3/8 MPT adpatorWC-401 sweat fitt | NDL INDUSTRIES INC | W 01125 | 2.085 | 2.085 | Y | 2.085 | 2.085 | 2.085
W01130 | 10510 | 29 | 187614 | 5/8 x 3/4 MPT adaptorWC-401R sweat fitt | NDL INDUSTRIES INC | W 01130 | 2.206 | 1.888 | Y | 2.206 | 2.206 | 2.206
W01130 | 175891 | 6 | 187614 | 5/8 x 3/4 MPT adaptorWC-401R sweat fitt | NDL INDUSTRIES INC | W 01130 | 2.206 | 2.206 | Y | 2.206 | 2.206 | 2.206
W01131 | 10510 | 127 | 187614 | 5/8 x 1/2 MPT adpatorWC-401 sweat fittin | NDL INDUSTRIES INC | W 01131 | 0.778 | 0.70119 | Y | 0.778 | 0.778 | 0.778
W01131 | 175891 | 7 | 187614 | 5/8 x 1/2 MPT adpatorWC-401 sweat fittin | NDL INDUSTRIES INC | W 01131 | 0.778 | 0.778 | Y | 0.778 | 0.778 | 0.778
W01132 | 10510 | 33 | 187614 | 5/8 x 3/8 MPT adaptorWC-401R sweat fitti | NDL INDUSTRIES INC | W 01132 | 2.405 | 2.405 | Y | 2.405 | 2.405 | 2.405
W01132 | 175891 | 3 | 187614 | 5/8 x 3/8 MPT adaptorWC-401R sweat fitti | NDL INDUSTRIES INC | W 01132 | 2.405 | 1.763 | Y | 2.405 | 2.405 | 2.405
W01138 | 10510 | 23 | 187614 | 3/4 x 3/4 MPT adaptorWC-401R sweat fitt | NDL INDUSTRIES INC | W 01138 | 1.739 | 1.6926 | Y | 1.739 | 1.6926 | 1.739
W01138 | 175891 | 6 | 187614 | 3/4 x 3/4 MPT adaptorWC-401R sweat fitt | NDL INDUSTRIES INC | W 01138 | 1.739 | 0.928 | Y | 1.739 | 1.6926 | 1.739
W01145 | 10510 | 22 | 187614 | 7/8 x 1 MPT adaptorWC-401R sweat fittin | NDL INDUSTRIES INC | W 01145 | 3.935 | 3.4455 | Y | 3.935 | 3.935 | 3.935
W01145 | 175891 | 13 | 187614 | 7/8 x 1 MPT adaptorWC-401R sweat fittin | NDL INDUSTRIES INC | W 01145 | 3.935 | 3.935 | Y | 3.935 | 3.935 | 3.935
W01146 | 10510 | 150 | 187614 | 7/8 x 3/4 MPT adpatorWC-401 sweat fittin | NDL INDUSTRIES INC | W 01146 | 1.1372 | 1.137 | Y | 1.1372 | 1.137 | 1.1372
W01146 | 175891 | 8 | 187614 | 7/8 x 3/4 MPT adpatorWC-401 sweat fittin | NDL INDUSTRIES INC | W 01146 | 1.1372 | 0.852 | Y | 1.1372 | 1.137 | 1.1372
W01147 | 10510 | 67 | 187614 | 7/8 x 1/2 MPT apaptorWC-401R sweat fit | NDL INDUSTRIES INC | W 01147 | 2.044 | 2.0359 | Y | 2.044 | 2.0359 | 2.044
W01147 | 175891 | 3 | 187614 | 7/8 x 1/2 MPT apaptorWC-401R sweat fit | NDL INDUSTRIES INC | W 01147 | 2.044 | 1.6588 | Y | 2.044 | 2.0359 | 2.044
W01162 | 10510 | 27 | 187611 | 1-1/8 x 1-1/4 MPT adaptorWC-401R Mueller | MUELLER STREAMLINE CO. | W 01162 | 3.242 | 3.0506 | Y | 3.242 | 3.242 | 3.242
W01162 | 175891 | 2 | 187611 | 1-1/8 x 1-1/4 MPT adaptorWC-401R Mueller | MUELLER STREAMLINE CO. | W 01162 | 3.242 | 3.242 | Y | 3.242 | 3.242 | 3.242
W01163 | 10510 | 33 | 187614 | 1-1/8 x 1 MPT adaptorWC-401 sweat fitt | NDL INDUSTRIES INC | W 01163 | 2.428 | 2.2018 | Y | 2.428 | 2.428 | 2.428
W01163 | 175891 | 3 | 187614 | 1-1/8 x 1 MPT adaptorWC-401 sweat fitt | NDL INDUSTRIES INC | W 01163 | 2.428 | 2.428 | Y | 2.428 | 2.428 | 2.428
W01170 | 10510 | 13 | 187611 | 1-3/8 x 1-1/2 MPT adaptorWC-401R Mueller | MUELLER STREAMLINE CO. | W 01170 | 5.126 | 5.0097 | N | 5.126 | 5.0097 | 5.126
W01170 | 175891 | 3 | 187611 | 1-3/8 x 1-1/2 MPT adaptorWC-401R Mueller | MUELLER STREAMLINE CO. | W 01170 | 5.126 | 2.97 | Y | 5.126 | 5.0097 | 5.126
W01171 | 10510 | 14 | 187614 | 1-3/8 x 1-1/4 MPT adaptorWC-401 sweat | NDL INDUSTRIES INC | W 01171 | 5.431 | 4.7954 | Y | 5.431 | 5.431 | 5.431
W01171 | 175891 | 2 | 187614 | 1-3/8 x 1-1/4 MPT adaptorWC-401 sweat | NDL INDUSTRIES INC | W 01171 | 5.431 | 5.431 | Y | 5.431 | 5.431 | 5.431
W01179 | 10510 | 13 | 187614 | 1-5/8 x 1-1/2 MPT adaptorWC-401 sweat | NDL INDUSTRIES INC | W 01179 | 6.341 | 5.7806 | Y | 6.341 | 6.341 | 6.341
W01179 | 175891 | 2 | 187614 | 1-5/8 x 1-1/2 MPT adaptorWC-401 sweat | NDL INDUSTRIES INC | W 01179 | 6.341 | 6.341 | Y | 6.341 | 6.341 | 6.341
W01214 | 10510 | 35 | 187611 | 3/8 x 3/8 FPT adaptorWC-402 Mueller swea | MUELLER STREAMLINE CO. | W 01214 | 2.769 | 2.5219 | Y | 2.769 | 2.769 | 2.769
W01214 | 175891 | 2 | 187611 | 3/8 x 3/8 FPT adaptorWC-402 Mueller swea | MUELLER STREAMLINE CO. | W 01214 | 2.769 | 2.769 | Y | 2.769 | 2.769 | 2.769
W01216 | 10510 | 3 | 187611 | 3/8 x 1/8 FPT adaptorWC-402R Mueller swe | MUELLER STREAMLINE CO. | W 01216 | 3.7445 | 3.7445 | Y | 3.7445 | 3.7445 | 3.7445
W01231 | 10510 | 68 | 187614 | 5/8 x 1/2 FPT adaptorWC-402 sweat fitt | NDL INDUSTRIES INC | W 01231 | 1.402 | 1.0713 | Y | 1.402 | 1.402 | 1.402
W01231 | 175891 | 2 | 187614 | 5/8 x 1/2 FPT adaptorWC-402 sweat fitt | NDL INDUSTRIES INC | W 01231 | 1.402 | 1.402 | Y | 1.402 | 1.402 | 1.402
W01245 | 10510 | 26 | 187614 | 7/8 x 1 FPT adaptorWC-402R sweat fittin | NDL INDUSTRIES INC | W 01245 | 4.605 | 4.1723 | Y | 4.605 | 4.1723 | 4.605
W01245 | 175891 | 8 | 187614 | 7/8 x 1 FPT adaptorWC-402R sweat fittin | NDL INDUSTRIES INC | W 01245 | 4.605 | 3.118 | N | 4.605 | 4.1723 | 4.605
W01246 | 10510 | 84 | 187614 | 7/8 x 3/4 FPT adaptorWC-402 sweat fitti | NDL INDUSTRIES INC | W 01246 | 1.426 | 1.3578 | Y | 1.426 | 1.426 | 1.426
W01246 | 175891 | 6 | 187614 | 7/8 x 3/4 FPT adaptorWC-402 sweat fitti | NDL INDUSTRIES INC | W 01246 | 1.426 | 1.426 | Y | 1.426 | 1.426 | 1.426
W01247 | 10510 | 23 | 187614 | 7/8 x 1/2 FPT adaptorWC-402R sweat fitt | NDL INDUSTRIES INC | W 01247 | 3.164 | 3.164 | Y | 3.164 | 3.164 | 3.164
W01247 | 175891 | 3 | 187614 | 7/8 x 1/2 FPT adaptorWC-402R sweat fitt | NDL INDUSTRIES INC | W 01247 | 3.164 | 3.046 | Y | 3.164 | 3.164 | 3.164
W01263 | 10510 | 19 | 187614 | 1-1/8 x 1 FPT adaptorWC-402 sweat fitti | NDL INDUSTRIES INC | W 01263 | 3.574 | 3.326 | Y | 3.574 | 3.326 | 3.574
W01263 | 175891 | 4 | 187614 | 1-1/8 x 1 FPT adaptorWC-402 sweat fitti | NDL INDUSTRIES INC | W 01263 | 3.574 | 1.579 | Y | 3.574 | 3.326 | 3.574
W01271 | 10510 | 20 | 187614 | 1-3/8 x 1-1/4 FPT adaptorWC-402 sweat | NDL INDUSTRIES INC | W 01271 | 5.261 | 4.8068 | Y | 5.261 | 4.8068 | 5.261
W01271 | 175891 | 1 | 187614 | 1-3/8 x 1-1/4 FPT adaptorWC-402 sweat | NDL INDUSTRIES INC | W 01271 | 5.261 | 2.893 | Y | 5.261 | 4.8068 | 5.261
W01279 | 10510 | 11 | 187614 | 1-5/8 x 1-1/2 FPT adaptorWC-402 sweat f | NDL INDUSTRIES INC | W 01279 | 7.08 | 7.08 | Y | 7.08 | 7.08 | 7.08
W01306 | 10510 | 102 | 187614 | 3/8 x 1/4 red bushingWC-403 sweat fitt | NDL INDUSTRIES INC | W 01306 | 0.667 | 0.6372 | Y | 0.667 | 0.6372 | 0.667
W01306 | 175891 | 1 | 187614 | 3/8 x 1/4 red bushingWC-403 sweat fitt | NDL INDUSTRIES INC | W 01306 | 0.667 | 0.496 | Y | 0.667 | 0.6372 | 0.667
W01312 | 10510 | 130 | 187614 | 1/2 x 3/8 red bushingWC-403 sweat fitt | NDL INDUSTRIES INC | W 01312 | 0.742 | 0.5675 | Y | 0.742 | 0.742 | 0.742
W01312 | 175891 | 6 | 187614 | 1/2 x 3/8 red bushingWC-403 sweat fitt | NDL INDUSTRIES INC | W 01312 | 0.742 | 0.742 | Y | 0.742 | 0.742 | 0.742
W01314 | 10510 | 33 | 187614 | 1/2 x 1/4 red bushingWC-403 sweat fitti | NDL INDUSTRIES INC | W 01314 | 1.092 | 0.78397 | Y | 1.092 | 0.78397 | 1.092
W01314 | 175891 | 22 | 187614 | 1/2 x 1/4 red bushingWC-403 sweat fitti | NDL INDUSTRIES INC | W 01314 | 1.092 | 0.372 | Y | 1.092 | 0.78397 | 1.092
W01315 | 10510 | 63 | 187614 | 5/8 x 1/2 red bushingWC-403 sweat fitt | NDL INDUSTRIES INC | W 01315 | 0.528 | 0.45949 | Y | 0.528 | 0.501 | 0.528
W01315 | 175891 | 8 | 187614 | 5/8 x 1/2 red bushingWC-403 sweat fitt | NDL INDUSTRIES INC | W 01315 | 0.528 | 0.501 | Y | 0.528 | 0.501 | 0.528
W01317 | 10510 | 14 | 187614 | 5/8 x 3/8 red bushingWC-403 sweat fitt | NDL INDUSTRIES INC | W 01317 | 0.763 | 0.7605 | Y | 0.763 | 0.7605 | 0.763
W01317 | 175891 | 2 | 187614 | 5/8 x 3/8 red bushingWC-403 sweat fitt | NDL INDUSTRIES INC | W 01317 | 0.763 | 0.596 | Y | 0.763 | 0.7605 | 0.763
W01320 | 10510 | 18 | 187614 | 3/4 x 5/8 red bushingWC-403 sweat fitti | NDL INDUSTRIES INC | W 01320 | 1.532 | 1.4007 | Y | 1.532 | 1.532 | 1.532
W01320 | 175891 | 6 | 187614 | 3/4 x 5/8 red bushingWC-403 sweat fitti | NDL INDUSTRIES INC | W 01320 | 1.532 | 1.532 | Y | 1.532 | 1.532 | 1.532
W01321 | 10510 | 118 | 187614 | 3/4 x 1/2 red bushingWC-403 sweat fitt | NDL INDUSTRIES INC | W 01321 | 1.3938 | 1.3195 | Y | 1.3938 | 1.3195 | 1.3938
W01321 | 175891 | 63 | 187614 | 3/4 x 1/2 red bushingWC-403 sweat fitt | NDL INDUSTRIES INC | W 01321 | 1.3938 | 0.668 | Y | 1.3938 | 1.3195 | 1.3938
W01325 | 10510 | 142 | 187614 | 7/8 x 3/4 red bushingWC-403 sweat fitt | NDL INDUSTRIES INC | W 01325 | 0.991 | 0.92278 | Y | 0.991 | 0.987 | 0.991
W01325 | 175891 | 7 | 187614 | 7/8 x 3/4 red bushingWC-403 sweat fitt | NDL INDUSTRIES INC | W 01325 | 0.991 | 0.987 | Y | 0.991 | 0.987 | 0.991
W01326 | 10510 | 75 | 187614 | 7/8 x 5/8 red bushingWC-403 sweat fittin | NDL INDUSTRIES INC | W 01326 | 0.964 | 0.84974 | Y | 0.964 | 0.964 | 0.964
W01326 | 175891 | 6 | 187614 | 7/8 x 5/8 red bushingWC-403 sweat fittin | NDL INDUSTRIES INC | W 01326 | 0.964 | 0.964 | Y | 0.964 | 0.964 | 0.964
W01327 | 10510 | 97 | 187614 | 7/8 x 1/2 red bushingWC-403 sweat fittin | NDL INDUSTRIES INC | W 01327 | 1.47 | 1.2913 | Y | 1.47 | 1.2913 | 1.47
W01327 | 175891 | 15 | 187614 | 7/8 x 1/2 red bushingWC-403 sweat fittin | NDL INDUSTRIES INC | W 01327 | 1.47 | 1.091 | Y | 1.47 | 1.2913 | 1.47
W01337 | 10510 | 52 | 187614 | 1-1/8 x 7/8 red bushingWC-403 sweat fit | NDL INDUSTRIES INC | W 01337 | 1.757 | 1.1175 | Y | 1.757 | 1.757 | 1.757
W01337 | 175891 | 4 | 187614 | 1-1/8 x 7/8 red bushingWC-403 sweat fit | NDL INDUSTRIES INC | W 01337 | 1.757 | 1.757 | Y | 1.757 | 1.757 | 1.757
W01338 | 10510 | 23 | 187614 | 1-1/8 x 3/4 red bushingWC-403 sweat fit | NDL INDUSTRIES INC | W 01338 | 2.31 | 2.0842 | Y | 2.31 | 2.0842 | 2.31
W01338 | 175891 | 11 | 187614 | 1-1/8 x 3/4 red bushingWC-403 sweat fit | NDL INDUSTRIES INC | W 01338 | 2.31 | 0.74 | Y | 2.31 | 2.0842 | 2.31
W01339 | 10510 | 11 | 187614 | 1-1/8 x 5/8 red bushingWC-403 sweat fit | NDL INDUSTRIES INC | W 01339 | 2.32 | 1.9126 | Y | 2.32 | 1.919 | 2.32
W01339 | 175891 | 2 | 187614 | 1-1/8 x 5/8 red bushingWC-403 sweat fit | NDL INDUSTRIES INC | W 01339 | 2.32 | 1.919 | Y | 2.32 | 1.919 | 2.32
W01343 | 10510 | 40 | 187614 | 1-3/8 x 1-1/8 red bushingWC-403 sweat f | NDL INDUSTRIES INC | W 01343 | 3.391 | 2.3733 | Y | 3.391 | 3.391 | 3.391
W01343 | 175891 | 3 | 187614 | 1-3/8 x 1-1/8 red bushingWC-403 sweat f | NDL INDUSTRIES INC | W 01343 | 3.391 | 3.391 | Y | 3.391 | 3.391 | 3.391
W01345 | 10510 | 27 | 187614 | 1-3/8 x 7/8 red bushingWC-403 sweat fit | NDL INDUSTRIES INC | W 01345 | 3.106 | 2.7256 | Y | 3.106 | 2.881 | 3.106
W01345 | 175891 | 9 | 187614 | 1-3/8 x 7/8 red bushingWC-403 sweat fit | NDL INDUSTRIES INC | W 01345 | 3.106 | 2.881 | Y | 3.106 | 2.881 | 3.106
W01350 | 10510 | 18 | 187614 | 1-5/8 x 1-3/8 red bushingWC-403 sweat f | NDL INDUSTRIES INC | W 01350 | 3.999 | 3.6519 | Y | 3.999 | 3.6519 | 3.999
W01350 | 175891 | 6 | 187614 | 1-5/8 x 1-3/8 red bushingWC-403 sweat f | NDL INDUSTRIES INC | W 01350 | 3.999 | 3.646 | Y | 3.999 | 3.6519 | 3.999
W01351 | 10510 | 8 | 187614 | 1-5/8 x 1-1/8 red bushingWC-403 sweat fi | NDL INDUSTRIES INC | W 01351 | 2.848 | 2.743 | Y | 2.848 | 2.743 | 2.848
W01351 | 175891 | 4 | 187614 | 1-5/8 x 1-1/8 red bushingWC-403 sweat fi | NDL INDUSTRIES INC | W 01351 | 2.848 | 1.564 | Y | 2.848 | 2.743 | 2.848
W01358 | 10510 | 20 | 187614 | 2-1/8 x 1-5/8 red bushingWC-403 sweat f | NDL INDUSTRIES INC | W 01358 | 6.782 | 4.86 | N | 6.782 | 6.782 | 6.782
W01358 | 175891 | 4 | 187614 | 2-1/8 x 1-5/8 red bushingWC-403 sweat f | NDL INDUSTRIES INC | W 01358 | 6.782 | 6.782 | Y | 6.782 | 6.782 | 6.782
W01359 | 10510 | 17 | 187614 | 2-1/8 x 1-3/8 red bushingWC-403 sweat fi | NDL INDUSTRIES INC | W 01359 | 5.707 | 4.4562 | Y | 5.707 | 5.707 | 5.707
W01359 | 175891 | 2 | 187614 | 2-1/8 x 1-3/8 red bushingWC-403 sweat fi | NDL INDUSTRIES INC | W 01359 | 5.707 | 5.707 | Y | 5.707 | 5.707 | 5.707
W01367 | 10510 | 1 | 187614 | 2-5/8 x 2-1/8 red bushingWC-403 sweat f | NDL INDUSTRIES INC | W 01367 | 11.019 | 9.7047 | Y | 11.019 | 9.7047 | 11.019
W01706 | 10510 | 50 | 187611 | 3/8 X 1/4 flush bushingWC-106 Mueller sw | MUELLER STREAMLINE CO. | W 01706 | 1.0735 | 0.70141 | Y | 1.0735 | 0.70141 | 1.0735
W01712 | 10510 | 101 | 187611 | 1/2 X 3/8 flush bushingWC-106 Mueller sw | MUELLER STREAMLINE CO. | W 01712 | 1.3 | 1.3 | Y | 1.3 | 1.3 | 1.3
W01715 | 10510 | 15 | 187611 | 5/8 X 1/2 flush bushingWC-106 Mueller sw | MUELLER STREAMLINE CO. | W 01715 | 0.322 | 0.322 | Y | 0.322 | 0.322 | 0.322
W01717 | 10510 | 84 | 187611 | 5/8 X 3/8 flush bushingWC-106 Mueller sw | MUELLER STREAMLINE CO. | W 01717 | 1.101 | 1.1004 | Y | 1.101 | 1.1004 | 1.101
W01720 | 10510 | 35 | 187611 | 3/4 X 5/8 flush bushingWC-106 Mueller sw | MUELLER STREAMLINE CO. | W 01720 | 0.375 | 0.375 | Y | 0.375 | 0.375 | 0.375
W01721 | 10510 | 18 | 187611 | 3/4 X 1/2 flush bushingWC-106 Mueller sw | MUELLER STREAMLINE CO. | W 01721 | 0.451 | 0.44656 | N | 0.451 | 0.44656 | 0.451
W01725 | 10510 | 35 | 187611 | 7/8 X 3/4 flush bushingWC-106 Mueller sw | MUELLER STREAMLINE CO. | W 01725 | 1.817 | 1.7927 | Y | 1.817 | 1.7927 | 1.817
W01726 | 10510 | 35 | 187611 | 7/8 X 5/8 flush bushingWC-106 Mueller sw | MUELLER STREAMLINE CO. | W 01726 | 1.263 | 1.2605 | Y | 1.263 | 1.2605 | 1.263
W01737 | 10510 | 39 | 187611 | 1-1/8 X 7/8 flush bushingWC-106 Mueller | MUELLER STREAMLINE CO. | W 01737 | 2.183 | 2.1791 | Y | 2.183 | 2.1791 | 2.183
W01743 | 10510 | 13 | 187611 | 1-3/8 X 1-1/8 flush bushingWC-106 Muelle | MUELLER STREAMLINE CO. | W 01743 | 4.773 | 4.4998 | Y | 4.773 | 4.4998 | 4.773
W01900 | 10510 | 115 | 187614 | 1/4 no stop couplingWC-400NS sweat coup | NDL INDUSTRIES INC | W 01900 | 0.488 | 0.488 | Y | 0.488 | 0.488 | 0.488
W01900 | 175891 | 15 | 187614 | 1/4 no stop couplingWC-400NS sweat coup | NDL INDUSTRIES INC | W 01900 | 0.488 | 0.207 | Y | 0.488 | 0.488 | 0.488
W01901 | 10510 | 52 | 187614 | 3/8 no stop couplingWC-400NS sweat coup | NDL INDUSTRIES INC | W 01901 | 0.161 | 0.161 | Y | 0.161 | 0.161 | 0.161
W01901 | 175891 | 9 | 187614 | 3/8 no stop couplingWC-400NS sweat coup | NDL INDUSTRIES INC | W 01901 | 0.161 | 0.156 | Y | 0.161 | 0.161 | 0.161
W01902 | 10510 | 54 | 187614 | 1/2 no stop couplingWC-400NS sweat coup | NDL INDUSTRIES INC | W 01902 | 0.844 | 0.63491 | Y | 0.844 | 0.844 | 0.844
W01902 | 175891 | 9 | 187614 | 1/2 no stop couplingWC-400NS sweat coup | NDL INDUSTRIES INC | W 01902 | 0.844 | 0.844 | Y | 0.844 | 0.844 | 0.844
W01903 | 10510 | 179 | 187614 | 5/8 no stop couplingWC-400NS sweat coup | NDL INDUSTRIES INC | W 01903 | 0.344 | 0.32701 | Y | 0.344 | 0.344 | 0.344
W01903 | 175891 | 22 | 187614 | 5/8 no stop couplingWC-400NS sweat coup | NDL INDUSTRIES INC | W 01903 | 0.344 | 0.344 | Y | 0.344 | 0.344 | 0.344
W01904 | 10510 | 38 | 187614 | 3/4 no stop couplingWC-400NS sweat coup | NDL INDUSTRIES INC | W 01904 | 0.9593 | 0.94865 | Y | 0.9593 | 0.953 | 0.9593
W01904 | 175891 | 8 | 187614 | 3/4 no stop couplingWC-400NS sweat coup | NDL INDUSTRIES INC | W 01904 | 0.9593 | 0.953 | Y | 0.9593 | 0.953 | 0.9593
W01905 | 10510 | 78 | 187614 | 7/8 no stop couplingWC-400NS sweat coup | NDL INDUSTRIES INC | W 01905 | 0.6905 | 0.68986 | Y | 0.6905 | 0.68986 | 0.6905
W01905 | 175891 | 7 | 187614 | 7/8 no stop couplingWC-400NS sweat coup | NDL INDUSTRIES INC | W 01905 | 0.6905 | 0.582 | Y | 0.6905 | 0.68986 | 0.6905
W01906 | 10510 | 58 | 187614 | 1-1/8 no stop couplingWC-400NS sweat co | NDL INDUSTRIES INC | W 01906 | 1.4229 | 1.4099 | Y | 1.4229 | 1.4099 | 1.4229
W01906 | 175891 | 6 | 187614 | 1-1/8 no stop couplingWC-400NS sweat co | NDL INDUSTRIES INC | W 01906 | 1.4229 | 1.369 | Y | 1.4229 | 1.4099 | 1.4229
W01907 | 10510 | 43 | 187614 | 1-3/8 no stop couplingWC-400NS sweat cou | NDL INDUSTRIES INC | W 01907 | 2.1421 | 2.1031 | Y | 2.1421 | 2.1031 | 2.1421
W01907 | 175891 | 6 | 187614 | 1-3/8 no stop couplingWC-400NS sweat cou | NDL INDUSTRIES INC | W 01907 | 2.1421 | 1.761 | Y | 2.1421 | 2.1031 | 2.1421
W02003 | 10510 | 65 | 187614 | 1/4 SR 90 deg ellWE-500 sweat fitting | NDL INDUSTRIES INC | W 02003 | 0.827 | 0.827 | Y | 0.827 | 0.827 | 0.827
W02003 | 175891 | 5 | 187614 | 1/4 SR 90 deg ellWE-500 sweat fitting | NDL INDUSTRIES INC | W 02003 | 0.827 | 0.827 | Y | 0.827 | 0.827 | 0.827
W02009 | 10510 | 36 | 187614 | 3/8 SR 90 deg ellWE-500 sweat fitting | NDL INDUSTRIES INC | W 02009 | 0.95 | 0.89182 | Y | 0.95 | 0.89182 | 0.95
W02009 | 175891 | 6 | 187614 | 3/8 SR 90 deg ellWE-500 sweat fitting | NDL INDUSTRIES INC | W 02009 | 0.95 | 0.546 | Y | 0.95 | 0.89182 | 0.95
W02017 | 10510 | 45 | 187614 | 1/2 SR 90 deg ellWE-500 sweat fitting | NDL INDUSTRIES INC | W 02017 | 0.872 | 0.6686 | Y | 0.872 | 0.872 | 0.872
W02017 | 175891 | 8 | 187614 | 1/2 SR 90 deg ellWE-500 sweat fitting | NDL INDUSTRIES INC | W 02017 | 0.872 | 0.872 | Y | 0.872 | 0.872 | 0.872
W02022 | 10510 | 40 | 187614 | 5/8 SR 90 deg ellWE-500 sweat fitting | NDL INDUSTRIES INC | W 02022 | 1.445 | 1.0267 | Y | 1.445 | 1.445 | 1.445
W02022 | 175891 | 5 | 187614 | 5/8 SR 90 deg ellWE-500 sweat fitting | NDL INDUSTRIES INC | W 02022 | 1.445 | 1.445 | Y | 1.445 | 1.445 | 1.445
W02034 | 10510 | 132 | 187614 | 7/8 SR 90 deg ellWE-500 sweat fitting | NDL INDUSTRIES INC | W 02034 | 1.74 | 1.708 | Y | 1.74 | 1.708 | 1.74
W02034 | 175891 | 6 | 187614 | 7/8 SR 90 deg ellWE-500 sweat fitting | NDL INDUSTRIES INC | W 02034 | 1.74 | 1.414 | Y | 1.74 | 1.708 | 1.74
W02047 | 10510 | 32 | 187614 | 1-1/8 SR 90 deg ellWE-500 sweat fitting | NDL INDUSTRIES INC | W 02047 | 3.173 | 1.9026 | Y | 3.173 | 3.173 | 3.173
W02047 | 175891 | 8 | 187614 | 1-1/8 SR 90 deg ellWE-500 sweat fitting | NDL INDUSTRIES INC | W 02047 | 3.173 | 3.173 | Y | 3.173 | 3.173 | 3.173
W02055 | 10510 | 75 | 187614 | 1-3/8 LR 90 deg ellWE-500L sweat fittin | NDL INDUSTRIES INC | W 02055 | 6.703 | 4.2031 | Y | 6.703 | 6.703 | 6.703
W02055 | 175891 | 16 | 187614 | 1-3/8 LR 90 deg ellWE-500L sweat fittin | NDL INDUSTRIES INC | W 02055 | 6.703 | 6.703 | Y | 6.703 | 6.703 | 6.703
W02063 | 10510 | 69 | 187614 | 1-5/8 LR 90 deg ellWE-500L sweat fittin | NDL INDUSTRIES INC | W 02063 | 6.5337 | 6.3357 | Y | 6.5337 | 6.3357 | 6.5337
W02063 | 175891 | 3 | 187614 | 1-5/8 LR 90 deg ellWE-500L sweat fittin | NDL INDUSTRIES INC | W 02063 | 6.5337 | 6.326 | Y | 6.5337 | 6.3357 | 6.5337
W02072 | 10510 | 45 | 187614 | 2-1/8 LR 90 deg ellWE-500L sweat fittin | NDL INDUSTRIES INC | W 02072 | 20.532 | 13.9498 | Y | 20.532 | 20.532 | 20.532
W02072 | 175891 | 4 | 187614 | 2-1/8 LR 90 deg ellWE-500L sweat fittin | NDL INDUSTRIES INC | W 02072 | 20.532 | 20.532 | Y | 20.532 | 20.532 | 20.532
W02082 | 10510 | 26 | 187614 | 2-5/8 LR 90 deg ellWE-500L sweat fittin | NDL INDUSTRIES INC | W 02082 | 35.204 | 30.4985 | Y | 35.204 | 30.4985 | 35.204
W02082 | 175891 | 3 | 187614 | 2-5/8 LR 90 deg ellWE-500L sweat fittin | NDL INDUSTRIES INC | W 02082 | 35.204 | 28.169 | Y | 35.204 | 30.4985 | 35.204
W02084 | 10510 | 37 | 187614 | 1-3/8 SR 90 deg ellWE-500 sweat fitting | NDL INDUSTRIES INC | W 02084 | 1.99 | 1.9325 | N | 1.99 | 1.9325 | 1.99
W02084 | 175891 | 1 | 187614 | 1-3/8 SR 90 deg ellWE-500 sweat fitting | NDL INDUSTRIES INC | W 02084 | 1.99 | 1.9325 | Y | 1.99 | 1.9325 | 1.99
W02085 | 10510 | 22 | 187614 | 1-5/8 SR 90 deg ellWE-500 sweat fitting | NDL INDUSTRIES INC | W 02085 | 3.509 | 3.1891 | Y | 3.509 | 3.1891 | 3.509
W02085 | 175891 | 5 | 187614 | 1-5/8 SR 90 deg ellWE-500 sweat fitting | NDL INDUSTRIES INC | W 02085 | 3.509 | 2.869 | Y | 3.509 | 3.1891 | 3.509
W02092 | 10510 | 8 | 187614 | $$3-1/8 LR 90 deg ellWE-500L sweat fitti | NDL INDUSTRIES INC | W 02092 | 18.913 | 18.913 | N | 18.913 | 18.913 | 18.913
W02321 | 10510 | 32 | 187614 | 1/2 SR 90 deg st ellWE-503 sweat fittin | NDL INDUSTRIES INC | W 02321 | 1.652 | 1.652 | Y | 1.652 | 1.652 | 1.652
W02321 | 175891 | 4 | 187614 | 1/2 SR 90 deg st ellWE-503 sweat fittin | NDL INDUSTRIES INC | W 02321 | 1.652 | 1.139 | Y | 1.652 | 1.652 | 1.652
W02326 | 10510 | 15 | 187614 | 5/8 SR 90 deg st ellWE-503 sweat fitting | NDL INDUSTRIES INC | W 02326 | 1.053 | 1.038 | N | 1.053 | 1.053 | 1.053
W02326 | 175891 | 3 | 187614 | 5/8 SR 90 deg st ellWE-503 sweat fitting | NDL INDUSTRIES INC | W 02326 | 1.053 | 1.053 | Y | 1.053 | 1.053 | 1.053
W02334 | 10510 | 45 | 187614 | 7/8 SR 90 deg st ellWE-503 sweat fittin | NDL INDUSTRIES INC | W 02334 | 2.777 | 1.9631 | Y | 2.777 | 2.777 | 2.777
W02334 | 175891 | 4 | 187614 | 7/8 SR 90 deg st ellWE-503 sweat fittin | NDL INDUSTRIES INC | W 02334 | 2.777 | 2.777 | N | 2.777 | 2.777 | 2.777
W02344 | 10510 | 37 | 187614 | 1-1/8 SR 90 deg st ellWE-503 sweat fit | NDL INDUSTRIES INC | W 02344 | 2.2 | 2.0879 | Y | 2.2 | 2.0879 | 2.2
W02344 | 175891 | 3 | 187614 | 1-1/8 SR 90 deg st ellWE-503 sweat fit | NDL INDUSTRIES INC | W 02344 | 2.2 | 1.727 | N | 2.2 | 2.0879 | 2.2
W02350 | 10510 | 73 | 187614 | 1-3/8 LR 90 deg st ellWE-503L sweat fi | NDL INDUSTRIES INC | W 02350 | 8.126 | 5.4817 | Y | 8.126 | 8.126 | 8.126
W02350 | 175891 | 5 | 187614 | 1-3/8 LR 90 deg st ellWE-503L sweat fi | NDL INDUSTRIES INC | W 02350 | 8.126 | 8.126 | Y | 8.126 | 8.126 | 8.126
W02355 | 10510 | 55 | 187614 | 1-5/8 LR 90 deg st ellWE-503L sweat fi | NDL INDUSTRIES INC | W 02355 | 12.625 | 8.5979 | Y | 12.625 | 12.625 | 12.625
W02355 | 175891 | 7 | 187614 | 1-5/8 LR 90 deg st ellWE-503L sweat fi | NDL INDUSTRIES INC | W 02355 | 12.625 | 12.625 | Y | 12.625 | 12.625 | 12.625
W02359 | 10510 | 30 | 187614 | 2-1/8 LR 90 deg st ellWE-503L sweat fi | NDL INDUSTRIES INC | W 02359 | 20.087 | 18.525 | Y | 20.087 | 18.525 | 20.087
W02359 | 175891 | 4 | 187614 | 2-1/8 LR 90 deg st ellWE-503L sweat fi | NDL INDUSTRIES INC | W 02359 | 20.087 | 17.367 | N | 20.087 | 18.525 | 20.087
W02384 | 10510 | 19 | 187614 | 1-3/8 SR 90 deg st ellWE-503 sweat fit | NDL INDUSTRIES INC | W 02384 | 3.849 | 3.3888 | Y | 3.849 | 3.3888 | 3.849
W02710 | 10510 | 37 | 187614 | 5/16 LR 90 deg ellWE-500L sweat fittin | NDL INDUSTRIES INC | W 02710 | 2.043 | 1.99 | Y | 2.043 | 1.99 | 2.043
W02710 | 175891 | 5 | 187614 | 5/16 LR 90 deg ellWE-500L sweat fittin | NDL INDUSTRIES INC | W 02710 | 2.043 | 0.999 | Y | 2.043 | 1.99 | 2.043
W02715 | 10510 | 115 | 187614 | 1/4 LR 90 deg ellWE-500L sweat fitting | NDL INDUSTRIES INC | W 02715 | 2.05 | 1.7757 | Y | 2.05 | 2.05 | 2.05
W02715 | 175891 | 36 | 187614 | 1/4 LR 90 deg ellWE-500L sweat fitting | NDL INDUSTRIES INC | W 02715 | 2.05 | 2.05 | Y | 2.05 | 2.05 | 2.05
W02716 | 10510 | 327 | 187614 | 3/8 LR 90 deg ellWE-500L sweat fitting | NDL INDUSTRIES INC | W 02716 | 1.454 | 1.1263 | Y | 1.454 | 1.454 | 1.454
W02716 | 175891 | 1 | 187614 | 3/8 LR 90 deg ellWE-500L sweat fitting | NDL INDUSTRIES INC | W 02716 | 1.454 | 1.454 | Y | 1.454 | 1.454 | 1.454
W02717 | 10510 | 627 | 187614 | 1/2 LR 90 deg ellWE-500L sweat fitting | NDL INDUSTRIES INC | W 02717 | 2.066 | 1.6471 | Y | 2.066 | 2.066 | 2.066
W02717 | 175891 | 2 | 187614 | 1/2 LR 90 deg ellWE-500L sweat fitting | NDL INDUSTRIES INC | W 02717 | 2.066 | 2.066 | N | 2.066 | 2.066 | 2.066
W02722 | 10510 | 206 | 187614 | 5/8 LR 90 deg ellWE-500L sweat fitting | NDL INDUSTRIES INC | W 02722 | 1.71 | 1.5388 | Y | 1.71 | 1.5388 | 1.71
W02722 | 175891 | 20 | 187614 | 5/8 LR 90 deg ellWE-500L sweat fitting | NDL INDUSTRIES INC | W 02722 | 1.71 | 1.2 | Y | 1.71 | 1.5388 | 1.71
W02728 | 10510 | 302 | 187614 | 3/4 LR 90 deg ellWE-500L sweat fitting | NDL INDUSTRIES INC | W 02728 | 1.49 | 1.2211 | Y | 1.49 | 1.369 | 1.49
W02728 | 175891 | 20 | 187614 | 3/4 LR 90 deg ellWE-500L sweat fitting | NDL INDUSTRIES INC | W 02728 | 1.49 | 1.369 | Y | 1.49 | 1.369 | 1.49
W02734 | 10510 | 501 | 187614 | 7/8 LR 90 deg ellWE-500L sweat fitting | NDL INDUSTRIES INC | W 02734 | 1.883 | 1.8009 | Y | 1.883 | 1.8009 | 1.883
W02734 | 175891 | 16 | 187614 | 7/8 LR 90 deg ellWE-500L sweat fitting | NDL INDUSTRIES INC | W 02734 | 1.883 | 1.518 | Y | 1.883 | 1.8009 | 1.883
W02735 | 10510 | 50 | 187614 | 7/8 x 3/4 LR 90 red ellWE-500LR sweat | NDL INDUSTRIES INC | W 02735 | 6.066 | 4.1696 | Y | 6.066 | 4.1696 | 6.066
W02735 | 175891 | 15 | 187614 | 7/8 x 3/4 LR 90 red ellWE-500LR sweat | NDL INDUSTRIES INC | W 02735 | 6.066 | 2.056 | Y | 6.066 | 4.1696 | 6.066
W02747 | 10510 | 465 | 187614 | 1-1/8 LR 90 deg ellWE-500L sweat fitting | NDL INDUSTRIES INC | W 02747 | 3.694 | 3.194 | Y | 3.694 | 3.694 | 3.694
W02747 | 175891 | 16 | 187614 | 1-1/8 LR 90 deg ellWE-500L sweat fitting | NDL INDUSTRIES INC | W 02747 | 3.694 | 3.694 | Y | 3.694 | 3.694 | 3.694
W02749 | 10510 | 48 | 187614 | 1-1/8 x 7/8 LR 90 red ellWE-500LR swea | NDL INDUSTRIES INC | W 02749 | 3.263 | 3.1924 | Y | 3.263 | 3.1924 | 3.263
W02749 | 175891 | 31 | 187614 | 1-1/8 x 7/8 LR 90 red ellWE-500LR swea | NDL INDUSTRIES INC | W 02749 | 3.263 | 2.916 | Y | 3.263 | 3.1924 | 3.263
W02756 | 10510 | 27 | 187614 | $$1-3/8 x 1-1/8 LR 90 red ellWE-500LR | NDL INDUSTRIES INC | W 02756 | 3.528 | 3.0299 | Y | 3.528 | 3.528 | 3.528
W02756 | 175891 | 8 | 187614 | $$1-3/8 x 1-1/8 LR 90 red ellWE-500LR | NDL INDUSTRIES INC | W 02756 | 3.528 | 3.528 | N | 3.528 | 3.528 | 3.528
W02809 | 10510 | 72 | 187614 | 3/8 LR 90 deg st ellWE-503L sweat fitt | NDL INDUSTRIES INC | W 02809 | 1.577 | 1.3831 | Y | 1.577 | 1.3831 | 1.577
W02809 | 175891 | 6 | 187614 | 3/8 LR 90 deg st ellWE-503L sweat fitt | NDL INDUSTRIES INC | W 02809 | 1.577 | 1.306 | Y | 1.577 | 1.3831 | 1.577
W02817 | 10510 | 145 | 187614 | 1/2 LR 90 deg st ellWE-503L sweat fitt | NDL INDUSTRIES INC | W 02817 | 4.062 | 3.0575 | Y | 4.062 | 4.062 | 4.062
W02817 | 175891 | 18 | 187614 | 1/2 LR 90 deg st ellWE-503L sweat fitt | NDL INDUSTRIES INC | W 02817 | 4.062 | 4.062 | Y | 4.062 | 4.062 | 4.062
W02822 | 10510 | 167 | 187614 | 5/8 LR 90 deg st ellWE-503L sweat fitt | NDL INDUSTRIES INC | W 02822 | 2.328 | 2.0363 | Y | 2.328 | 2.209 | 2.328
W02822 | 175891 | 7 | 187614 | 5/8 LR 90 deg st ellWE-503L sweat fitt | NDL INDUSTRIES INC | W 02822 | 2.328 | 2.209 | Y | 2.328 | 2.209 | 2.328
W02828 | 10510 | 364 | 187614 | 3/4 LR 90 deg st ellWE-503L sweat fitti | NDL INDUSTRIES INC | W 02828 | 2.916 | 2.5209 | Y | 2.916 | 2.916 | 2.916
W02828 | 175891 | 13 | 187614 | 3/4 LR 90 deg st ellWE-503L sweat fitti | NDL INDUSTRIES INC | W 02828 | 2.916 | 2.916 | Y | 2.916 | 2.916 | 2.916
W02834 | 10510 | 298 | 187614 | 7/8 LR 90 deg st ellWE-503L sweat fitti | NDL INDUSTRIES INC | W 02834 | 2.774 | 2.2857 | Y | 2.774 | 2.774 | 2.774
W02834 | 175891 | 18 | 187614 | 7/8 LR 90 deg st ellWE-503L sweat fitti | NDL INDUSTRIES INC | W 02834 | 2.774 | 2.774 | Y | 2.774 | 2.774 | 2.774
W02847 | 10510 | 151 | 187614 | 1-1/8 LR 90 deg st ellWE-503L sweat fitt | NDL INDUSTRIES INC | W 02847 | 5.349 | 4.3932 | Y | 5.349 | 5.349 | 5.349
W02847 | 175891 | 13 | 187614 | 1-1/8 LR 90 deg st ellWE-503L sweat fitt | NDL INDUSTRIES INC | W 02847 | 5.349 | 5.349 | Y | 5.349 | 5.349 | 5.349
W03005 | 10510 | 65 | 187614 | 1/4 45 deg ellWE-504 sweat fitting | NDL INDUSTRIES INC | W 03005 | 3.036 | 2.9319 | Y | 3.036 | 3.036 | 3.036
W03005 | 175891 | 16 | 187614 | 1/4 45 deg ellWE-504 sweat fitting | NDL INDUSTRIES INC | W 03005 | 3.036 | 3.036 | Y | 3.036 | 3.036 | 3.036
W03012 | 10510 | 30 | 187614 | 3/8 45 deg ellWE-504 sweat fitting | NDL INDUSTRIES INC | W 03012 | 1.724 | 1.2702 | Y | 1.724 | 1.2702 | 1.724
W03012 | 175891 | 1 | 187614 | 3/8 45 deg ellWE-504 sweat fitting | NDL INDUSTRIES INC | W 03012 | 1.724 | 1.2702 | Y | 1.724 | 1.2702 | 1.724
W03021 | 10510 | 71 | 187614 | 1/2 45 deg ellWE-504 sweat fitting | NDL INDUSTRIES INC | W 03021 | 1.913 | 1.2966 | Y | 1.913 | 1.913 | 1.913
W03021 | 175891 | 8 | 187614 | 1/2 45 deg ellWE-504 sweat fitting | NDL INDUSTRIES INC | W 03021 | 1.913 | 1.913 | Y | 1.913 | 1.913 | 1.913
W03026 | 10510 | 65 | 187614 | 5/8 45 deg ellWE-504 sweat fitting | NDL INDUSTRIES INC | W 03026 | 0.6087 | 0.59234 | Y | 0.6087 | 0.59234 | 0.6087
W03026 | 175891 | 12 | 187614 | 5/8 45 deg ellWE-504 sweat fitting | NDL INDUSTRIES INC | W 03026 | 0.6087 | 0.537 | Y | 0.6087 | 0.59234 | 0.6087
W03030 | 10510 | 77 | 187614 | 3/4 45 deg ellWE-504 sweat fitting | NDL INDUSTRIES INC | W 03030 | 2.998 | 2.1731 | Y | 2.998 | 2.998 | 2.998
W03030 | 175891 | 4 | 187614 | 3/4 45 deg ellWE-504 sweat fitting | NDL INDUSTRIES INC | W 03030 | 2.998 | 2.998 | Y | 2.998 | 2.998 | 2.998
W03034 | 10510 | 156 | 187614 | 7/8 45 deg ellWE-504 sweat fitting | NDL INDUSTRIES INC | W 03034 | 1.354 | 0.97006 | Y | 1.354 | 1.354 | 1.354
W03034 | 175891 | 11 | 187614 | 7/8 45 deg ellWE-504 sweat fitting | NDL INDUSTRIES INC | W 03034 | 1.354 | 1.354 | Y | 1.354 | 1.354 | 1.354
W03044 | 10510 | 142 | 187614 | 1-1/8 45 deg ellWE-504 sweat fitting | NDL INDUSTRIES INC | W 03044 | 3.277 | 2.7517 | Y | 3.277 | 3.277 | 3.277
W03044 | 175891 | 8 | 187614 | 1-1/8 45 deg ellWE-504 sweat fitting | NDL INDUSTRIES INC | W 03044 | 3.277 | 3.277 | Y | 3.277 | 3.277 | 3.277
W03050 | 10510 | 74 | 187614 | 1-3/8 45 deg ellWE-504 sweat fitting | NDL INDUSTRIES INC | W 03050 | 4.558 | 3.2032 | Y | 4.558 | 4.558 | 4.558
W03050 | 175891 | 4 | 187614 | 1-3/8 45 deg ellWE-504 sweat fitting | NDL INDUSTRIES INC | W 03050 | 4.558 | 4.558 | Y | 4.558 | 4.558 | 4.558
W03055 | 10510 | 28 | 187614 | 1-5/8 45 deg ellWE-504 sweat fitting | NDL INDUSTRIES INC | W 03055 | 5.537 | 5.2301 | Y | 5.537 | 5.2301 | 5.537
W03055 | 175891 | 3 | 187614 | 1-5/8 45 deg ellWE-504 sweat fitting | NDL INDUSTRIES INC | W 03055 | 5.537 | 4.736 | Y | 5.537 | 5.2301 | 5.537
W03059 | 10510 | 10 | 187614 | 2-1/8 45 deg ellWE-504 sweat fitting | NDL INDUSTRIES INC | W 03059 | 8.244 | 5.461 | Y | 8.244 | 8.244 | 8.244
W03059 | 175891 | 5 | 187614 | 2-1/8 45 deg ellWE-504 sweat fitting | NDL INDUSTRIES INC | W 03059 | 8.244 | 8.244 | Y | 8.244 | 8.244 | 8.244
W03063 | 10510 | 9 | 187614 | 2-5/8 45 deg ellWE-504 sweat fitting | NDL INDUSTRIES INC | W 03063 | 18.242 | 14.5691 | N | 18.242 | 18.242 | 18.242
W03063 | 175891 | 2 | 187614 | 2-5/8 45 deg ellWE-504 sweat fitting | NDL INDUSTRIES INC | W 03063 | 18.242 | 18.242 | Y | 18.242 | 18.242 | 18.242
W03312 | 10510 | 100 | 187614 | 3/8 45 deg st ellWE-505 sweat fitting | NDL INDUSTRIES INC | W 03312 | 2.607 | 2.3584 | Y | 2.607 | 2.3584 | 2.607
W03312 | 175891 | 11 | 187614 | 3/8 45 deg st ellWE-505 sweat fitting | NDL INDUSTRIES INC | W 03312 | 2.607 | 0.516 | Y | 2.607 | 2.3584 | 2.607
W03321 | 10510 | 68 | 187614 | 1/2 45 deg st ellWE-505 sweat fitting | NDL INDUSTRIES INC | W 03321 | 2.631 | 2.4213 | Y | 2.631 | 2.4213 | 2.631
W03321 | 175891 | 14 | 187614 | 1/2 45 deg st ellWE-505 sweat fitting | NDL INDUSTRIES INC | W 03321 | 2.631 | 0.883 | Y | 2.631 | 2.4213 | 2.631
W03326 | 10510 | 43 | 187614 | 5/8 45 deg st ellWE-505 sweat fitting | NDL INDUSTRIES INC | W 03326 | 0.636 | 0.60596 | Y | 0.636 | 0.60596 | 0.636
W03326 | 175891 | 23 | 187614 | 5/8 45 deg st ellWE-505 sweat fitting | NDL INDUSTRIES INC | W 03326 | 0.636 | 0.493 | Y | 0.636 | 0.60596 | 0.636
W03330 | 10510 | 18 | 187614 | 3/4 45 deg st ellWE-505 sweat fitting | NDL INDUSTRIES INC | W 03330 | 4.56 | 3.5783 | Y | 4.56 | 3.5783 | 4.56
W03334 | 10510 | 78 | 187614 | 7/8 45 deg st ellWE-505 sweat fitting | NDL INDUSTRIES INC | W 03334 | 1.232 | 1.0175 | Y | 1.232 | 1.232 | 1.232
W03334 | 175891 | 6 | 187614 | 7/8 45 deg st ellWE-505 sweat fitting | NDL INDUSTRIES INC | W 03334 | 1.232 | 1.232 | Y | 1.232 | 1.232 | 1.232
W03344 | 10510 | 21 | 187614 | 1-1/8 45 deg st ellWE-505 sweat fitting | NDL INDUSTRIES INC | W 03344 | 4.108 | 2.9428 | Y | 4.108 | 4.108 | 4.108
W03344 | 175891 | 11 | 187614 | 1-1/8 45 deg st ellWE-505 sweat fitting | NDL INDUSTRIES INC | W 03344 | 4.108 | 4.108 | Y | 4.108 | 4.108 | 4.108
W03350 | 10510 | 39 | 187614 | 1-3/8 45 deg st ellWE-505 sweat fitting | NDL INDUSTRIES INC | W 03350 | 4.479 | 4.3623 | Y | 4.479 | 4.3623 | 4.479
W03350 | 175891 | 17 | 187614 | 1-3/8 45 deg st ellWE-505 sweat fitting | NDL INDUSTRIES INC | W 03350 | 4.479 | 2.806 | Y | 4.479 | 4.3623 | 4.479
W03355 | 10510 | 20 | 187614 | 1-5/8 45 deg st ellWE-505 sweat fitting | NDL INDUSTRIES INC | W 03355 | 5.242 | 4.136 | Y | 5.242 | 5.242 | 5.242
W03355 | 175891 | 8 | 187614 | 1-5/8 45 deg st ellWE-505 sweat fitting | NDL INDUSTRIES INC | W 03355 | 5.242 | 5.242 | Y | 5.242 | 5.242 | 5.242
W03359 | 10510 | 17 | 187614 | 2-1/8 45 deg st ellWE-505 sweat fitting | NDL INDUSTRIES INC | W 03359 | 8.685 | 5.8705 | Y | 8.685 | 8.685 | 8.685
W03359 | 175891 | 2 | 187614 | 2-1/8 45 deg st ellWE-505 sweat fitting | NDL INDUSTRIES INC | W 03359 | 8.685 | 8.685 | Y | 8.685 | 8.685 | 8.685
W03363 | 10510 | 12 | 187614 | 2-5/8 45 deg st ellWE-505 sweat fitting | NDL INDUSTRIES INC | W 03363 | 20.121 | 14.1203 | N | 20.121 | 14.1203 | 20.121
W03JN | 175891 | 12 | 176752 | 3J COUPLER INSERT NEOPRENE | HYDRO-FLO PRODUCTS INC | W03JN | 15.73 | 15.6251 | Y | 15.73 | 15.6251 | 15.73
W03JX58 | 175891 | 2 | 176752 | 3JX58 COUPLER HALF | HYDRO-FLO PRODUCTS INC | W03JX58 | 9.21 | 9.2114 | Y | 9.21 | 9.2114 | 9.2114
W04000 | 10510 | 49 | 187614 | 3/8 teeWT-600 sweat fitting | NDL INDUSTRIES INC | W 04000 | 2.477 | 1.8482 | Y | 2.477 | 2.477 | 2.477
W04000 | 175891 | 6 | 187614 | 3/8 teeWT-600 sweat fitting | NDL INDUSTRIES INC | W 04000 | 2.477 | 2.477 | Y | 2.477 | 2.477 | 2.477
W04001 | 10510 | 62 | 187614 | 1/2 teeWT-600 sweat fitting | NDL INDUSTRIES INC | W 04001 | 1.993 | 1.4841 | Y | 1.993 | 1.993 | 1.993
W04001 | 175891 | 4 | 187614 | 1/2 teeWT-600 sweat fitting | NDL INDUSTRIES INC | W 04001 | 1.993 | 1.993 | Y | 1.993 | 1.993 | 1.993
W04002 | 10510 | 58 | 187614 | 1/2 x 1/2 x 3/8 red teeWT-600R sweat fi | NDL INDUSTRIES INC | W 04002 | 3.745 | 3.6317 | Y | 3.745 | 3.6317 | 3.745
W04002 | 175891 | 5 | 187614 | 1/2 x 1/2 x 3/8 red teeWT-600R sweat fi | NDL INDUSTRIES INC | W 04002 | 3.745 | 1.784 | Y | 3.745 | 3.6317 | 3.745
W04005 | 10510 | 15 | 187614 | 3/8 x 3/8 x 1/2 red teeWT-600R sweat fi | NDL INDUSTRIES INC | W 04005 | 2.26 | 1.51 | Y | 2.26 | 2.26 | 2.26
W04005 | 175891 | 20 | 187614 | 3/8 x 3/8 x 1/2 red teeWT-600R sweat fi | NDL INDUSTRIES INC | W 04005 | 2.26 | 2.26 | Y | 2.26 | 2.26 | 2.26
W04006 | 10510 | 51 | 187614 | 5/8 teeWT-600 sweat fitting | NDL INDUSTRIES INC | W 04006 | 0.659 | 0.51029 | Y | 0.659 | 0.659 | 0.659
W04006 | 175891 | 6 | 187614 | 5/8 teeWT-600 sweat fitting | NDL INDUSTRIES INC | W 04006 | 0.659 | 0.659 | Y | 0.659 | 0.659 | 0.659
W04008 | 10510 | 77 | 187614 | 5/8 x 5/8 x 3/8 red teeWT-600T sweat fi | NDL INDUSTRIES INC | W 04008 | 2.097 | 2.0112 | Y | 2.097 | 2.0112 | 2.097
W04008 | 175891 | 5 | 187614 | 5/8 x 5/8 x 3/8 red teeWT-600T sweat fi | NDL INDUSTRIES INC | W 04008 | 2.097 | 1.346 | Y | 2.097 | 2.0112 | 2.097
W04010 | 10510 | 41 | 187614 | 5/8 x 1/2 x 1/2 red teeWT-600R sweat fi | NDL INDUSTRIES INC | W 04010 | 1.784 | 1.6418 | Y | 1.784 | 1.784 | 1.784
W04010 | 175891 | 9 | 187614 | 5/8 x 1/2 x 1/2 red teeWT-600R sweat fi | NDL INDUSTRIES INC | W 04010 | 1.784 | 1.784 | Y | 1.784 | 1.784 | 1.784
W04017 | 10510 | 45 | 187614 | 3/4 teeWT-600 sweat fitting | NDL INDUSTRIES INC | W 04017 | 2.775 | 2.6115 | Y | 2.775 | 2.6115 | 2.775
W04017 | 175891 | 6 | 187614 | 3/4 teeWT-600 sweat fitting | NDL INDUSTRIES INC | W 04017 | 2.775 | 1.925 | Y | 2.775 | 2.6115 | 2.775
W04031 | 10510 | 60 | 187614 | 7/8 teeWT-600 sweat fitting | NDL INDUSTRIES INC | W 04031 | 1.496 | 1.1108 | Y | 1.496 | 1.496 | 1.496
W04031 | 175891 | 4 | 187614 | 7/8 teeWT-600 sweat fitting | NDL INDUSTRIES INC | W 04031 | 1.496 | 1.496 | Y | 1.496 | 1.496 | 1.496
W04033 | 10510 | 20 | 187614 | 7/8 x 7/8 x 5/8 red teeWT-600R sweat fi | NDL INDUSTRIES INC | W 04033 | 1.305 | 1.071 | Y | 1.305 | 1.305 | 1.305
W04033 | 175891 | 2 | 187614 | 7/8 x 7/8 x 5/8 red teeWT-600R sweat fi | NDL INDUSTRIES INC | W 04033 | 1.305 | 1.305 | Y | 1.305 | 1.305 | 1.305
W04034 | 10510 | 21 | 187614 | 7/8 x 7/8 x 1/2 red teeWT-600R sweat fi | NDL INDUSTRIES INC | W 04034 | 2.068 | 1.8863 | Y | 2.068 | 1.8863 | 2.068
W04034 | 175891 | 9 | 187614 | 7/8 x 7/8 x 1/2 red teeWT-600R sweat fi | NDL INDUSTRIES INC | W 04034 | 2.068 | 0.756 | Y | 2.068 | 1.8863 | 2.068
W04043 | 10510 | 33 | 187614 | 7/8 x 5/8 x 5/8 red teeWT-600RR NDL swea | NDL INDUSTRIES INC | W 04043 | 0.813 | 0.79967 | Y | 0.813 | 0.79967 | 0.813
W04043 | 175891 | 4 | 187614 | 7/8 x 5/8 x 5/8 red teeWT-600RR NDL swea | NDL INDUSTRIES INC | W 04043 | 0.813 | 0.779 | Y | 0.813 | 0.79967 | 0.813
W04047 | 10510 | 37 | 187614 | 5/8 x 5/8 x 7/8 red teeWT-600BH sweat fi | NDL INDUSTRIES INC | W 04047 | 0.93 | 0.93 | Y | 0.93 | 0.93 | 0.93
W04047 | 175891 | 3 | 187614 | 5/8 x 5/8 x 7/8 red teeWT-600BH sweat fi | NDL INDUSTRIES INC | W 04047 | 0.93 | 0.93 | Y | 0.93 | 0.93 | 0.93
W04048 | 10510 | 28 | 187614 | 1-1/8 teeWT-600 sweat fitting | NDL INDUSTRIES INC | W 04048 | 5.36 | 3.6391 | Y | 5.36 | 5.36 | 5.36
W04048 | 175891 | 7 | 187614 | 1-1/8 teeWT-600 sweat fitting | NDL INDUSTRIES INC | W 04048 | 5.36 | 5.36 | Y | 5.36 | 5.36 | 5.36
W04049 | 10510 | 14 | 187614 | 1-1/8 x 1-1/8 x 7/8 red teeWT-600R swea | NDL INDUSTRIES INC | W 04049 | 4.859 | 3.5286 | Y | 4.859 | 4.859 | 4.859
W04049 | 175891 | 4 | 187614 | 1-1/8 x 1-1/8 x 7/8 red teeWT-600R swea | NDL INDUSTRIES INC | W 04049 | 4.859 | 4.859 | Y | 4.859 | 4.859 | 4.859
W04050 | 10510 | 4 | 187614 | 1-1/8 x 1-1/8 x 3/4 red teeWT-600R swea | NDL INDUSTRIES INC | W 04050 | 3.791 | 3.791 | Y | 3.791 | 3.791 | 3.791
W04050 | 175891 | 2 | 187614 | 1-1/8 x 1-1/8 x 3/4 red teeWT-600R swea | NDL INDUSTRIES INC | W 04050 | 3.791 | 3.697 | Y | 3.791 | 3.791 | 3.791
W04056 | 10510 | 6 | 187614 | 1-1/8 x 7/8 x 7/8 red teeWT-600RR sweat | NDL INDUSTRIES INC | W 04056 | 6.241 | 5.1545 | Y | 6.241 | 5.906 | 6.241
W04056 | 175891 | 1 | 187614 | 1-1/8 x 7/8 x 7/8 red teeWT-600RR sweat | NDL INDUSTRIES INC | W 04056 | 6.241 | 5.906 | Y | 6.241 | 5.906 | 6.241
W04065 | 175891 | 3 | 187614 | $$$7/8 x 7/8 x 1-1/8 red teeWT-600BH sw | NDL INDUSTRIES INC | W 04065 | 0.91 | 0.91 | N | 0.91 | 0.91 | 0.91
W04068 | 10510 | 23 | 187614 | 1-3/8 teeWT-600 sweat fitting | NDL INDUSTRIES INC | W 04068 | 6.815 | 5.7964 | Y | 6.815 | 5.7964 | 6.815
W04068 | 175891 | 3 | 187614 | 1-3/8 teeWT-600 sweat fitting | NDL INDUSTRIES INC | W 04068 | 6.815 | 4.254 | Y | 6.815 | 5.7964 | 6.815
W04069 | 10510 | 13 | 187614 | 1-3/8 x 1-3/8 x 1-1/8 teeWT-600R sweat | NDL INDUSTRIES INC | W 04069 | 7.71 | 6.5639 | Y | 7.71 | 6.69 | 7.71
W04069 | 175891 | 4 | 187614 | 1-3/8 x 1-3/8 x 1-1/8 teeWT-600R sweat | NDL INDUSTRIES INC | W 04069 | 7.71 | 6.69 | Y | 7.71 | 6.69 | 7.71
W04070 | 10510 | 10 | 187614 | 1-3/8 x 1-3/8 x 7/8 red teeWT-600R swea | NDL INDUSTRIES INC | W 04070 | 6.368 | 5.33 | N | 6.368 | 5.33 | 6.368
W04074 | 10510 | 4 | 187614 | 1-3/8 x 1-1/8 x 1-1/8 teeWT-600RR sweat | NDL INDUSTRIES INC | W 04074 | 9.991 | 9.969 | N | 9.991 | 9.969 | 9.991
W04074 | 175891 | 2 | 187614 | 1-3/8 x 1-1/8 x 1-1/8 teeWT-600RR sweat | NDL INDUSTRIES INC | W 04074 | 9.991 | 8.816 | Y | 9.991 | 9.969 | 9.991
W04084 | 10510 | 9 | 187614 | 1-5/8 teeWT-600 sweat fitting | NDL INDUSTRIES INC | W 04084 | 8.483 | 8.2008 | Y | 8.483 | 8.2008 | 8.483
W04084 | 175891 | 4 | 187614 | 1-5/8 teeWT-600 sweat fitting | NDL INDUSTRIES INC | W 04084 | 8.483 | 8.047 | Y | 8.483 | 8.2008 | 8.483
W04085 | 10510 | 4 | 187614 | 1-5/8 x 1-5/8 x 1-3/8 teeWT-600R sweat | NDL INDUSTRIES INC | W 04085 | 7.095 | 7.095 | Y | 7.095 | 7.095 | 7.095
W04085 | 175891 | 2 | 187614 | 1-5/8 x 1-5/8 x 1-3/8 teeWT-600R sweat | NDL INDUSTRIES INC | W 04085 | 7.095 | 5.064 | Y | 7.095 | 7.095 | 7.095
W04086 | 10510 | 12 | 187614 | 1-5/8 x 1-5/8 x 1-1/8 teeWT-600R sweat | NDL INDUSTRIES INC | W 04086 | 7.353 | 7.0409 | Y | 7.353 | 7.0409 | 7.353
W04086 | 175891 | 2 | 187614 | 1-5/8 x 1-5/8 x 1-1/8 teeWT-600R sweat | NDL INDUSTRIES INC | W 04086 | 7.353 | 5.748 | Y | 7.353 | 7.0409 | 7.353
W04091 | 10510 | 5 | 187614 | 1-5/8 x 1-3/8 x 1-3/8 teeWT-600RR sweat | NDL INDUSTRIES INC | W 04091 | 16.183 | 10.431 | N | 16.183 | 11.216 | 16.183
W04091 | 175891 | 2 | 187614 | 1-5/8 x 1-3/8 x 1-3/8 teeWT-600RR sweat | NDL INDUSTRIES INC | W 04091 | 16.183 | 11.216 | N | 16.183 | 11.216 | 16.183
W04JN | 175891 | 5 | 176752 | 4J COUPLER SLEEVE NEOPRENE | HYDRO-FLO PRODUCTS INC | W04JN | 9.9627 | 6.6178 | Y | 9.9627 | 6.6178 | 9.9627
W04JX58 | 175891 | 9 | 176752 | B&G 4Jx5/8" COUPLER HALF | HYDRO-FLO PRODUCTS INC | W04JX58 | 24.81 | 21.7372 | Y | 24.81 | 21.7372 | 24.81
W05 | 10510 | 2 | 187643 | UNIWELD B & MCWrench | UNIWELD PRODUCTS INC. | W05 | 3.21 | 3.21 | Y | 3.21 | 3.21 | 3.21
W05JN | 175891 | 8 | 176752 | WOODS 5JN NEOPRENE SLEEVE | HYDRO-FLO PRODUCTS INC | W05JN | 39.54 | 33.7366 | Y | 39.54 | 33.7366 | 39.54
W06092 | 10510 | 27 | 187614 | 7/8 x 2-1/2-radius ret bendWE-512 sweat | NDL INDUSTRIES INC | W 06092 | 4.726 | 4.7 | Y | 4.726 | 4.7 | 4.726
W06092 | 175891 | 2 | 187614 | 7/8 x 2-1/2-radius ret bendWE-512 sweat | NDL INDUSTRIES INC | W 06092 | 4.726 | 4.525 | Y | 4.726 | 4.7 | 4.726
W06JN | 175891 | 10 | 176752 | NEOPRENE SLEEVE | HYDRO-FLO PRODUCTS INC | W06JN | 54.35 | 47.2762 | Y | 54.35 | 47.2762 | 54.35
W07002 | 10510 | 18 | 187614 | 1/4 sweat capWC-415 sweat fitting | NDL INDUSTRIES INC | W 07002 | 0.299 | 0.28633 | Y | 0.299 | 0.28633 | 0.299
W07004 | 10510 | 14 | 187614 | 3/8 sweat capWC-415 sweat fitting | NDL INDUSTRIES INC | W 07004 | 0.33 | 0.29529 | Y | 0.33 | 0.33 | 0.33
W07004 | 175891 | 7 | 187614 | 3/8 sweat capWC-415 sweat fitting | NDL INDUSTRIES INC | W 07004 | 0.33 | 0.33 | Y | 0.33 | 0.33 | 0.33
W07006 | 10510 | 19 | 187614 | 1/2 sweat capWC-415 sweat fitting | NDL INDUSTRIES INC | W 07006 | 0.306 | 0.29842 | Y | 0.306 | 0.29842 | 0.306
W07006 | 175891 | 8 | 187614 | 1/2 sweat capWC-415 sweat fitting | NDL INDUSTRIES INC | W 07006 | 0.306 | 0.224 | Y | 0.306 | 0.29842 | 0.306
W07007 | 10510 | 62 | 187614 | 5/8 sweat capWC-415 sweat fitting | NDL INDUSTRIES INC | W 07007 | 0.234 | 0.18577 | Y | 0.234 | 0.18577 | 0.234
W07007 | 175891 | 4 | 187614 | 5/8 sweat capWC-415 sweat fitting | NDL INDUSTRIES INC | W 07007 | 0.234 | 0.184 | Y | 0.234 | 0.18577 | 0.234
W07008 | 10510 | 43 | 187614 | 3/4 sweat capWC-415 sweat fitting | NDL INDUSTRIES INC | W 07008 | 0.602 | 0.5712 | Y | 0.602 | 0.5712 | 0.602
W07008 | 175891 | 8 | 187614 | 3/4 sweat capWC-415 sweat fitting | NDL INDUSTRIES INC | W 07008 | 0.602 | 0.55 | Y | 0.602 | 0.5712 | 0.602
W07009 | 10510 | 113 | 187614 | 7/8 sweat capWC-415 sweat fitting | NDL INDUSTRIES INC | W 07009 | 0.457 | 0.45653 | Y | 0.457 | 0.45653 | 0.457
W07009 | 175891 | 8 | 187614 | 7/8 sweat capWC-415 sweat fitting | NDL INDUSTRIES INC | W 07009 | 0.457 | 0.319 | Y | 0.457 | 0.45653 | 0.457
W07011 | 10510 | 73 | 187614 | 1-1/8 sweat capWC-415 sweat fitting | NDL INDUSTRIES INC | W 07011 | 1.04 | 0.89055 | Y | 1.04 | 0.89055 | 1.04
W07012 | 10510 | 63 | 187614 | 1-3/8 sweat capWC-415 sweat fitting | NDL INDUSTRIES INC | W 07012 | 1.41 | 1.3645 | Y | 1.41 | 1.3645 | 1.41
W07012 | 175891 | 6 | 187614 | 1-3/8 sweat capWC-415 sweat fitting | NDL INDUSTRIES INC | W 07012 | 1.41 | 0.66 | Y | 1.41 | 1.3645 | 1.41
W07013 | 10510 | 28 | 187614 | 1-5/8 sweat capWC-415 sweat fitting | NDL INDUSTRIES INC | W 07013 | 2.45 | 1.736 | Y | 2.45 | 2.45 | 2.45
W07013 | 175891 | 2 | 187614 | 1-5/8 sweat capWC-415 sweat fitting | NDL INDUSTRIES INC | W 07013 | 2.45 | 2.45 | Y | 2.45 | 2.45 | 2.45
W07014 | 10510 | 11 | 187614 | 2-1/8 sweat capWC-415 sweat fitting | NDL INDUSTRIES INC | W 07014 | 4.89 | 3.0264 | Y | 4.89 | 4.89 | 4.89
W07014 | 175891 | 4 | 187614 | 2-1/8 sweat capWC-415 sweat fitting | NDL INDUSTRIES INC | W 07014 | 4.89 | 4.89 | Y | 4.89 | 4.89 | 4.89
W07015 | 10510 | 18 | 187614 | 2-5/8 sweat capWC-415 sweat fitting | NDL INDUSTRIES INC | W 07015 | 5.715 | 5.6539 | N | 5.715 | 5.6539 | 5.715
W07015 | 175891 | 2 | 187614 | 2-5/8 sweat capWC-415 sweat fitting | NDL INDUSTRIES INC | W 07015 | 5.715 | 5.558 | Y | 5.715 | 5.6539 | 5.715
W07JN | 175891 | 6 | 176752 | WOODS 7J NEOPRENE COUPLER | HYDRO-FLO PRODUCTS INC | W07JN | 63.2372 | 63.2372 | N | 63.2372 | 63.2372 | 63.2372
W08002 | 10510 | 22 | 187614 | 1/2 sweat unionWC-407 sweat fitting | NDL INDUSTRIES INC | W 08002 | 6.906 | 5.681 | Y | 6.906 | 5.681 | 6.906
W08002 | 175891 | 2 | 187614 | 1/2 sweat unionWC-407 sweat fitting | NDL INDUSTRIES INC | W 08002 | 6.906 | 2.839 | Y | 6.906 | 5.681 | 6.906
W08003 | 10510 | 18 | 187614 | 5/8 sweat unionWC-407 sweat fitting | NDL INDUSTRIES INC | W 08003 | 6.644 | 4.4936 | Y | 6.644 | 4.4936 | 6.644
W08003 | 175891 | 4 | 187614 | 5/8 sweat unionWC-407 sweat fitting | NDL INDUSTRIES INC | W 08003 | 6.644 | 3.645 | Y | 6.644 | 4.4936 | 6.644
W08004 | 10510 | 58 | 187614 | 7/8 sweat unionWC-407 sweat fitting | NDL INDUSTRIES INC | W 08004 | 4.47 | 4.2575 | Y | 4.47 | 4.2575 | 4.47
W08004 | 175891 | 5 | 187614 | 7/8 sweat unionWC-407 sweat fitting | NDL INDUSTRIES INC | W 08004 | 4.47 | 3.229 | Y | 4.47 | 4.2575 | 4.47
W08005 | 10510 | 19 | 187614 | 1-1/8 sweat unionWC-407 sweat fitting | NDL INDUSTRIES INC | W 08005 | 8.794 | 6.398 | Y | 8.794 | 8.794 | 8.794
W08005 | 175891 | 3 | 187614 | 1-1/8 sweat unionWC-407 sweat fitting | NDL INDUSTRIES INC | W 08005 | 8.794 | 8.794 | Y | 8.794 | 8.794 | 8.794
W100 | 10510 | 5 | 134565 | Alco burnout block corefor ADKS series s | COPELAND COMFORT CONTROL LP | W-100 | 47.65 | 47.65 | N | 47.65 | 47.65 | 47.65
W10142 | 10510 | 47 | 187614 | 5/16 stake stop couplingEC-400S sweat f | NDL INDUSTRIES INC | W 10142 | 0.2723 | 0.22784 | Y | 0.2723 | 0.22784 | 0.2723
W10142 | 175891 | 5 | 187614 | 5/16 stake stop couplingEC-400S sweat f | NDL INDUSTRIES INC | W 10142 | 0.2723 | 0.2256 | Y | 0.2723 | 0.22784 | 0.2723
W181P1002UV5CG | 10510 | 2 | 133695 | Connect Air 18/2C unshieldedstranded PVC | Genuine Cable Group (GCG) (Connect Air) | W181P-1002UV.5CG | 57.72 | 55.5 | Y | 57.72 | 55.5 | 57.72
W181P1002UV5CG | 175891 | 2 | 133695 | Connect Air 18/2C unshieldedstranded PVC | Genuine Cable Group (GCG) (Connect Air) | W181P-1002UV.5CG | 57.72 | 55.5 | Y | 57.72 | 55.5 | 57.72
W183C1045UV5CG | 10510 | 4 | 133695 | Connect Air 18/3C unshieldedstranded PVC | Genuine Cable Group (GCG) (Connect Air) | W183C-1045UV.5CG | 112.6632 | 102.5 | Y | 112.6632 | 102.5 | 112.6632
W183C1045UV5CG | 175891 | 2 | 133695 | Connect Air 18/3C unshieldedstranded PVC | Genuine Cable Group (GCG) (Connect Air) | W183C-1045UV.5CG | 112.6632 | 85 | Y | 112.6632 | 102.5 | 112.6632
W184C1037UV5CG | 10510 | 3 | 133695 | Connect Air 18/4C unshieldedstranded PVC | Genuine Cable Group (GCG) (Connect Air) | W184C-1037UV.5CG | 98.799 | 94.999 | Y | 98.799 | 94.999 | 98.799
W184C1037UV5CG | 175891 | 2 | 133695 | Connect Air 18/4C unshieldedstranded PVC | Genuine Cable Group (GCG) (Connect Air) | W184C-1037UV.5CG | 98.799 | 94.997 | Y | 98.799 | 94.999 | 98.799
W184C2099YRIB | 166561 | 1 | 133695 | 18/4C STR NS CMP YELLOW RIB 1000FT | Genuine Cable Group (GCG) (Connect Air) | W184C2099YRIB | 242.112 | 232.8 | N | 242.112 | 232.8 | 242.112
W186C1049UV5CG | 10510 | 3 | 133695 | Connect Air 18/6C unshieldedstranded PVC | Genuine Cable Group (GCG) (Connect Air) | W186C-1049UV.5CG | 225.3334 | 216.6667 | Y | 225.3334 | 216.6667 | 225.3334
W186C1049UV5CG | 175891 | 3 | 133695 | Connect Air 18/6C unshieldedstranded PVC | Genuine Cable Group (GCG) (Connect Air) | W186C-1049UV.5CG | 225.3334 | 205 | Y | 225.3334 | 216.6667 | 225.3334
W188C1041UV5CG | 10510 | 1 | 133695 | Connect Air 18/8C unshieldedstranded PVC | Genuine Cable Group (GCG) (Connect Air) | W188C-1041UV.5CG | 195.5512 | 160 | Y | 195.5512 | 160 | 195.5512
W221P2001WHORS5CG | 10510 | 2 | 133695 | Connect Air 22/1 pr strandedE-Bus level | Genuine Cable Group (GCG) (Connect Air) | W221P-2001WHORS.5CG | 57.2 | 55 | Y | 57.2 | 55 | 57.2
W221P2001WHORS5CG | 175891 | 2 | 133695 | Connect Air 22/1 pr strandedE-Bus level | Genuine Cable Group (GCG) (Connect Air) | W221P-2001WHORS.5CG | 57.2 | 55 | N | 57.2 | 55 | 57.2
W222P2009B | 166553 | 1 | 133695 | 22/2PR STR IS CMP WHT BOX 1000' | Genuine Cable Group (GCG) (Connect Air) | W222P-2009B | 180.96 | 174 | N | 180.96 | 174 | 180.96
W244P-2274ORB | 175883 | 1 | 133695 | CAT6 23/4P CMP ORG BX 550 USA | Genuine Cable Group (GCG) (Connect Air) | W244P-2274ORB | 0 | 272 | N | 0 | 272 | 272
W244P1446BLB5CG | 10510 | 1 | 133695 | Connect Air CAT5E SOL NS CMRblue 4-pr 24 | Genuine Cable Group (GCG) (Connect Air) | W244P-1446BLB.5CG | 52 | 50 | Y | 52 | 50 | 52
W35B | 175888 | 4 | 133505 | BRASS WELL, 3.5IN STEM IND THERMOWELL | MILJOCO CORP | W35B | 5.56 | 5.0561 | Y | 5.56 | 5.2154 | 5.56
W35B | 175890 | 3 | 133505 | BRASS WELL, 3.5IN STEM IND THERMOWELL | MILJOCO CORP | W35B | 5.56 | 5.0561 | Y | 5.56 | 5.2154 | 5.56
W35B | 175891 | 8 | 133505 | BRASS WELL, 3.5IN STEM IND THERMOWELL | MILJOCO CORP | W35B | 5.56 | 5.2154 | Y | 5.56 | 5.2154 | 5.56
W40102 | 10510 | 7 | 187614 | 2-1/8 teeWT-600 sweat fitting | NDL INDUSTRIES INC | W 40102 | 15.538 | 9.4733 | Y | 15.538 | 15.538 | 15.538
W40102 | 175891 | 1 | 187614 | 2-1/8 teeWT-600 sweat fitting | NDL INDUSTRIES INC | W 40102 | 15.538 | 15.538 | Y | 15.538 | 15.538 | 15.538
W40306 | 10510 | 98 | 187614 | 1/4 teeWT-600 sweat fitting | NDL INDUSTRIES INC | W 40306 | 1.762 | 1.6817 | Y | 1.762 | 1.749 | 1.762
W40306 | 175891 | 8 | 187614 | 1/4 teeWT-600 sweat fitting | NDL INDUSTRIES INC | W 40306 | 1.762 | 1.749 | Y | 1.762 | 1.749 | 1.762
W48HH | 10510 | 11 | 134565 | Emerson 48 cu burnoutreplacement drier c | COPELAND COMFORT CONTROL LP | W-48-HH | 22.41 | 22.41 | N | 22.41 | 22.41 | 22.41
W4F4M25INBRASS | 175890 | 2 | 176827 | THERMOWELL 1/2F X 1/2M FOR 2.5IN STEM BR | ENGINEERED SPECIALTY PRODUCTS INC | W4F4M25INBRASS | 0 | 12.5 | N | 0 | 12.5 | 12.5
W60110 | 10510 | 26 | 187614 | 1-1/8 x 3-radius ret bendWE-512 sweat f | NDL INDUSTRIES INC | W 60110 | 11.809 | 11.2549 | Y | 11.809 | 11.2549 | 11.809
W60110 | 175891 | 2 | 187614 | 1-1/8 x 3-radius ret bendWE-512 sweat f | NDL INDUSTRIES INC | W 60110 | 11.809 | 10.051 | Y | 11.809 | 11.2549 | 11.809
W60121 | 10510 | 12 | 187614 | 1-3/8 x 3-3/4-radius ret bendWE-512 swea | NDL INDUSTRIES INC | W 60121 | 23.06 | 18.426 | Y | 23.06 | 18.426 | 23.06
W60121 | 175891 | 2 | 187614 | 1-3/8 x 3-3/4-radius ret bendWE-512 swea | NDL INDUSTRIES INC | W 60121 | 23.06 | 8.386 | Y | 23.06 | 18.426 | 23.06
W60131 | 10510 | 6 | 187614 | 1-5/8 x 4-1/2-radius ret bendWE-512 swe | NDL INDUSTRIES INC | W 60131 | 21.284 | 16.8893 | Y | 21.284 | 16.8893 | 21.284
W60140 | 10510 | 3 | 187614 | 2-1/8 x 5-1/2-radius ret bendWE-512 swea | NDL INDUSTRIES INC | W 60140 | 63.682 | 63.682 | Y | 63.682 | 63.682 | 63.682
W60999 | 10510 | 20 | 187614 | 5/8 P-trapWE-554P sweat fitting | NDL INDUSTRIES INC | W 60999 | 10.894 | 8.574 | Y | 10.894 | 10.894 | 10.894
W60999 | 175891 | 3 | 187614 | 5/8 P-trapWE-554P sweat fitting | NDL INDUSTRIES INC | W 60999 | 10.894 | 10.894 | Y | 10.894 | 10.894 | 10.894
W61000 | 10510 | 23 | 187614 | 7/8 P-trapWE-554P sweat fitting | NDL INDUSTRIES INC | W 61000 | 13.471 | 10.0377 | Y | 13.471 | 13.471 | 13.471
W61000 | 175891 | 4 | 187614 | 7/8 P-trapWE-554P sweat fitting | NDL INDUSTRIES INC | W 61000 | 13.471 | 13.471 | Y | 13.471 | 13.471 | 13.471
W61001 | 10510 | 21 | 187614 | 1-1/8 P-trapWE-554P sweat fitting | NDL INDUSTRIES INC | W 61001 | 16.039 | 14.5411 | Y | 16.039 | 15.373 | 16.039
W61001 | 175891 | 2 | 187614 | 1-1/8 P-trapWE-554P sweat fitting | NDL INDUSTRIES INC | W 61001 | 16.039 | 15.373 | Y | 16.039 | 15.373 | 16.039
W61002 | 10510 | 3 | 187614 | 1-3/8 P-trapWE-554P sweat fitting | NDL INDUSTRIES INC | W 61002 | 40.027 | 26.2922 | Y | 40.027 | 40.027 | 40.027
W61002 | 175891 | 2 | 187614 | 1-3/8 P-trapWE-554P sweat fitting | NDL INDUSTRIES INC | W 61002 | 40.027 | 40.027 | Y | 40.027 | 40.027 | 40.027
W61003 | 10510 | 1 | 187614 | 1-5/8 P-trapWE-554P sweat fitting | NDL INDUSTRIES INC | W 61003 | 55.377 | 53.283 | Y | 55.377 | 53.283 | 55.377
W61003 | 175891 | 2 | 187614 | 1-5/8 P-trapWE-554P sweat fitting | NDL INDUSTRIES INC | W 61003 | 55.377 | 48.189 | Y | 55.377 | 53.283 | 55.377
W6185E | 166557 | 6 | 169843 | 2-1/2in (NPS) Import CS 150# RFTD Flange | Cohn & Gregory Supply, LLC | W-6185-E | 27.16 | 27.16 | N | 27.16 | 27.16 | 27.16
W6185E | 166561 | 1 | 169843 | 2-1/2in (NPS) Import CS 150# RFTD Flange | Cohn & Gregory Supply, LLC | W-6185-E | 27.16 | 13.81 | N | 27.16 | 27.16 | 27.16
W6185F | 166557 | 2 | 169843 | 3in (NPS) Import CS 150# RFTD Flange | Cohn & Gregory Supply, LLC | W-6185-F | 13.9 | 13.9 | N | 13.9 | 13.9 | 13.9
W7185F | 166557 | 4 | 169843 | 3in (NPS) Import CS 300# RFTD Flange | Cohn & Gregory Supply, LLC | W-7185-F | 19.36 | 19.36 | N | 19.36 | 19.36 | 19.36
W7185F | 166561 | 2 | 169843 | 3in (NPS) Import CS 300# RFTD Flange | Cohn & Gregory Supply, LLC | W-7185-F | 19.36 | 19.36 | N | 19.36 | 19.36 | 19.36
W7306CUL | 175883 | 5 | 133695 | Plenum Rated Zip Tie, 12, bag of 100 | Genuine Cable Group (GCG) (Connect Air) | W7306CUL | 0 | 8.5 | N | 0 | 8.5 | 8.5
W7760A2011 | 10510 | 1 | 133921 | EXCEL 15 BUILDNG MGR | HONEYWELL INTERNATIONAL ECC US (HOFS) | W7760A2011 | 630.4 | 469.13 | N | 630.4 | 630.4 | 630.4
W7760A2011 | 175891 | 1 | 133921 | EXCEL 15 BUILDNG MGR | HONEYWELL INTERNATIONAL ECC US (HOFS) | W7760A2011 | 630.4 | 630.4 | N | 630.4 | 630.4 | 630.4
WBP10X12 | 10008 | 15 | 133982 | 10 X 12 WOOD BACK PLATE | INSUL_GUARD | WBP 10 X 12 | 19.2174 | 19.2174 | Y | 19.2174 | 19.2174 | 19.2174
WBP10X9 | 10006 | 1 | 133982 | Back Plate, Wood | INSUL_GUARD | WBP 10 X 9 | 34.3453 | 34.3453 | Y | 34.3453 | 34.3453 | 34.3453
WBP10X9 | 10008 | 53 | 133982 | Back Plate, Wood | INSUL_GUARD | WBP 10 X 9 | 34.3453 | 34.3453 | Y | 34.3453 | 34.3453 | 34.3453
WBP9X9 | 10008 | 30 | 133982 | 9 X 9 WOOD BACK PLATE | INSUL_GUARD | WBP 9 X 9 | 19.97 | 19.9706 | Y | 19.97 | 19.9706 | 19.9706
WBV-BL45 | 175891 | 5 | 133602 | linkage kit for B219VSS steam valve | BELIMO AIRCONTROLS (USA), INC | WBV-BL45 | 146.85 | 146.85 | Y | 146.85 | 146.85 | 146.85
WCCW3080DSE | 175890 | 1 | 176416 | METREX VALVE 1INCH 2W | METREX VALVE CORP | WCCW3080DSE | 537.614 | 537.614 | N | 537.614 | 537.614 | 537.614
WDOS100X150 | 166559 | 50 | 175099 | WIRE DUCT 1X1.5 W/ COVER, Grey | NAWA | WD-OH-100x150 | 5.95 | 5.95 | N | 5.95 | 5.95 | 5.95
WDOS100X150WH | 166553 | 100 | 175099 | WIRE DUCT 1X1.5 W/ COVER | NAWA | WD-OS-100x150WH | 0 | 5.95 | N | 0 | 5.95 | 5.95
WDOS100X150WH | 166559 | 50 | 175099 | WIRE DUCT 1X1.5 W/ COVER | NAWA | WD-OS-100x150WH | 0 | 5.95 | N | 0 | 5.95 | 5.95
WDOS100X200 | 166559 | 40 | 175099 | WIRE DUCT 1X2 W/ COVER, Grey | NAWA | WDOS100X200 | 6.29 | 6.29 | N | 6.29 | 6.29 | 6.29
WDOS100X200WH | 166553 | 60 | 175099 | WIRE DUCT 1X2 W/ COVER | NAWA | WD-OS-100x200WH | 0 | 6.29 | N | 0 | 6.29 | 6.29
WDOS100X200WH | 166559 | 14 | 175099 | WIRE DUCT 1X2 W/ COVER | NAWA | WD-OS-100x200WH | 0 | 6.29 | N | 0 | 6.29 | 6.29
WDOS100X300HD | 173042 | 15 | 175099 | 1"X3" GRAY PANDUIT W/ COVER | NAWA | WD-OS-100x300HD | 9.18 | 9.164 | Y | 9.18 | 9.164 | 9.18
WDOS100X300HDWH | 166559 | 8 | 175099 | 1x3 Wire Duct w/ Cover - White HD | NAWA | WD-OS-100X300-HD-WH | 0 | 9.16 | N | 0 | 9.16 | 9.16
WDOS100X300HDWH | 173042 | 20 | 175099 | 1x3 Wire Duct w/ Cover - White HD | NAWA | WD-OS-100X300-HD-WH | 0 | 9.16 | Y | 0 | 9.16 | 9.16
WDOS150X150 | 173042 | 15 | 175099 | WIRE DUCT 1.5X1.5" W/COVER GRAY | NAWA | WD-OS-150X150 | 10.98 | 10.98 | Y | 10.98 | 10.98 | 10.98
WDOS150X200 | 166559 | 38 | 175099 | WIRE DUCT 1.5X2 W/ COVER, Grey | NAWA | WDOS150X200 | 8.49 | 8.49 | N | 8.49 | 8.49 | 8.49
WDOS150X200WH | 166553 | 40 | 175099 | WIRE DUCT 1.5X2 W/ COVER | NAWA | WD-OS-150X200-WH | 0 | 8.49 | N | 0 | 8.49 | 8.49
WDOS150X200WH | 166559 | 55 | 175099 | WIRE DUCT 1.5X2 W/ COVER | NAWA | WD-OS-150X200-WH | 0 | 8.49 | N | 0 | 8.49 | 8.49
WDOS150X300 | 173042 | 20 | 175099 | WIRE DUCT 1.5X3 W/ COVER, GREY | NAWA | WD-OS-150X300 | 12.3 | 11.76 | Y | 12.3 | 15.54 | 15.54
WDOS150X300 | 175883 | 112 | 175099 | WIRE DUCT 1.5X3 W/ COVER, GREY | NAWA | WD-OS-150X300 | 12.3 | 15.54 | N | 12.3 | 15.54 | 15.54
WDOS200X200 | 166559 | 32 | 175099 | WIRE DUCT 2"X2" W/ COVER, GREY | NAWA | WD-OS-200X200 | 8.73 | 8.73 | N | 8.73 | 8.73 | 8.73
WDOS200X200WH | 166553 | 80 | 175099 | WIRE DUCT 2"X2" W/ COVER | NAWA | WD-OS-200x200WH | 0 | 8.73 | N | 0 | 8.73 | 8.73
WDOS200X200WH | 166559 | 40 | 175099 | WIRE DUCT 2"X2" W/ COVER | NAWA | WD-OS-200x200WH | 0 | 8.73 | N | 0 | 8.73 | 8.73
WDOS200X200WH | 166561 | 20 | 175099 | WIRE DUCT 2"X2" W/ COVER | NAWA | WD-OS-200x200WH | 0 | 8.73 | Y | 0 | 8.73 | 8.73
WDOS200X300HDWH | 173042 | 18 | 175099 | WIRE DUCT 2X3X6 W/ COVER | NAWA | WD-OS-200X300-HD-WH | 0 | 10.97 | Y | 0 | 10.97 | 10.97
WDOS300X300HDWH | 173042 | 11 | 168859 | WIRE DUCT 3X3X6 W/ COVER | *DO NOT USE* Paid with Divvy Card | WD-OS-300X300-HD-WH | 13.74 | 13.74 | N | 13.74 | 13.74 | 13.74
WDS3J34 | 173042 | 4 | 175068 | COUPLING END | MOTION INDUSTRIES, INC/ MI CONVEYANCE SOLUTIONS | WDS-3J34 | 4.19 | 4.19 | N | 4.19 | 4.19 | 4.19
WDS3J78 | 173042 | 9 | 175068 | COUPLING END | MOTION INDUSTRIES, INC/ MI CONVEYANCE SOLUTIONS | WDS-3J78 | 4.19 | 4.19 | N | 4.19 | 4.19 | 4.19
WDS4J78 | 10510 | 1 | 133727 | WOODS COUPLER END 4J X 7/8" | CROWN ENGINEERING CORP | 4J-7/8 | 5.3 | 5.3 | N | 5.3 | 5.3 | 5.3
WDS4J78 | 173042 | 1 | 133727 | WOODS COUPLER END 4J X 7/8" | CROWN ENGINEERING CORP | 4J-7/8 | 5.3 | 4.5 | N | 5.3 | 5.3 | 5.3
WDS5J118 | 173042 | 2 | 175068 | COUPLING END | MOTION INDUSTRIES, INC/ MI CONVEYANCE SOLUTIONS | WDS-5J118 | 6.5 | 6.5 | N | 6.5 | 6.5 | 6.5
WDS5J12 | 173042 | 3 | 175068 | COUPLING END | MOTION INDUSTRIES, INC/ MI CONVEYANCE SOLUTIONS | WDS-5J12 | 8.37 | 8.37 | N | 8.37 | 8.37 | 8.37
WDS5J34 | 173042 | 2 | 175068 | COUPLING END | MOTION INDUSTRIES, INC/ MI CONVEYANCE SOLUTIONS | WDS-5J34 | 6.5 | 6.5 | N | 6.5 | 6.5 | 6.5
WDS5J58 | 173042 | 4 | 175068 | COUPLING END | MOTION INDUSTRIES, INC/ MI CONVEYANCE SOLUTIONS | WDS-5J58 | 7.7 | 7.7 | N | 7.7 | 7.7 | 7.7
WDS5JE | 173042 | 4 | 175068 | SLEEVE | MOTION INDUSTRIES, INC/ MI CONVEYANCE SOLUTIONS | WDS-5JE | 27.653 | 27.653 | N | 27.653 | 27.653 | 27.653
WDS6J114 | 173042 | 1 | 175068 | COUPLING END | MOTION INDUSTRIES, INC/ MI CONVEYANCE SOLUTIONS | WDS-6J114 | 11.72 | 11.72 | N | 11.72 | 11.72 | 11.72
WDS6J34 | 173042 | 1 | 175068 | COUPLING END | MOTION INDUSTRIES, INC/ MI CONVEYANCE SOLUTIONS | WDS-6J34 | 11.72 | 11.72 | N | 11.72 | 11.72 | 11.72
WDS7J1 | 173042 | 1 | 175068 | COUPLING ENG | MOTION INDUSTRIES, INC/ MI CONVEYANCE SOLUTIONS | WDS-7J1 | 14.42 | 14.42 | N | 14.42 | 14.42 | 14.42
WDS7J114 | 173042 | 1 | 175068 | COUPLING END | MOTION INDUSTRIES, INC/ MI CONVEYANCE SOLUTIONS | WDS-7J114 | 14.42 | 14.42 | N | 14.42 | 14.42 | 14.42
WDS7J118 | 173042 | 1 | 175068 | COUPLING END | MOTION INDUSTRIES, INC/ MI CONVEYANCE SOLUTIONS | WDS-7J118 | 12.88 | 12.88 | N | 12.88 | 12.88 | 12.88
WDV3G14BL | 175891 | 2 | 176401 | WILKERSON DRAIN | AIR-OIL SYSTEMS INC | WDV3G14BL | 231.37 | 283.4141 | Y | 231.37 | 283.4141 | 283.4141
WE10172 | 166560 | 44 | 168938 | Terminal Block, 2 Pin | Lectro Components, Inc. | WE10172 | 0.86 | 0.86 | N | 0.86 | 0.86 | 0.86
WE10172 | 166561 | 43 | 168938 | Terminal Block, 2 Pin | Lectro Components, Inc. | WE10172 | 0.86 | 0.8544 | N | 0.86 | 0.86 | 0.86
WE10174 | 166561 | 117 | 168938 | TERMINAL BLOCK, 3 POLE | Lectro Components, Inc. | WE10174 | 0.9482 | 0.9482 | N | 0.9482 | 0.9482 | 0.9482
WEB22R211B5BC3 | 173042 | 1 | 175125 | FUEL UNIT | F.W. WEBB CO. | WEB-22R211B5BC3 | 90.91 | 90.91 | N | 90.91 | 90.91 | 90.91
WEB22R211C5C3 | 173042 | 3 | 175125 | FUEL UNIT | F.W. WEBB CO. | WEB-22R211C5C3 | 90.91 | 90.91 | N | 90.91 | 90.91 | 90.91
WEB22R221D5AA14 | 173042 | 2 | 175125 | USE 22R221D-5C THIS SHFT IS LT LONGE | F.W. WEBB CO. | WEB-22R221D5AA14 | 143.87 | 143.87 | N | 143.87 | 143.87 | 143.87
WEB22R623D5C14 | 173042 | 3 | 175125 | 56GPH/300PSI/3450RPM PUMP | F.W. WEBB CO. | 22R623D-5C14 | 182.43 | 182.43 | N | 182.43 | 182.43 | 182.43
WEB2R111D5C1 | 173042 | 2 | 175125 | FUEL UNIT | F.W. WEBB CO. | WEB-2R111D5C1 | 84.92 | 84.92 | N | 84.92 | 84.92 | 84.92
WEBSPANEL | 175891 | 3 | 164625 | WEBS STOCK PRE BUILT PANEL | INDUSTRIAL CONTROLS | WEBSPANEL | 302.94 | 302.94 | Y | 302.94 | 302.94 | 302.94
WEBV022D4DO20 | 173042 | 1 | 175125 | PUMP | F.W. WEBB CO. | WEB-V022D4DO20 | 135.7 | 135.7 | N | 135.7 | 135.7 | 135.7
WEBV023C4D020 | 173042 | 1 | 175125 | FUEL UNIT | F.W. WEBB CO. | WEB-V023C4D020 | 230.69 | 230.69 | N | 230.69 | 230.69 | 230.69
WEI-LF2511004B | 166561 | 6 | 134583 | LIQUIDFILLED100PSI&KPA | MILJOCO-WEISS LLC | LF251-100-4B | 17.47 | 15.61 | N | 17.47 | 15.61 | 17.47
WEI-LF251V1004L | 173042 | 4 | 134583 | LIQUIDFILLED-30/100PSI&KPA | MILJOCO-WEISS LLC | LF251-V100-4L | 17.09 | 8.6564 | N | 17.09 | 8.6564 | 17.09
WEI-LF251V304L | 173042 | 4 | 134583 | 30"V - 30PSI | MILJOCO-WEISS LLC | LF251-V30-4L | 17.09 | 8.8125 | N | 17.09 | 8.8125 | 17.09
WEI-LF251VAC4L | 173042 | 6 | 134583 | LIQUIDFILLED-30/0INHG&KPA | MILJOCO-WEISS LLC | LF251-VAC-4L | 17.09 | 9 | N | 17.09 | 9 | 17.09
WEI-TL400304L | 173042 | 4 | 134583 | 4"30# PRES. GUAGE | MILJOCO-WEISS LLC | TL40-030-4L | 12.95 | 9.5883 | Y | 12.95 | 9.5883 | 12.95
WEI-TL400604L | 173042 | 6 | 134583 | TL400-60PSI&KPA | MILJOCO-WEISS LLC | TL40-060-4L | 12.95 | 10.6973 | Y | 12.95 | 10.6973 | 12.95
WEI-TL401004L | 173042 | 2 | 134583 | TL400-100PSI&KPA | MILJOCO-WEISS LLC | TL40-100-4L | 12.95 | 9.571 | Y | 12.95 | 9.571 | 12.95
WEIDVU356210000 | 173042 | 5 | 134583 | DIGITAL VARI-ANGLEINDUS. THERMOMETER | MILJOCO-WEISS LLC | WEI-DVU356210000 | 26.75 | 26.75 | N | 26.75 | 26.75 | 26.75
WEITL20200 | 173042 | 1 | 134583 | 2" 200# PRES. GAUGE | MILJOCO-WEISS LLC | WEI-TL20200 | 4.43 | 4.43 | N | 4.43 | 4.43 | 4.43
WEITL20VAC | 173042 | 1 | 134583 | 2" VACUUM GAUGE | MILJOCO-WEISS LLC | WEI-TL20VAC | 4.41 | 4.41 | N | 4.41 | 4.41 | 4.41
WEITL25VP30100 | 173042 | 5 | 134583 | 2 1/2" 30/100 CMPD.GAUGE | MILJOCO-WEISS LLC | WEI-TL25VP30100 | 5.22 | 5.22 | N | 5.22 | 5.22 | 5.22
WEITL25VP30150 | 173042 | 3 | 134583 | 2 1/2" 30/150 CMPD.GAUGE | MILJOCO-WEISS LLC | WEI-TL25VP30150 | 4.83 | 4.83 | N | 4.83 | 4.83 | 4.83
WEITL40VP3030 | 173042 | 1 | 134583 | 4" COMPOUND GUAGE,30"VAC/30#,1/4" LM | MILJOCO-WEISS LLC | WEI-TL40VP3030 | 7.43 | 7.43 | N | 7.43 | 7.43 | 7.43
WES-3F6 | 173042 | 9 | 134531 | ELECTRODE | RW BECKETT CORP | WES-3F6 | 0.01 | 0.01 | N | 0.01 | 0.01 | 0.01
WESE954 | 173042 | 2 | 134531 | TRANSFORMER KIT | RW BECKETT CORP | WES-E954 | 32.06 | 32.06 | N | 32.06 | 32.06 | 32.06
WESTH750 | 175891 | 5 | 176378 | 1/4IN STEEL STRAIGHT GAUGE SYPHON | R W BECKETT CORP | WEST-H7-50 | 3.82 | 3.9147 | Y | 3.82 | 3.9147 | 3.9147
WHA40A606H | 10510 | 9 | 134179 | Baso resistive wire harnesswith 2 1/4 te | NEUCO INC. | WHA40A-606H | 13.87 | 13.751 | Y | 13.87 | 13.751 | 13.87
WHA40A606H | 175891 | 2 | 134179 | Baso resistive wire harnesswith 2 1/4 te | NEUCO INC. | WHA40A-606H | 13.87 | 10.7 | N | 13.87 | 13.751 | 13.87
WHAC450100C | 175891 | 2 | 134012 | 450 MODULE CONNECTION CABLE | JOHNSON CONTROLS NORTH AMERICAN PRODUCTS (JCI) | WHA-C450-100C | 23.67 | 23.67 | N | 23.67 | 23.67 | 23.67
WHI24A06G1 | 10510 | 9 | 134565 | 240V TWO POLE ELECTRIC HEAT RELAY | COPELAND COMFORT CONTROL LP | WHI-24A06G1 | 120.52 | 120.52 | Y | 120.52 | 120.52 | 120.52
WHI50A655165 | 10510 | 1 | 134565 | 50A65-5165 WHI | COPELAND COMFORT CONTROL LP | WHI-50A655165 | 85.23 | 85.23 | Y | 85.23 | 85.23 | 85.23
WHIF5059134 | 173042 | 1 | 134565 | PILOT RELITE CON | COPELAND COMFORT CONTROL LP | F5059-134 | 53.69 | 53.69 | N | 53.69 | 53.69 | 53.69
WHT90101 | 173042 | 1 | 134565 | 129000 RELAY | COPELAND COMFORT CONTROL LP | WHT-90101 | 12.02 | 12.02 | N | 12.02 | 12.02 | 12.02
WHT90103 | 173042 | 2 | 134565 | 129000 RELAY | COPELAND COMFORT CONTROL LP | WHT-90103 | 12.19 | 12.19 | N | 12.19 | 12.19 | 12.19
WHT90110 | 173042 | 3 | 134565 | 129000 RELAY | COPELAND COMFORT CONTROL LP | WHT-90110 | 8.87 | 8.87 | N | 8.87 | 8.87 | 8.87
WIRE STRIPPER | 175883 | 4 | 134179 | Wire Stripper | NEUCO INC. | WIRE STRIPPER | 0 | 7.23 | N | 0 | 7.23 | 7.23
WIRING HARNESS | 175883 | 2 | 134179 | Wiring Harness/Fuse Holder | NEUCO INC. | WIRING HARNESS | 0 | 0.859 | N | 0 | 0.859 | 0.859
WL1050A1 | 10008 | 4 | 133383 | Panel light-Red, 120VAC, ½” diameter | RS AMERICAS INC. | WL-1050A1 | 2.7 | 2.7 | Y | 2.7 | 2.7 | 2.7
WL1052A5 | 10008 | 6 | 133383 | Panel light-Green, 120VAC, ½” diameter | RS AMERICAS INC. | WL-1052A5 | 3.01 | 3.01 | Y | 3.01 | 3.01 | 3.01
WL1091M124V | 10008 | 39 | 133383 | Panel Light-Red 1/2" Diameter | RS AMERICAS INC. | WL-1091M1-24V | 3.818 | 3.8192 | Y | 3.818 | 3.8192 | 3.8192
WL1091M524V | 10008 | 16 | 133383 | Panel Light-Green 1/2" Diameter | RS AMERICAS INC. | WL-1091M5-24V | 3.012 | 3.0104 | Y | 3.012 | 3.0104 | 3.012
WLDS1 | 175888 | 1 | 130030 | GREYSTONE WATER DETECTOR SPDT | Greystone Energy Systems, Inc. | WLDS1 | 67.56 | 67.56 | Y | 67.56 | 67.56 | 67.56
WLDS1 | 175890 | 2 | 130030 | GREYSTONE WATER DETECTOR SPDT | Greystone Energy Systems, Inc. | WLDS1 | 67.56 | 67.56 | Y | 67.56 | 67.56 | 67.56
WMAXX10D12H | 166553 | 17 | 169023 | Actuator Protection Cover 10X12 | THERMAXX JACKETS | WMAXX-10D×12H | 99 | 99 | Y | 99 | 128 | 128
WMAXX10D12H | 166557 | 1 | 169023 | Actuator Protection Cover 10X12 | THERMAXX JACKETS | WMAXX-10D×12H | 99 | 128 | Y | 99 | 128 | 128
WMAXX10D12H | 166559 | 1 | 169023 | Actuator Protection Cover 10X12 | THERMAXX JACKETS | WMAXX-10D×12H | 99 | 99 | Y | 99 | 128 | 128
WMAXX10D12H | 166561 | 4 | 169023 | Actuator Protection Cover 10X12 | THERMAXX JACKETS | WMAXX-10D×12H | 99 | 128 | Y | 99 | 128 | 128
WMAXX10D14H | 166553 | 11 | 169023 | ACTUATOR PROTECTION COVER 10x14 | THERMAXX JACKETS | WMAXX-10D×14H | 101 | 101 | Y | 101 | 101 | 101
WMG1 | 10006 | 2 | 133982 | WIRE METAL GUARD 2.75 x 5.5 x 1.75 | INSUL_GUARD | WMG-1 | 67.78 | 67.776 | Y | 67.78 | 67.776 | 67.78
WMG1 | 10008 | 99 | 133982 | WIRE METAL GUARD 2.75 x 5.5 x 1.75 | INSUL_GUARD | WMG-1 | 67.78 | 67.776 | Y | 67.78 | 67.776 | 67.78
WMG2 | 10008 | 17 | 133982 | WIRE METAL GUARD 5 X 8 X 2.5 | INSUL_GUARD | WMG-2 | 42.5 | 42.5 | Y | 42.5 | 42.5 | 42.5
WMITCW2042S2500 | 166557 | 2 | 133695 | 20/2P STR 1PR OAS/1PR NSCMP 500 | Genuine Cable Group (GCG) (Connect Air) | WMIT-CW2042S2-500 | 249.6 | 240 | N | 249.6 | 240 | 249.6
WMZS1C15 | 175888 | 8 | 176411 | EATON CIRCUIT BREAKER | FELDMAN BROTHERS ELECTRICAL SUPPLY CO | WMZS1C15 | 23.296 | 23.296 | N | 23.296 | 23.296 | 23.296
WN74 | 10008 | 2 | 133778 | Yellow Wire Nut, 3-#12, 600V | DX ELECTRIC COMPANY | WN-74 | 4.36 | 4.36 | N | 4.36 | 4.36 | 4.36
WN76 | 10008 | 6 | 133778 | Red Wire Nut, 2-#10, 600V | DX ELECTRIC COMPANY | WN-76 | 5.99 | 5.99 | N | 5.99 | 5.99 | 5.99
WNB3Y208P | 175883 | 2 | 176687 | 208VAC-3Ph/1Ph Power Meter-Pulse Out | CONTINENTAL CONTROL SYSTEMS LLC | WNB3Y208P | 144 | 144 | N | 144 | 144 | 144
WNC3Y400FT10OPTB | 175883 | 1 | 176687 | WNC-3Y-400-FT10-OPTB | CONTINENTAL CONTROL SYSTEMS LLC | WNC3Y400FT10OPTB | 307 | 307 | N | 307 | 307 | 307
WPM2W | 175883 | 8 | 183601 | WPM-2W | Power Sources Unlimited Inc | WPM2W | 14.37 | 14.37 | N | 14.37 | 14.37 | 14.37
WPSMPBSCLM | 10008 | 0 | 134245 | Emergency Station Push Button with cover | PILLA ELECTRICAL PRODUCTS, INC. | WPS-MP-BS-CLM | 258.64 | 258.64 | N | 258.64 | 258.64 | 258.64
WPSMPST | 10008 | 3 | 134245 | Emergency Stop Switch | PILLA ELECTRICAL PRODUCTS, INC. | WPMSMPST | 153.3 | 153.3 | N | 153.3 | 153.3 | 153.3
WRF041 | 175883 | 1 | 134179 | 24V Motion Sensor | NEUCO INC. | WRF041 | 0 | 51 | N | 0 | 51 | 51
WT1 | 166553 | 3 | 148259 | 7-1/2" Cable Tie Tensioning Tool | Apex Tool Group, LLC | WT1 | 19.81 | 19.81 | N | 19.81 | 19.81 | 19.81
WT8551A001MS1206011050 | 175891 | 14 | 133472 | 1/4IN PAD MOUNT SOLENOID VALVE | ASCO L.P. | WT8551A001MS1206011050 | 138.6 | 138.6 | Y | 138.6 | 138.6 | 138.6
WTL50P1MCFRDS3 | 175883 | 1 | 134039 | TLIGHT 50MM PRE 24V SHORT FLAS RED CON 8 | KELE & ASSOCIATES | WTL-50P1-MCFRDS3 | 258.44 | 122.35 | N | 258.44 | 122.35 | 258.44
WTLPK | 166561 | 5 | 192675 | Thin white line pen knife | COBRA TEC KNIVES LLC | WTLPK | 5 | 5 | N | 5 | 5 | 5
WWNG | 10008 | 8 | 133778 | Grey Winged Wire Nut, 3-#10, 600V | DX ELECTRIC COMPANY | WWN-G | 10.5 | 10.5 | N | 10.5 | 10.5 | 10.5
WWNR | 10008 | 8 | 133778 | Red Winged Wire Nut, 4-#12, 600V | DX ELECTRIC COMPANY | WWN-R | 6.55 | 6.55 | N | 6.55 | 6.55 | 6.55
WWSVL1A1000 | 175888 | 1 | 133921 | WEBVISION CONTROLLER | HONEYWELL INTERNATIONAL ECC US (HOFS) | WWSVL1A1000 | 997.375 | 997.375 | N | 997.375 | 997.375 | 997.375
X001LBO9ZF | 175883 | 2 | 134179 | Wi-Fi Long Range Antenna Male Connector | NEUCO INC. | X001LBO9ZF | 0 | 17.59 | N | 0 | 17.59 | 17.59
X001XH31LZ | 175883 | 7 | 134179 | Push Button Switch Protector | NEUCO INC. | X001XH31LZ | 0 | 9.45 | N | 0 | 9.45 | 9.45
X001XS18AJ | 175883 | 60 | 134179 | CAT6 ORG Patch Cables - 1FT | NEUCO INC. | x001xs18aj | 0 | 32.28 | N | 0 | 32.28 | 32.28
X119831 | 10510 | 1 | 187549 | Alco gasket set 27453 | (DO NOT USE) EMERSON CLIMATE TECHNOLOGIES | X-11983-1 | 2.769 | 2.769 | N | 2.769 | 2.769 | 2.769
X129781 | 10510 | 1 | 134565 | Alco AMI replacement lens for sight | COPELAND COMFORT CONTROL LP | X-12978-1 | 11.892 | 11.892 | Y | 11.892 | 11.892 | 11.892
X134551 | 10510 | 7 | 134565 | Alco TXV gasket strip for T-seri | COPELAND COMFORT CONTROL LP | X-13455-1 | 2.468 | 2.468 | Y | 2.468 | 2.468 | 2.468
X13651617-02 | 175883 | 9 | 134179 | SWT03834 - Wall Fan Speed Control | NEUCO INC. | X13651617-02 | 0 | 50 | N | 0 | 50 | 50
X22440B5B | 10510 | 2 | 134565 | Alco TXV cage assembly 3F-5H-3R t | COPELAND COMFORT CONTROL LP | X-22440-B5B | 26.24 | 26.24 | Y | 26.24 | 26.24 | 26.24
X287471 | 10510 | 2 | 134565 | Alco STAS mounting bracket for shell | COPELAND COMFORT CONTROL LP | X-28747-1 | 14.49 | 12.63 | Y | 14.49 | 12.63 | 14.49
X5BU | 10510 | 1 | 187643 | Uniweld | UNIWELD PRODUCTS INC. | X5BU | 178.89 | 178.89 | Y | 178.89 | 178.89 | 178.89
X634634 | 10510 | 1 | 134565 | Alco TL series TXV flange straight 7 | COPELAND COMFORT CONTROL LP | X-6346-34 | 7.27 | 7.27 | Y | 7.27 | 7.27 | 7.27
X8263B028030741206011050 | 175890 | 1 | 133472 | ASCO SOLENOID | ASCO L.P. | X8263B028030741206011050 | 435.5 | 435.5 | N | 435.5 | 435.5 | 435.5
XB1019HC1B | 10510 | 2 | 134565 | Alco R22 TXV power assy TC/TJ-seri | COPELAND COMFORT CONTROL LP | XB-1019HC-1B | 90.11 | 90.11 | Y | 90.11 | 90.11 | 90.11
XB1019HW1001B | 10510 | 1 | 134565 | Alco R22 TXV power assy 062437TC/TJ-seri | COPELAND COMFORT CONTROL LP | XB-1019HW100-1B | 67.67 | 67.67 | Y | 67.67 | 67.67 | 67.67
XC724B5B | 10510 | 1 | 134565 | Alco TXV cage assembly 11F-18H-12 | COPELAND COMFORT CONTROL LP | XC-724-B5B | 29.38 | 29.38 | N | 29.38 | 29.38 | 29.38
XC726HC2B | 10510 | 1 | 134565 | Alco R22 TXV power assy TE/TI/TH-s | COPELAND COMFORT CONTROL LP | XC-726HC-2B | 225.44 | 225.44 | Y | 225.44 | 225.44 | 225.44
XIO10HUB | 175883 | 1 | 133921 | Extension module | HONEYWELL INTERNATIONAL ECC US (HOFS) | XIO10HUB | 25.68 | 25.68 | N | 25.68 | 25.68 | 25.68
XIO4NTC | 175883 | 2 | 133921 | LON ANALOG INPUT MODULE | HONEYWELL INTERNATIONAL ECC US (HOFS) | XIO4NTC | 197.51 | 197.51 | N | 197.51 | 197.51 | 197.51
XR20CX4N0F7 | 10008 | 8 | 134583 | Control unit | MILJOCO-WEISS LLC | XR20CX-4N0F7 | 63.84 | 63.8371 | N | 63.84 | 63.8371 | 63.84
XW1ELV413Q4MR | 10008 | 4 | 134594 | Illuminated E Stop push button NC contac | IDEC CORPORATION | XW1E-LV413Q4MR | 33.11 | 33.11 | Y | 33.11 | 33.11 | 33.11
XX2205 | 10510 | 1 | 133727 | 1/8 NPT 12 INCH FLAME ROD EQUAL TO C7 | CROWN ENGINEERING CORP | XX2205 | 52.2 | 52.2 | Y | 52.2 | 52.2 | 52.2
XX801 | 175891 | 4 | 133727 | CROWN ELECTRODE | CROWN ENGINEERING CORP | XX801 | 18.6668 | 18.6668 | N | 18.6668 | 18.6668 | 18.6668
XYL-101202 | 10510 | 18 | 176780 | 101002/101202 1" STL FLG SET | XYLEM, INC (M&M) | 101202 | 22.95 | 8.2546 | Y | 22.95 | 8.2546 | 22.95
XYL-101223LF | 175891 | 3 | 176752 | Swivel Isolation Flanges, Set of Two, N | HYDRO-FLO PRODUCTS INC | 101223LF | 99.8 | 40.425 | N | 99.8 | 40.425 | 99.8
XYL-103251 | 10510 | 8 | 176780 | 103251 NRF-22 BOOSTER 115/1 | XYLEM, INC (M&M) | 103251 | 108.65 | 73.0954 | Y | 108.65 | 73.0954 | 108.65
XYL-103251 | 175891 | 3 | 176780 | 103251 NRF-22 BOOSTER 115/1 | XYLEM, INC (M&M) | 103251 | 108.65 | 54.9733 | Y | 108.65 | 73.0954 | 108.65
XYL-103252LF | 175891 | 3 | 176752 | 103252LF NBF-22 BOOST 1/25 HP | HYDRO-FLO PRODUCTS INC | 103252LF | 364.27 | 196.1491 | N | 364.27 | 196.1491 | 364.27
XYL-103258LF | 175891 | 3 | 176752 | 103258LF NBF-9U/LW BOOSTER | HYDRO-FLO PRODUCTS INC | 103258LF | 303.89 | 127.245 | N | 303.89 | 127.245 | 303.89
XYL-106197LF | 175891 | 2 | 176752 | 106197LF 100 BNFI BOOSTER | HYDRO-FLO PRODUCTS INC | 106197LF | 861.77 | 485.1572 | Y | 861.77 | 485.1572 | 861.77
XYL-106507 | 175891 | 2 | 176780 | 106507 LR-20WR BOOSTER | XYLEM, INC (M&M) | 106507 | 306.72 | 163.3814 | Y | 306.72 | 163.3814 | 306.72
XYL-109024 | 175891 | 7 | 176752 | 109024 CT-24 VALVE OPERATOR | HYDRO-FLO PRODUCTS INC | 109024 | 136.73 | 109.661 | Y | 136.73 | 109.661 | 136.73
XYL-11 | 10510 | 1 | 176780 | 309100 SWITCH REPLACEMENT, | XYLEM, INC (M&M) | 11 | 154.61 | 0 | N | 154.61 | 0 | 154.61
XYL-110033 | 175891 | 1 | 176780 | 110033 3301-30 RELIEF VALVE | XYLEM, INC (M&M) | 110033 | 914.17 | 501.3016 | N | 914.17 | 501.3016 | 914.17
XYL-110121 | 175891 | 1 | 176780 | 110121 790-30 RELIEF VAL ASME | XYLEM, INC (M&M) | 110121 | 180.14 | 67.8396 | N | 180.14 | 67.8396 | 180.14
XYL-110190LF | 175891 | 6 | 176752 | B-38 Low Press. PRV - Set @ 12 psi, NPT | HYDRO-FLO PRODUCTS INC | 110190LF | 71.86 | 35.3145 | Y | 71.86 | 35.3145 | 71.86
XYL-110192LF | 175891 | 4 | 176752 | FB-38 Low Press. PRV with Fast Fill 12 | HYDRO-FLO PRODUCTS INC | 110192LF | 76.35 | 45.829 | Y | 76.35 | 45.829 | 76.35
XYL-110194LF | 175891 | 2 | 176752 | 6 High Press. PRV - Set @ 45 psi, NPT, | HYDRO-FLO PRODUCTS INC | 110194LF | 86.33 | 0 | Y | 86.33 | 0 | 86.33
XYL-110195LF | 175891 | 1 | 176752 | 7 High Press. PRV - Set @ 45 psi, NPT, | HYDRO-FLO PRODUCTS INC | 110195LF | 121.26 | 0 | Y | 121.26 | 0 | 121.26
XYL-110196LF | 175891 | 6 | 176752 | B7-12 Low Press. PRV - Set @ 12 psi, NP | HYDRO-FLO PRODUCTS INC | 110196LF | 107.78 | 82.656 | Y | 107.78 | 82.656 | 107.78
XYL-110199LF | 166557 | 2 | 176780 | 8 Dual Unit. PRV @ 12 psi, Relief @ 30 | XYLEM, INC (M&M) | 110199LF | 121.26 | 72.0688 | N | 121.26 | 72.0688 | 121.26
XYL-110199LF | 175891 | 3 | 176752 | 8 Dual Unit. PRV @ 12 psi, Relief @ 30 | HYDRO-FLO PRODUCTS INC | 110199LF | 121.26 | 72.0688 | N | 121.26 | 72.0688 | 121.26
XYL-111 | 10510 | 16 | 176752 | 3/4" FLANGE | HYDRO-FLO PRODUCTS INC | 111 | 15.2074 | 13.5058 | Y | 15.2074 | 13.5058 | 15.2074
XYL-111 | 175891 | 8 | 176752 | 3/4" FLANGE | HYDRO-FLO PRODUCTS INC | 111 | 15.2074 | 9.575 | N | 15.2074 | 13.5058 | 15.2074
XYL-111031 | 10510 | 2 | 176780 | 111031 MOTOR 1/6HP,115,60,1, | XYLEM, INC (M&M) | 111031 | 657 | 521.1 | Y | 657 | 521.1 | 657
XYL-111031 | 175891 | 2 | 176752 | 111031 MOTOR 1/6HP,115,60,1, | HYDRO-FLO PRODUCTS INC | 111031 | 657 | 436.3342 | Y | 657 | 521.1 | 657
XYL-111034 | 10510 | 3 | 176780 | 111034 MOTOR 1/12HP,115,60,1, | XYLEM, INC (M&M) | 111034 | 465.6 | 365.85 | Y | 465.6 | 365.85 | 465.6
XYL-111034 | 175891 | 4 | 176780 | 111034 MOTOR 1/12HP,115,60,1, | XYLEM, INC (M&M) | 111034 | 465.6 | 261.943 | Y | 465.6 | 365.85 | 465.6
XYL-111040 | 10510 | 1 | 176780 | 111040 MOTOR 1/4HP,115,60,1, | XYLEM, INC (M&M) | 111040 | 1096.2 | 869.4 | N | 1096.2 | 869.4 | 1096.2
XYL-111040 | 175891 | 2 | 176780 | 111040 MOTOR 1/4HP,115,60,1, | XYLEM, INC (M&M) | 111040 | 1096.2 | 551.5055 | N | 1096.2 | 869.4 | 1096.2
XYL-111042 | 10510 | 4 | 176780 | 111042 MOTOR 1/3HP,115/230,60, | XYLEM, INC (M&M) | 111042 | 1392 | 896.7375 | Y | 1392 | 896.7375 | 1392
XYL-111042 | 175891 | 5 | 176780 | 111042 MOTOR 1/3HP,115/230,60, | XYLEM, INC (M&M) | 111042 | 1392 | 528.6247 | Y | 1392 | 896.7375 | 1392
XYL-111044 | 10510 | 1 | 176780 | 111044 MOTOR 1/2HP,115/230,60, | XYLEM, INC (M&M) | 111044 | 1906.2 | 1174.5 | Y | 1906.2 | 1314.9 | 1906.2
XYL-111044 | 175891 | 1 | 176780 | 111044 MOTOR 1/2HP,115/230,60, | XYLEM, INC (M&M) | 111044 | 1906.2 | 1314.9 | Y | 1906.2 | 1314.9 | 1906.2
XYL-111046 | 10510 | 1 | 187612 | 111046 MOTOR 1/2HP,208-230/460 | BERNARD J. MULCAHY CO.,INC. | 111046 | 1906.2 | 1512 | Y | 1906.2 | 1512 | 1906.2
XYL-111046 | 175891 | 3 | 176752 | 111046 MOTOR 1/2HP,208-230/460 | HYDRO-FLO PRODUCTS INC | 111046 | 1906.2 | 1348.969 | N | 1906.2 | 1512 | 1906.2
XYL-111047 | 10510 | 2 | 176780 | 111047 MOTOR 3/4HP,115/230,60, | XYLEM, INC (M&M) | 111047 | 2199.6 | 1266.3 | Y | 2199.6 | 1352.5865 | 2199.6
XYL-111047 | 175891 | 2 | 176780 | 111047 MOTOR 3/4HP,115/230,60, | XYLEM, INC (M&M) | 111047 | 2199.6 | 1352.5865 | Y | 2199.6 | 1352.5865 | 2199.6
XYL-111049 | 10510 | 3 | 176780 | 111049 MOTOR 3/4HP,208-230/460 | XYLEM, INC (M&M) | 111049 | 2199.6 | 1744.2 | Y | 2199.6 | 1744.2 | 2199.6
XYL-111061 | 10510 | 3 | 176780 | 111061 MOTOR 1/6HP,115,60,1, | XYLEM, INC (M&M) | 111061 | 684.6 | 441.15 | Y | 684.6 | 441.15 | 684.6
XYL-111061 | 175891 | 2 | 176780 | 111061 MOTOR 1/6HP,115,60,1, | XYLEM, INC (M&M) | 111061 | 684.6 | 321.344 | Y | 684.6 | 441.15 | 684.6
XYL-112010 | 10510 | 1 | 176780 | 112010 AIRTROL TANK ATF 12 | XYLEM, INC (M&M) | 112010 | 137.23 | 127.25 | Y | 137.23 | 127.25 | 137.23
XYL-112010 | 175891 | 1 | 176780 | 112010 AIRTROL TANK ATF 12 | XYLEM, INC (M&M) | 112010 | 137.23 | 88.5963 | Y | 137.23 | 127.25 | 137.23
XYL-112011 | 10510 | 2 | 176780 | 112011 AIRTROL TANK ATF 16 | XYLEM, INC (M&M) | 112011 | 137.23 | 124.75 | Y | 137.23 | 124.75 | 137.23
XYL-112013 | 175891 | 2 | 176780 | 112013 AIRTROL TANK ATF 24 | XYLEM, INC (M&M) | 112013 | 137.23 | 62.7956 | N | 137.23 | 62.7956 | 137.23
XYL-113 | 10510 | 10 | 176752 | 1 1/4" FRANGE IRON | HYDRO-FLO PRODUCTS INC | 113 | 7.8641 | 6.5567 | Y | 7.8641 | 6.5567 | 7.8641
XYL-113 | 175891 | 1 | 176752 | 1 1/4" FRANGE IRON | HYDRO-FLO PRODUCTS INC | 113 | 7.8641 | 4.771 | N | 7.8641 | 6.5567 | 7.8641
XYL-113001 | 175891 | 2 | 176780 | 113001 AAV-7 AUTO AIR VENT | XYLEM, INC (M&M) | 113001 | 63.37 | 41.0061 | Y | 63.37 | 41.0061 | 63.37
XYL-113020 | 10510 | 28 | 176780 | 113020 AAV-67 AUTO AIR VENT | XYLEM, INC (M&M) | 113020 | 36.93 | 33.6245 | Y | 36.93 | 33.6245 | 36.93
XYL-113020 | 175891 | 3 | 176752 | 113020 AAV-67 AUTO AIR VENT | HYDRO-FLO PRODUCTS INC | 113020 | 36.93 | 31.196 | Y | 36.93 | 33.6245 | 36.93
XYL-113041 | 10510 | 1 | 176780 | 113041 DT-2 DRAIN-O-TANK VALVE | XYLEM, INC (M&M) | 113041 | 44.41 | 40.42 | Y | 44.41 | 40.42 | 44.41
XYL-113075 | 175891 | 1 | 176752 | 113075 #26 VACUUM BREAKER | HYDRO-FLO PRODUCTS INC | 113075 | 110.28 | 87.7169 | Y | 110.28 | 87.7169 | 110.28
XYL-113222 | 175891 | 3 | 176780 | 113222 NO. 97 AIR VENT | XYLEM, INC (M&M) | 113222 | 12.23 | 8.8832 | Y | 12.23 | 8.8832 | 12.23
XYL-114 | 10510 | 10 | 176752 | B&G 1-1/2IN IR FLANGE (PAIR) | HYDRO-FLO PRODUCTS INC | 114 | 15.1554 | 14.2501 | Y | 15.1554 | 14.2501 | 15.1554
XYL-114 | 175891 | 2 | 176752 | B&G 1-1/2IN IR FLANGE (PAIR) | HYDRO-FLO PRODUCTS INC | 114 | 15.1554 | 8.2384 | N | 15.1554 | 14.2501 | 15.1554
XYL-114780 | 175891 | 5 | 176780 | FLOW SWITCH 1 NPT | XYLEM, INC (M&M) | 114780 | 281.25 | 161.9142 | Y | 281.25 | 161.9142 | 281.25
XYL-115400 | 175891 | 3 | 176780 | FS6-3/4 FLOW SWITCH | XYLEM, INC (M&M) | 115400 | 432.56 | 225.0066 | Y | 432.56 | 225.0066 | 432.56
XYL-116 | 10510 | 5 | 187612 | 11/4" HV FLANGE IRON | BERNARD J. MULCAHY CO.,INC. | 116 | 5.95 | 5.95 | Y | 5.95 | 5.95 | 5.95
XYL-117401LF | 175890 | 1 | 176780 | CB-1S Circuit Setter Valve, 1" Sweat | XYLEM, INC (M&M) | 117401LF | 87 | 46.5922 | N | 87 | 46.5922 | 87
XYL-117412LF | 175890 | 1 | 176780 | CB-1/2S Circuit Setter Valve, 1/2" Swea | XYLEM, INC (M&M) | 117412LF | 65.7 | 36.2379 | Y | 65.7 | 36.2379 | 65.7
XYL-117414LF | 166561 | 5 | 176780 | CB-1/2 Circuit Setter Valve, 1/2" NPT | XYLEM, INC (M&M) | 117414LF | 65.7 | 76 | Y | 65.7 | 76 | 76
XYL-117415LF | 166553 | 1 | 176780 | CB-3/4 Circuit Setter Valve, 3/4" NPT | XYLEM, INC (M&M) | 117415LF | 65.7 | 74.1 | N | 65.7 | 74.1 | 74.1
XYL-117416LF | 166561 | 1 | 176780 | CB-1 Circuit Setter Valve, 1" NPT | XYLEM, INC (M&M) | 117416LF | 96.9 | 110.2 | N | 96.9 | 110.2 | 110.2
XYL-118036 | 10510 | 9 | 176780 | 118036 STRAINER DTA1-243 | XYLEM, INC (M&M) | 118036 | 14.7 | 9.69 | Y | 14.7 | 10.9663 | 14.7
XYL-118036 | 175891 | 6 | 176752 | 118036 STRAINER DTA1-243 | HYDRO-FLO PRODUCTS INC | 118036 | 14.7 | 10.9663 | Y | 14.7 | 10.9663 | 14.7
XYL-118129 | 175891 | 3 | 176780 | 118129 GASKET SET GKT2-1454 | XYLEM, INC (M&M) | 118129 | 22.1 | 10.6175 | N | 22.1 | 10.6175 | 22.1
XYL-118223 | 10510 | 13 | 176780 | 118223 B&G MOTOR RING SET 100-5121 | XYLEM, INC (M&M) | 118223 | 34.8 | 22.2962 | Y | 34.8 | 22.2962 | 34.8
XYL-118223 | 175891 | 16 | 176780 | 118223 B&G MOTOR RING SET 100-5121 | XYLEM, INC (M&M) | 118223 | 34.8 | 14.4125 | Y | 34.8 | 22.2962 | 34.8
XYL-118228 | 10510 | 19 | 176780 | 118228 RING SET MOT106-6121 | XYLEM, INC (M&M) | 118228 | 45.6 | 32.5295 | Y | 45.6 | 32.5295 | 45.6
XYL-118228 | 175891 | 7 | 176752 | 118228 RING SET MOT106-6121 | HYDRO-FLO PRODUCTS INC | 118228 | 45.6 | 27.7745 | Y | 45.6 | 32.5295 | 45.6
XYL-118351 | 175891 | 6 | 176780 | 118351 Gasket Set | XYLEM, INC (M&M) | 118351 | 19.98 | 9.5869 | N | 19.98 | 9.5869 | 19.98
XYL-118368 | 10510 | 16 | 176780 | 118368 GASKET SET P-518 | XYLEM, INC (M&M) | 118368 | 9 | 6.8227 | Y | 9 | 6.8227 | 9
XYL-118368 | 175891 | 6 | 176780 | 118368 GASKET SET P-518 | XYLEM, INC (M&M) | 118368 | 9 | 4.4768 | Y | 9 | 6.8227 | 9
XYL-118373 | 10510 | 12 | 176780 | 118373 GASKET SET P-618 | XYLEM, INC (M&M) | 118373 | 18.81 | 14.86 | Y | 18.81 | 14.86 | 18.81
XYL-118373 | 175891 | 9 | 176780 | 118373 GASKET SET P-618 | XYLEM, INC (M&M) | 118373 | 18.81 | 12.0784 | Y | 18.81 | 14.86 | 18.81
XYL-118378 | 10510 | 13 | 176780 | 118378 GASKET SET P-818 | XYLEM, INC (M&M) | 118378 | 21.77 | 14.4699 | Y | 21.77 | 16.0164 | 21.77
XYL-118378 | 175891 | 2 | 176752 | 118378 GASKET SET P-818 | HYDRO-FLO PRODUCTS INC | 118378 | 21.77 | 16.0164 | Y | 21.77 | 16.0164 | 21.77
XYL-118395 | 10510 | 3 | 176780 | 118395 OIL WICK SET | XYLEM, INC (M&M) | 118395 | 20.7 | 12.06 | Y | 20.7 | 12.06 | 20.7
XYL-118395 | 175891 | 4 | 176780 | 118395 OIL WICK SET | XYLEM, INC (M&M) | 118395 | 20.7 | 9.9408 | Y | 20.7 | 12.06 | 20.7
XYL-118431LF | 10510 | 2 | 187612 | 118431 Impeller LF | BERNARD J. MULCAHY CO.,INC. | 118431 | 76.2 | 63.72 | Y | 76.2 | 63.72 | 76.2
XYL-118431LF | 175891 | 2 | 176752 | 118431 Impeller LF | HYDRO-FLO PRODUCTS INC | 118431LF | 76.2 | 40.9633 | Y | 76.2 | 63.72 | 76.2
XYL-118440LF | 10510 | 1 | 176780 | 118440LF IMPELLER PB4Z-1235 | XYLEM, INC (M&M) | 118440LF | 334.8 | 172.8 | N | 334.8 | 172.8 | 334.8
XYL-118473 | 10510 | 43 | 176780 | 118473 COUPLER PDZ-12291 | XYLEM, INC (M&M) | 118473 | 66 | 50.1164 | Y | 66 | 50.1164 | 66
XYL-118473 | 175891 | 17 | 176752 | 118473 COUPLER PDZ-12291 | HYDRO-FLO PRODUCTS INC | 118473 | 66 | 44.9715 | Y | 66 | 50.1164 | 66
XYL-118666 | 10510 | 2 | 176780 | 118666 IMPELLER P2Z-635 | XYLEM, INC (M&M) | 118666 | 186 | 83.7 | Y | 186 | 83.7 | 186
XYL-118668 | 10510 | 1 | 176780 | 118668 IMPELLER P2Z-835 | XYLEM, INC (M&M) | 118668 | 150 | 118.8 | Y | 150 | 118.8 | 150
XYL-118668 | 175891 | 4 | 176780 | 118668 IMPELLER P2Z-835 | XYLEM, INC (M&M) | 118668 | 150 | 61.3155 | N | 150 | 118.8 | 150
XYL-118675 | 175891 | 1 | 176780 | 118675 IMPELLER P3Z-1235 | XYLEM, INC (M&M) | 118675 | 307.8 | 194.4796 | Y | 307.8 | 194.4796 | 307.8
XYL-118676 | 175891 | 1 | 176780 | 118676 IMPELLER P4Z-1235 | XYLEM, INC (M&M) | 118676 | 297 | 218.7 | Y | 297 | 218.7 | 297
XYL-118681LF | 10510 | 20 | 176780 | 118681LF SEAL KIT #7 | XYLEM, INC (M&M) | 118681LF | 43.2 | 32.2218 | Y | 43.2 | 32.2218 | 43.2
XYL-118681LF | 175891 | 10 | 176780 | 118681LF SEAL KIT #7 | XYLEM, INC (M&M) | 118681LF | 43.2 | 30.2046 | Y | 43.2 | 32.2218 | 43.2
XYL-118705 | 10510 | 29 | 176780 | 118705 COUPLER PZ-4291 | XYLEM, INC (M&M) | 118705 | 26.1 | 19.8208 | Y | 26.1 | 20.8722 | 26.1
XYL-118705 | 175891 | 13 | 176752 | 118705 COUPLER PZ-4291 | HYDRO-FLO PRODUCTS INC | 118705 | 26.1 | 20.8722 | Y | 26.1 | 20.8722 | 26.1
XYL-118709 | 10510 | 9 | 176780 | 118709 COUPLER P4Z-4291 | XYLEM, INC (M&M) | 118709 | 74.4 | 49.9022 | Y | 74.4 | 49.9022 | 74.4
XYL-118709 | 175891 | 3 | 176780 | 118709 COUPLER P4Z-4291 | XYLEM, INC (M&M) | 118709 | 74.4 | 41.4327 | Y | 74.4 | 49.9022 | 74.4
XYL-118723 | 10510 | 25 | 176780 | 118723 COUPLER P2Z-12291 | XYLEM, INC (M&M) | 118723 | 39.6 | 28.9301 | Y | 39.6 | 28.9301 | 39.6
XYL-118723 | 175891 | 12 | 176780 | 118723 COUPLER P2Z-12291 | XYLEM, INC (M&M) | 118723 | 39.6 | 20.4416 | Y | 39.6 | 28.9301 | 39.6
XYL-118844LF | 10510 | 3 | 176780 | 118844 Bearing Assembly LF | XYLEM, INC (M&M) | 118844LF | 160.8 | 100.387 | N | 160.8 | 100.387 | 160.8
XYL-118844LF | 175891 | 3 | 176780 | 118844 Bearing Assembly LF | XYLEM, INC (M&M) | 118844LF | 160.8 | 92.6784 | N | 160.8 | 100.387 | 160.8
XYL-120601 | 10510 | 9 | 176780 | FS8-W FLOW SWITCH | XYLEM, INC (M&M) | 120601 | 218.25 | 168.96 | Y | 218.25 | 210.2898 | 218.25
XYL-120601 | 166553 | 10 | 176780 | FS8-W FLOW SWITCH | XYLEM, INC (M&M) | 120601 | 218.25 | 194.125 | Y | 218.25 | 210.2898 | 218.25
XYL-120601 | 166561 | 10 | 176780 | FS8-W FLOW SWITCH | XYLEM, INC (M&M) | 120601 | 218.25 | 210.2898 | Y | 218.25 | 210.2898 | 218.25
XYL-120601 | 175890 | 1 | 176780 | FS8-W FLOW SWITCH | XYLEM, INC (M&M) | 120601 | 218.25 | 116.3544 | N | 218.25 | 210.2898 | 218.25
XYL-120601 | 175891 | 12 | 176780 | FS8-W FLOW SWITCH | XYLEM, INC (M&M) | 120601 | 218.25 | 144.9527 | Y | 218.25 | 210.2898 | 218.25
XYL-129302 | 175891 | 2 | 176780 | 42S LWCO PUMP CONTROLLR | XYLEM, INC (M&M) | 129302 | 802.13 | 629.97 | Y | 802.13 | 629.97 | 802.13
XYL-132800 | 10510 | 3 | 176780 | 47-2 FEEDER | XYLEM, INC (M&M) | 132800 | 1074.94 | 832.995 | Y | 1074.94 | 832.995 | 1074.94
XYL-132800 | 175891 | 1 | 176780 | 47-2 FEEDER | XYLEM, INC (M&M) | 132800 | 1074.94 | 767.8967 | Y | 1074.94 | 832.995 | 1074.94
XYL-140100 | 175891 | 1 | 176780 | 61 CUT OFF | XYLEM, INC (M&M) | 140100 | 493.31 | 394.2 | Y | 493.31 | 394.2 | 493.31
XYL-144676 | 10510 | 3 | 176780 | RB-122E CUT OFF | XYLEM, INC (M&M) | 144676 | 120.42 | 100.9803 | Y | 120.42 | 100.9803 | 120.42
XYL-144676 | 175888 | 1 | 176780 | RB-122E CUT OFF | XYLEM, INC (M&M) | 144676 | 120.42 | 74.8614 | N | 120.42 | 100.9803 | 120.42
XYL-144676 | 175891 | 5 | 176780 | RB-122E CUT OFF | XYLEM, INC (M&M) | 144676 | 120.42 | 69.6271 | N | 120.42 | 100.9803 | 120.42
XYL-144692 | 10510 | 5 | 176780 | RB-24E LOW WATER CUTOFF | XYLEM, INC (M&M) | 144692 | 120.42 | 91.775 | N | 120.42 | 91.775 | 120.42
XYL-149400 | 10510 | 8 | 176780 | 67 CUT OFF | XYLEM, INC (M&M) | 149400 | 443.25 | 341.6297 | Y | 443.25 | 341.6297 | 443.25
XYL-149400 | 175891 | 4 | 176780 | 67 CUT OFF | XYLEM, INC (M&M) | 149400 | 443.25 | 285.5112 | Y | 443.25 | 341.6297 | 443.25
XYL-15014H | 10510 | 170 | 176780 | 325600 GASKET 25 PACK, Where Used 150 S | XYLEM, INC (M&M) | 150-14H | 6.48 | 6.8292 | Y | 6.48 | 6.8426 | 6.8426
XYL-15014H | 175891 | 47 | 176780 | 325600 GASKET 25 PACK, Where Used 150 S | XYLEM, INC (M&M) | 150-14H | 6.48 | 6.8426 | Y | 6.48 | 6.8426 | 6.8426
XYL-150S | 10510 | 9 | 176780 | 171702 HI PRESSURE LEVEL CONTROL | XYLEM, INC (M&M) | 150S | 660.84 | 659.85 | Y | 660.84 | 679.8025 | 679.8025
XYL-150S | 175888 | 1 | 176780 | 171702 HI PRESSURE LEVEL CONTROL | XYLEM, INC (M&M) | 150S | 660.84 | 679.8025 | N | 660.84 | 679.8025 | 679.8025
XYL-150S | 175891 | 11 | 176780 | 171702 HI PRESSURE LEVEL CONTROL | XYLEM, INC (M&M) | 150S | 660.84 | 647.6815 | Y | 660.84 | 679.8025 | 679.8025
XYL-150SM | 10510 | 8 | 176780 | 172806 HI PRESSURE LEVEL CONTROL | XYLEM, INC (M&M) | 150S-M | 660.84 | 608.8936 | Y | 660.84 | 772.9 | 772.9
XYL-150SM | 175888 | 1 | 176780 | 172806 HI PRESSURE LEVEL CONTROL | XYLEM, INC (M&M) | 150S-M | 660.84 | 511.21 | N | 660.84 | 772.9 | 772.9
XYL-150SM | 175891 | 1 | 176780 | 172806 HI PRESSURE LEVEL CONTROL | XYLEM, INC (M&M) | 150S-M | 660.84 | 772.9 | Y | 660.84 | 772.9 | 772.9
XYL-150SMHD | 10510 | 5 | 176780 | 172809 HEAD MECHANISM,173203 | XYLEM, INC (M&M) | 150S-M-HD | 613.46 | 608.0902 | Y | 613.46 | 612.4464 | 613.46
XYL-150SMHD | 173042 | 18 | 176780 | 172809 HEAD MECHANISM,173203 | XYLEM, INC (M&M) | 150S-M-HD | 613.46 | 522.2888 | N | 613.46 | 612.4464 | 613.46
XYL-150SMHD | 175891 | 4 | 176780 | 172809 HEAD MECHANISM,173203 | XYLEM, INC (M&M) | 150S-M-HD | 613.46 | 612.4464 | Y | 613.46 | 612.4464 | 613.46
XYL-153825 | 10510 | 7 | 176780 | 6667 HEAD MECHANISM | XYLEM, INC (M&M) | 153825 | 345.94 | 244.518 | Y | 345.94 | 244.518 | 345.94
XYL-153825 | 175891 | 8 | 176780 | 6667 HEAD MECHANISM | XYLEM, INC (M&M) | 153825 | 345.94 | 224.6062 | Y | 345.94 | 244.518 | 345.94
XYL-157S | 10510 | 2 | 176780 | 173502 HI PRESSURE LEVEL CONTROL | XYLEM, INC (M&M) | 157S | 867.83 | 816.5325 | Y | 867.83 | 866.52 | 867.83
XYL-157S | 175888 | 2 | 176780 | 173502 HI PRESSURE LEVEL CONTROL | XYLEM, INC (M&M) | 157S | 867.83 | 866.52 | N | 867.83 | 866.52 | 867.83
XYL-157S | 175891 | 1 | 176780 | 173502 HI PRESSURE LEVEL CONTROL | XYLEM, INC (M&M) | 157S | 867.83 | 816.424 | N | 867.83 | 866.52 | 867.83
XYL-158SMDHD | 175891 | 1 | 176780 | 178604 HEAD MECHANISM, | XYLEM, INC (M&M) | 158S-MD-HD | 718.2 | 324.1911 | N | 718.2 | 324.1911 | 718.2
XYL-169035 | 10510 | 2 | 176780 | 169035 MOTOR 1/4HP,115,60,1, | XYLEM, INC (M&M) | 169035 | 751.14 | 558.9 | Y | 751.14 | 558.9 | 751.14
XYL-169035 | 175891 | 4 | 176780 | 169035 MOTOR 1/4HP,115,60,1, | XYLEM, INC (M&M) | 169035 | 751.14 | 427.3 | N | 751.14 | 558.9 | 751.14
XYL-169038 | 10510 | 2 | 176780 | 169038 MOTOR 1/3HP,115/230,60, | XYLEM, INC (M&M) | 169038 | 1041.12 | 719.55 | Y | 1041.12 | 719.55 | 1041.12
XYL-169038 | 175891 | 1 | 176780 | 169038 MOTOR 1/3HP,115/230,60, | XYLEM, INC (M&M) | 169038 | 1041.12 | 646.0843 | Y | 1041.12 | 719.55 | 1041.12
XYL-169224 | 10510 | 1 | 187612 | 169224 1/4HP, 115/208/230/1/60 | BERNARD J. MULCAHY CO.,INC. | 169224 | 630.72 | 608.58 | Y | 630.72 | 608.58 | 630.72
XYL-169226 | 10510 | 1 | 176780 | 169226 1/3HP, 115/208-230/1/60 | XYLEM, INC (M&M) | 169226 | 930.42 | 443.475 | Y | 930.42 | 443.475 | 930.42
XYL-169227 | 175891 | 1 | 176780 | 169227 1/3HP, 208-230/460/3/60 | XYLEM, INC (M&M) | 169227 | 1343.52 | 0 | N | 1343.52 | 0 | 1343.52
XYL-169228 | 10510 | 2 | 176780 | 169228 1/2HP, 115/230/1/60 | XYLEM, INC (M&M) | 169228 | 1179.36 | 1061.1 | Y | 1179.36 | 1061.1 | 1179.36
XYL-169230 | 10510 | 1 | 176780 | 169230 3/4HP, 115/208-230/1/60 | XYLEM, INC (M&M) | 169230 | 1347.3 | 1182.6 | Y | 1347.3 | 1182.6 | 1347.3
XYL-169232 | 10510 | 1 | 187612 | 169232 1HP, 115/208-230/1/60 | BERNARD J. MULCAHY CO.,INC. | 169232 | 2086.02 | 1876.5 | Y | 2086.02 | 1876.5 | 2086.02
XYL-169233 | 10510 | 1 | 187612 | 169233 1HP, 208-230/460/3/60 | BERNARD J. MULCAHY CO.,INC. | 169233 | 1458 | 1408.32 | Y | 1458 | 1408.32 | 1458
XYL-169237 | 10510 | 1 | 176780 | 169237 1-1/2HP, 208-230/460 | XYLEM, INC (M&M) | 169237 | 1629.72 | 1431 | Y | 1629.72 | 1431 | 1629.72
XYL-169238 | 10510 | 2 | 176780 | 169238 2HP, 208-230/460/3/60 | XYLEM, INC (M&M) | 169238 | 1773.36 | 1317.6 | Y | 1773.36 | 1317.6 | 1773.36
XYL-169400 | 175891 | 1 | 176780 | 101A-120V FEEDER | XYLEM, INC (M&M) | 169400 | 485.44 | 236.8025 | N | 485.44 | 236.8025 | 485.44
XYL-169500 | 175888 | 1 | 176780 | 101A-24V FEEDER W/TRANS | XYLEM, INC (M&M) | 169500 | 640.13 | 226.9311 | N | 640.13 | 226.9311 | 640.13
XYL-173003 | 10510 | 9 | 176780 | 150S-HD HEAD MECHANISM | XYLEM, INC (M&M) | 173003 | 833.06 | 656.3818 | Y | 833.06 | 662.1842 | 833.06
XYL-173003 | 173042 | 6 | 176780 | 150S-HD HEAD MECHANISM | XYLEM, INC (M&M) | 173003 | 833.06 | 662.1842 | Y | 833.06 | 662.1842 | 833.06
XYL-173003 | 175891 | 1 | 176780 | 150S-HD HEAD MECHANISM | XYLEM, INC (M&M) | 173003 | 833.06 | 647.4 | Y | 833.06 | 662.1842 | 833.06
XYL-176234 | 175888 | 10 | 176780 | 751P-MT-120 PROBE LWCO | XYLEM, INC (M&M) | 176234 | 228.96 | 205.9873 | N | 228.96 | 205.9873 | 228.96
XYL-176234 | 175891 | 3 | 176780 | 751P-MT-120 PROBE LWCO | XYLEM, INC (M&M) | 176234 | 228.96 | 165.7778 | N | 228.96 | 205.9873 | 228.96
XYL-176296 | 10510 | 26 | 176780 | 752P-MT-24 PROBE LWCO | XYLEM, INC (M&M) | 176296 | 233.28 | 196.869 | Y | 233.28 | 201.69 | 233.28
XYL-176296 | 175888 | 1 | 176780 | 752P-MT-24 PROBE LWCO | XYLEM, INC (M&M) | 176296 | 233.28 | 201.69 | N | 233.28 | 201.69 | 233.28
XYL-180001 | 175891 | 1 | 176752 | 180001 PUMP & MOTOR ASSY., WATCHMAN-B | HYDRO-FLO PRODUCTS INC | 180001 | 1847.4 | 1352.7 | Y | 1847.4 | 1352.7 | 1847.4
XYL-180010 | 175891 | 1 | 176780 | 180010 SEAL KIT NO. 7187126900 | XYLEM, INC (M&M) | 180010 | 424.98 | 332.1 | Y | 424.98 | 332.1 | 424.98
XYL-180011 | 175891 | 1 | 176780 | 180011 SEAL KIT NO. 7187127000 | XYLEM, INC (M&M) | 180011 | 522.18 | 407.7 | Y | 522.18 | 407.7 | 522.18
XYL-180013 | 10510 | 1 | 176752 | 180013 SEAL KIT NO. 7187126701 | HYDRO-FLO PRODUCTS INC | 180013 | 157.2 | 141 | Y | 157.2 | 141 | 157.2
XYL-180013 | 175891 | 4 | 176752 | 180013 SEAL KIT NO. 7187126701 | HYDRO-FLO PRODUCTS INC | 180013 | 157.2 | 126.9 | Y | 157.2 | 141 | 157.2
XYL-180014 | 175891 | 4 | 176780 | 180014 SEAL KIT NO. 7187126800 | XYLEM, INC (M&M) | 180014 | 309 | 231.7737 | Y | 309 | 231.7737 | 309
XYL-182625 | 175891 | 2 | 176780 | MM RELIEF VALVE (182625) | XYLEM, INC (M&M) | 182625 | 748.98 | 376.555 | N | 748.98 | 376.555 | 748.98
XYL-185011LF | 10510 | 3 | 176780 | 185011 Bearing Assembly LF | XYLEM, INC (M&M) | 185011LF | 1611 | 1012.14 | Y | 1611 | 1095.662 | 1611
XYL-185011LF | 175891 | 3 | 176780 | 185011 Bearing Assembly LF | XYLEM, INC (M&M) | 185011LF | 1611 | 1095.662 | Y | 1611 | 1095.662 | 1611
XYL-185022 | 10510 | 3 | 176780 | 185022 SHAFT SLEEVE KIT | XYLEM, INC (M&M) | 185022 | 300 | 139.565 | Y | 300 | 162.375 | 300
XYL-185022 | 175891 | 2 | 176780 | 185022 SHAFT SLEEVE KIT | XYLEM, INC (M&M) | 185022 | 300 | 162.375 | N | 300 | 162.375 | 300
XYL-185025 | 10510 | 15 | 176780 | 185025 SLEEVE KIT | XYLEM, INC (M&M) | 185025 | 208.8 | 158.0294 | Y | 208.8 | 158.0294 | 208.8
XYL-185025 | 175891 | 4 | 176780 | 185025 SLEEVE KIT | XYLEM, INC (M&M) | 185025 | 208.8 | 140.5327 | Y | 208.8 | 158.0294 | 208.8
XYL-185141 | 10510 | 7 | 176780 | 185141 SHAFT SLEEVE KIT | XYLEM, INC (M&M) | 185141 | 181.2 | 138.7057 | Y | 181.2 | 138.7057 | 181.2
XYL-185141 | 175891 | 3 | 176780 | 185141 SHAFT SLEEVE KIT | XYLEM, INC (M&M) | 185141 | 181.2 | 110.7 | Y | 181.2 | 138.7057 | 181.2
XYL-185143 | 10510 | 2 | 176780 | 185143 SLEEVE KIT | XYLEM, INC (M&M) | 185143 | 208.8 | 124.818 | Y | 208.8 | 124.818 | 208.8
XYL-185143 | 175891 | 1 | 176780 | 185143 SLEEVE KIT | XYLEM, INC (M&M) | 185143 | 208.8 | 99.672 | N | 208.8 | 124.818 | 208.8
XYL-185260LF | 10510 | 3 | 187612 | 185260LF B/A REPLACES 185232 | BERNARD J. MULCAHY CO.,INC. | 185260 | 1587.6 | 1267.1152 | Y | 1587.6 | 1267.1152 | 1587.6
XYL-185260LF | 175891 | 8 | 176752 | 185260LF B/A REPLACES 185232 | HYDRO-FLO PRODUCTS INC | 185260LF | 1587.6 | 1023.7871 | Y | 1587.6 | 1267.1152 | 1587.6
XYL-185332LF | 10510 | 6 | 176780 | 185332LF BEARING ASSEMBLY | XYLEM, INC (M&M) | 185332LF | 621.6 | 476.1 | Y | 621.6 | 476.1 | 621.6
XYL-185332LF | 175891 | 4 | 176780 | 185332LF BEARING ASSEMBLY | XYLEM, INC (M&M) | 185332LF | 621.6 | 368.974 | N | 621.6 | 476.1 | 621.6
XYL-185333LF | 10510 | 6 | 176780 | 185333LF BEARING ASSEMBLY | XYLEM, INC (M&M) | 185333LF | 1710.6 | 1209.2625 | N | 1710.6 | 1209.2625 | 1710.6
XYL-185333LF | 175891 | 1 | 176780 | 185333LF BEARING ASSEMBLY | XYLEM, INC (M&M) | 185333LF | 1710.6 | 1018.6497 | N | 1710.6 | 1209.2625 | 1710.6
XYL-185335LF | 175891 | 1 | 176780 | 185335 Repair Kit LF | XYLEM, INC (M&M) | 185335LF | 239.4 | 104.5022 | N | 239.4 | 104.5022 | 239.4
XYL-186094LF | 10510 | 1 | 187612 | 186094LF SEAL 5/8 EPR/CARBON | BERNARD J. MULCAHY CO.,INC. | 186094LF | 97.8 | 77.76 | N | 97.8 | 77.76 | 97.8
XYL-186410 | 10510 | 11 | 176780 | 186410 COUPLER PWHZ-6291 | XYLEM, INC (M&M) | 186410 | 95.4 | 45.488 | Y | 95.4 | 45.488 | 95.4
XYL-186410 | 175891 | 6 | 176780 | 186410 COUPLER PWHZ-6291 | XYLEM, INC (M&M) | 186410 | 95.4 | 42.5441 | Y | 95.4 | 45.488 | 95.4
XYL-186433 | 175891 | 3 | 176780 | 186433 Seal Kit No. 5 | XYLEM, INC (M&M) | 186433 | 269.4 | 116.87 | N | 269.4 | 116.87 | 269.4
XYL-186499LF | 10510 | 12 | 176780 | 186499 Seal Kit No. 2 LF | XYLEM, INC (M&M) | 186499LF | 179.4 | 133.3057 | Y | 179.4 | 133.3057 | 179.4
XYL-186499LF | 175891 | 4 | 176780 | 186499 Seal Kit No. 2 LF | XYLEM, INC (M&M) | 186499LF | 179.4 | 103.0809 | Y | 179.4 | 133.3057 | 179.4
XYL-186543LF | 175891 | 2 | 176780 | 186543LF SEAL KIT # 8 | XYLEM, INC (M&M) | 186543LF | 423.6 | 260.2193 | Y | 423.6 | 260.2193 | 423.6
XYL-186826LF | 10510 | 2 | 176780 | 186826 Seal Kit LF | XYLEM, INC (M&M) | 186826LF | 706.8 | 423.9 | N | 706.8 | 423.9 | 706.8
XYL-186826LF | 175891 | 1 | 176780 | 186826 Seal Kit LF | XYLEM, INC (M&M) | 186826LF | 706.8 | 349.1605 | N | 706.8 | 423.9 | 706.8
XYL-186862LF | 175888 | 3 | 176780 | 186862LF SEAL KIT | XYLEM, INC (M&M) | 186862LF | 237.6 | 158.8236 | Y | 237.6 | 158.8236 | 237.6
XYL-186863LF | 175888 | 1 | 176752 | 186863LF BEARING ASSEMBLY | HYDRO-FLO PRODUCTS INC | 186863LF | 620.4 | 311.4397 | N | 620.4 | 530.28 | 620.4
XYL-186863LF | 175891 | 2 | 176752 | 186863LF BEARING ASSEMBLY | HYDRO-FLO PRODUCTS INC | 186863LF | 620.4 | 530.28 | Y | 620.4 | 530.28 | 620.4
XYL-186870 | 10510 | 2 | 176780 | 186870 COUPLER REPLACES P63233 | XYLEM, INC (M&M) | 186870 | 364.8 | 140.4 | Y | 364.8 | 140.4 | 364.8
XYL-186870 | 175891 | 1 | 176780 | 186870 COUPLER REPLACES P63233 | XYLEM, INC (M&M) | 186870 | 364.8 | 126.405 | N | 364.8 | 140.4 | 364.8
XYL-186943 | 175891 | 1 | 176780 | 186943 SLEEVE KIT | XYLEM, INC (M&M) | 186943 | 41.4 | 17.34 | N | 41.4 | 17.34 | 41.4
XYL-186944 | 175891 | 2 | 176752 | 186944 REPL. SHAFT SLEEVE KIT | HYDRO-FLO PRODUCTS INC | 186944LF | 47.4 | 38.745 | Y | 47.4 | 38.745 | 47.4
XYL-189034LF | 10510 | 4 | 176780 | 189034 Bearing Assembly LF | XYLEM, INC (M&M) | 189034LF | 157.2 | 122.58 | Y | 157.2 | 130.68 | 157.2
XYL-189034LF | 175891 | 3 | 176752 | 189034 Bearing Assembly LF | HYDRO-FLO PRODUCTS INC | 189034LF | 157.2 | 130.68 | Y | 157.2 | 130.68 | 157.2
XYL-189105LF | 10510 | 1 | 176780 | 189105 Bearing Assembly LF | XYLEM, INC (M&M) | 189105LF | 409.2 | 294.961 | N | 409.2 | 294.961 | 409.2
XYL-189105LF | 175891 | 2 | 176780 | 189105 Bearing Assembly LF | XYLEM, INC (M&M) | 189105LF | 409.2 | 260.0304 | N | 409.2 | 294.961 | 409.2
XYL-189110 | 175891 | 6 | 176780 | 189110 Coupler | XYLEM, INC (M&M) | 189110 | 17.82 | 13.483 | N | 17.82 | 13.483 | 17.82
XYL-189128LF | 10510 | 12 | 176780 | 189128 Impeller LF | XYLEM, INC (M&M) | 189128LF | 119.4 | 332.1 | Y | 119.4 | 332.1 | 332.1
XYL-189128LF | 175891 | 4 | 176780 | 189128 Impeller LF | XYLEM, INC (M&M) | 189128LF | 119.4 | 79.065 | Y | 119.4 | 332.1 | 332.1
XYL-189132LF | 10510 | 5 | 176780 | 189132 Impeller LF | XYLEM, INC (M&M) | 189132LF | 31.8 | 17.0596 | Y | 31.8 | 19.98 | 31.8
XYL-189132LF | 175891 | 2 | 176780 | 189132 Impeller LF | XYLEM, INC (M&M) | 189132LF | 31.8 | 19.98 | Y | 31.8 | 19.98 | 31.8
XYL-189137 | 175891 | 4 | 176780 | 189137 Heat Motor (6 Pack) | XYLEM, INC (M&M) | 189137 | 219 | 55.4667 | Y | 219 | 55.4667 | 219
XYL-189139 | 175891 | 6 | 176752 | 189139 Bonnet & Ret.(6 Pack) | HYDRO-FLO PRODUCTS INC | 189139 | 383.4 | 48.1517 | Y | 383.4 | 48.1517 | 383.4
XYL-189160 | 10510 | 8 | 176780 | 189160 STRAINER FOR #7 & B7-12 | XYLEM, INC (M&M) | 189160 | 12.87 | 8.91 | Y | 12.87 | 10.7494 | 12.87
XYL-189160 | 175891 | 8 | 176752 | 189160 STRAINER FOR #7 & B7-12 | HYDRO-FLO PRODUCTS INC | 189160 | 12.87 | 10.7494 | Y | 12.87 | 10.7494 | 12.87
XYL-189162LF | 10510 | 3 | 176780 | 189162 Seal Brg Asm LF | XYLEM, INC (M&M) | 189162LF | 310.8 | 229.5 | Y | 310.8 | 229.5 | 310.8
XYL-189162LF | 175891 | 4 | 176780 | 189162 Seal Brg Asm LF | XYLEM, INC (M&M) | 189162LF | 310.8 | 149.6945 | Y | 310.8 | 229.5 | 310.8
XYL-189163LF | 10510 | 1 | 176780 | 189163 Bearing Assembly LF | XYLEM, INC (M&M) | 189163LF | 317.4 | 244.35 | Y | 317.4 | 263.52 | 317.4
XYL-189163LF | 175891 | 2 | 176752 | 189163 Bearing Assembly LF | HYDRO-FLO PRODUCTS INC | 189163LF | 317.4 | 263.52 | Y | 317.4 | 263.52 | 317.4
XYL-189165LF | 10510 | 6 | 187612 | 189165 Bearing Assembly LF | BERNARD J. MULCAHY CO.,INC. | 189165 | 345 | 262.525 | Y | 345 | 262.525 | 345
XYL-189165LF | 175891 | 4 | 176752 | 189165 Bearing Assembly LF | HYDRO-FLO PRODUCTS INC | 189165LF | 345 | 230.1692 | Y | 345 | 262.525 | 345
XYL-193 | 10510 | 1 | 176780 | 163400 HI PRESSURE LEVEL CONTROL | XYLEM, INC (M&M) | 193 | 1276.8 | 924.6762 | N | 1276.8 | 1344 | 1344
XYL-193 | 175891 | 1 | 176780 | 163400 HI PRESSURE LEVEL CONTROL | XYLEM, INC (M&M) | 193 | 1276.8 | 1344 | Y | 1276.8 | 1344 | 1344
XYL-1BL001 | 175891 | 2 | 176752 | PL-36 Circulator, Cast Iron, 1/6HP, 330 | HYDRO-FLO PRODUCTS INC | 1BL001 | 342.72 | 331.625 | Y | 342.72 | 331.625 | 342.72
XYL-1BL003LF | 10510 | 1 | 187612 | 1BL003LF PL-36B BRONZE BOOSTER | BERNARD J. MULCAHY CO.,INC. | 1BL003LF | 644.21 | 588.112 | N | 644.21 | 588.112 | 644.21
XYL-2 | 10008 | 1 | 176780 | 110000 CUTOFF/ALARM SWITCH, | XYLEM, INC (M&M) | 2 | 129.68 | 82.515 | N | 129.68 | 135.48 | 135.48
XYL-2 | 10510 | 1 | 176780 | 110000 CUTOFF/ALARM SWITCH, | XYLEM, INC (M&M) | 2 | 129.68 | 91.2763 | Y | 129.68 | 135.48 | 135.48
XYL-2 | 173042 | 7 | 176780 | 110000 CUTOFF/ALARM SWITCH, | XYLEM, INC (M&M) | 2 | 129.68 | 112.7277 | N | 129.68 | 135.48 | 135.48
XYL-2 | 175888 | 2 | 176780 | 110000 CUTOFF/ALARM SWITCH, | XYLEM, INC (M&M) | 2 | 129.68 | 135.48 | N | 129.68 | 135.48 | 135.48
XYL-2 | 175891 | 1 | 176780 | 110000 CUTOFF/ALARM SWITCH, | XYLEM, INC (M&M) | 2 | 129.68 | 86.7335 | N | 129.68 | 135.48 | 135.48
XYL-21 | 175888 | 3 | 176780 | 126400 MAKE-UP WATER FEEDER | XYLEM, INC (M&M) | 21 | 553.61 | 559.6375 | N | 553.61 | 618.847 | 618.847
XYL-21 | 175891 | 4 | 176780 | 126400 MAKE-UP WATER FEEDER | XYLEM, INC (M&M) | 21 | 553.61 | 618.847 | Y | 553.61 | 618.847 | 618.847
XYL-2127 | 10510 | 16 | 176780 | 312200 GASKET 5 PACK, Where Used 21, 25 | XYLEM, INC (M&M) | 21-27 | 26.43 | 2.7397 | Y | 26.43 | 4.5286 | 26.43
XYL-2127 | 175891 | 7 | 176780 | 312200 GASKET 5 PACK, Where Used 21, 25 | XYLEM, INC (M&M) | 21-27 | 26.43 | 4.5286 | N | 26.43 | 4.5286 | 26.43
XYL-25A | 175891 | 2 | 176780 | 126800 MAKE-UP WATER FEEDER | XYLEM, INC (M&M) | 126800 | 1099.13 | 871.5 | Y | 1099.13 | 871.5 | 1099.13
XYL-25AHD | 10510 | 2 | 176780 | 127100 HEAD MECHANISM, Where Used 25A | XYLEM, INC (M&M) | 25A HD | 730.67 | 729.57 | Y | 730.67 | 729.57 | 730.67
XYL-25AHD | 173042 | 6 | 176780 | 127100 HEAD MECHANISM, Where Used 25A | XYLEM, INC (M&M) | 25A HD | 730.67 | 605.7867 | Y | 730.67 | 729.57 | 730.67
XYL-25AHD | 175891 | 3 | 176780 | 127100 HEAD MECHANISM, Where Used 25A | XYLEM, INC (M&M) | 25A HD | 730.67 | 729.57 | Y | 730.67 | 729.57 | 730.67
XYL-27W | 173042 | 1 | 176780 | 127200 LIQUID LEVEL CONTROL | XYLEM, INC (M&M) | 27W | 1169.57 | 1041.79 | N | 1169.57 | 1041.79 | 1169.57
XYL-2M | 10510 | 18 | 176780 | 110100 CUTOFF/ALARM SWITCH w/man reset, | XYLEM, INC (M&M) | 2M | 129.68 | 129.3338 | Y | 129.68 | 129.3338 | 129.68
XYL-2M | 173042 | 7 | 176780 | 110100 CUTOFF/ALARM SWITCH w/man reset, | XYLEM, INC (M&M) | 2M | 129.68 | 128.4442 | Y | 129.68 | 129.3338 | 129.68
XYL-2M | 175888 | 1 | 176780 | 110100 CUTOFF/ALARM SWITCH w/man reset, | XYLEM, INC (M&M) | 2M | 129.68 | 85.6579 | N | 129.68 | 129.3338 | 129.68
XYL-2M | 175891 | 3 | 176780 | 110100 CUTOFF/ALARM SWITCH w/man reset, | XYLEM, INC (M&M) | 2M | 129.68 | 97.4201 | N | 129.68 | 129.3338 | 129.68
XYL-302600 | 10510 | 150 | 176780 | 302700 CO-12 HD GASKET | XYLEM, INC (M&M) | 302600 | 211.68 | 5.942 | Y | 211.68 | 5.9514 | 211.68
XYL-302600 | 175891 | 62 | 176780 | 302700 CO-12 HD GASKET | XYLEM, INC (M&M) | 302600 | 211.68 | 5.9514 | N | 211.68 | 5.9514 | 211.68
XYL-309100 | 10510 | 9 | 176780 | MI1010 Standard switch, No. 11 | XYLEM, INC (M&M) | 309100 | 218.25 | 141.3782 | Y | 218.25 | 141.3782 | 218.25
XYL-309100 | 175891 | 6 | 176780 | MI1010 Standard switch, No. 11 | XYLEM, INC (M&M) | 309100 | 218.25 | 97.3985 | N | 218.25 | 141.3782 | 218.25
XYL-310447 | 10510 | 1 | 176780 | 14B MM Blow down valve with gasket | XYLEM, INC (M&M) | XYL-310447 | 107.23 | 70.32 | Y | 107.23 | 70.32 | 107.23
XYL-310447 | 166553 | 1 | 176780 | 14B MM Blow down valve with gasket | XYLEM, INC (M&M) | XYL-310447 | 107.23 | 56.36 | N | 107.23 | 70.32 | 107.23
XYL-310447 | 175891 | 3 | 176780 | 14B MM Blow down valve with gasket | XYLEM, INC (M&M) | XYL-310447 | 107.23 | 58.2175 | Y | 107.23 | 70.32 | 107.23
XYL-312900 | 173042 | 5 | 176780 | 312900 MCD | XYLEM, INC (M&M) | XYL-312900 | 0 | 0.01 | N | 0 | 0.01 | 0.01
XYL-313900 | 10510 | 5 | 176780 | 37-27_GASKET_5 PK | XYLEM, INC (M&M) | XYL-313900 | 0 | 5.578 | Y | 0 | 5.578 | 5.578
XYL-313900 | 175891 | 7 | 176780 | 37-27_GASKET_5 PK | XYLEM, INC (M&M) | XYL-313900 | 0 | 5.08 | Y | 0 | 5.578 | 5.578
XYL-314100 | 10510 | 26 | 176780 | 314100 GASKET 5 PACK, Where Used 53, 21 | XYLEM, INC (M&M) | XYL-314100 | 25.44 | 2.5009 | Y | 25.44 | 2.6879 | 25.44
XYL-314100 | 175891 | 5 | 176780 | 314100 GASKET 5 PACK, Where Used 53, 21 | XYLEM, INC (M&M) | XYL-314100 | 25.44 | 2.6879 | Y | 25.44 | 2.6879 | 25.44
XYL-318800 | 10510 | 37 | 176780 | /318900 67-12 GASKET | XYLEM, INC (M&M) | 318800 | 68.58 | 4.8686 | Y | 68.58 | 4.8686 | 68.58
XYL-318800 | 175891 | 7 | 176780 | /318900 67-12 GASKET | XYLEM, INC (M&M) | 318800 | 68.58 | 2.4145 | Y | 68.58 | 4.8686 | 68.58
XYL-324500 | 10510 | 13 | 176780 | 324500 TETRASEAL O-RING 5 PACK, Where U | XYLEM, INC (M&M) | XYL-324500 | 56.86 | 5.3994 | Y | 56.86 | 5.3994 | 56.86
XYL-325400 | 10510 | 50 | 176780 | /325700 150-14 GASKET | XYLEM, INC (M&M) | 325400 | 89.64 | 4.555 | Y | 89.64 | 4.555 | 89.64
XYL-325400 | 175888 | 39 | 176780 | /325700 150-14 GASKET | XYLEM, INC (M&M) | 325400 | 89.64 | 4.5329 | N | 89.64 | 4.555 | 89.64
XYL-325400 | 175891 | 10 | 176780 | /325700 150-14 GASKET | XYLEM, INC (M&M) | 325400 | 89.64 | 3.87 | Y | 89.64 | 4.555 | 89.64
XYL-325500 | 173042 | 3 | 176780 | /325600 150-14H GASKET | XYLEM, INC (M&M) | 325500 | 215.46 | 0 | N | 215.46 | 5 | 215.46
XYL-325500 | 175891 | 24 | 176780 | /325600 150-14H GASKET | XYLEM, INC (M&M) | 325500 | 215.46 | 5 | N | 215.46 | 5 | 215.46
XYL-341600 | 10510 | 1 | 187612 | SA47-101-102 V&S ASSY | BERNARD J. MULCAHY CO.,INC. | 341600 | 411.75 | 341.25 | Y | 411.75 | 341.25 | 411.75
XYL-347600 | 10510 | 1 | 134217 | Float, Rod & Gasket for 150 series SA150 | OSLIN NATION CO. | 347600 | 272.81 | 194.22 | Y | 272.81 | 257.4 | 272.81
XYL-347600 | 166561 | 1 | 134217 | Float, Rod & Gasket for 150 series SA150 | OSLIN NATION CO. | 347600 | 272.81 | 257.4 | N | 272.81 | 257.4 | 272.81
XYL-347600 | 175891 | 2 | 134217 | Float, Rod & Gasket for 150 series SA150 | OSLIN NATION CO. | 347600 | 272.81 | 173.005 | Y | 272.81 | 257.4 | 272.81
XYL-369 | 175891 | 2 | 176780 | 155300 LOW WATER CUT-OFF | XYLEM, INC (M&M) | 369 | 289.28 | 262.722 | Y | 289.28 | 262.722 | 289.28
XYL-3726 | 10510 | 11 | 176780 | 313800 GASKET 10 PACK, Where Used 47 | XYLEM, INC (M&M) | 37-26 | 92.27 | 4.609 | Y | 92.27 | 4.7917 | 92.27
XYL-3726 | 173042 | 28 | 176780 | 313800 GASKET 10 PACK, Where Used 47 | XYLEM, INC (M&M) | 37-26 | 92.27 | 0 | N | 92.27 | 4.7917 | 92.27
XYL-3726 | 175891 | 11 | 176780 | 313800 GASKET 10 PACK, Where Used 47 | XYLEM, INC (M&M) | 37-26 | 92.27 | 4.7917 | Y | 92.27 | 4.7917 | 92.27
XYL-3727 | 10510 | 17 | 176780 | 313900 GASKET 5 PACK, Where Used 47,51, | XYLEM, INC (M&M) | 37-27 | 25.44 | 2.652 | N | 25.44 | 2.652 | 25.44
XYL-3727 | 175891 | 5 | 176780 | 313900 GASKET 5 PACK, Where Used 47,51, | XYLEM, INC (M&M) | 37-27 | 25.44 | 2.4411 | N | 25.44 | 2.652 | 25.44
XYL-3739 | 10510 | 30 | 176780 | 313300 GASKET 10 PACK, Where Used 47, 5 | XYLEM, INC (M&M) | 37-39 | 51.87 | 3.7772 | Y | 51.87 | 3.7772 | 51.87
XYL-3739 | 175891 | 10 | 176780 | 313300 GASKET 10 PACK, Where Used 47, 5 | XYLEM, INC (M&M) | 37-39 | 51.87 | 3.0758 | Y | 51.87 | 3.7772 | 51.87
XYL-401413 | 175891 | 0 | 176780 | 4A VENT, MAIN-STEAM | XYLEM, INC (M&M) | 401413 | 60.38 | 30.7133 | N | 60.38 | 30.7133 | 60.38
XYL-401416 | 175891 | 5 | 176780 | 4 VENT THERMOSTATIC-STM | XYLEM, INC (M&M) | 401416 | 89.25 | 42.5315 | N | 89.25 | 42.5315 | 89.25
XYL-401422 | 175891 | 7 | 176780 | 1A Hoffman VENT, RADIATOR-STEAM | XYLEM, INC (M&M) | 401422 | 52.5 | 29.5866 | N | 52.5 | 29.5866 | 52.5
XYL-401434 | 10510 | 4 | 176780 | Hoffman 75 Steam Vent 1/2F 3/4 3# | XYLEM, INC (M&M) | 401434 | 137.55 | 112.395 | Y | 137.55 | 114.77 | 137.55
XYL-401434 | 175891 | 6 | 176780 | Hoffman 75 Steam Vent 1/2F 3/4 3# | XYLEM, INC (M&M) | 401434 | 137.55 | 114.77 | Y | 137.55 | 114.77 | 137.55
XYL-401440 | 10510 | 3 | 176780 | 40 Hoffman VENT, RADIATOR-STEAM | XYLEM, INC (M&M) | 401440 | 30.98 | 27.3 | Y | 30.98 | 27.3 | 30.98
XYL-401440 | 175891 | 6 | 176780 | 40 Hoffman VENT, RADIATOR-STEAM | XYLEM, INC (M&M) | 401440 | 30.98 | 24.3794 | Y | 30.98 | 27.3 | 30.98
XYL-401446 | 10510 | 7 | 176780 | Hoffman 62 vacuum breaker3/4 NPT adj | XYLEM, INC (M&M) | 401446 | 113.93 | 77.2561 | Y | 113.93 | 94.4427 | 113.93
XYL-401446 | 175891 | 2 | 176780 | Hoffman 62 vacuum breaker3/4 NPT adj | XYLEM, INC (M&M) | 401446 | 113.93 | 94.4427 | Y | 113.93 | 94.4427 | 113.93
XYL-401455 | 175890 | 8 | 176780 | 41 Hoffman VENT,CONVECTOR-STEAM | XYLEM, INC (M&M) | 401455 | 46.73 | 28.0569 | N | 46.73 | 38.382 | 46.73
XYL-401455 | 175891 | 1 | 176780 | 41 Hoffman VENT,CONVECTOR-STEAM | XYLEM, INC (M&M) | 401455 | 46.73 | 38.382 | N | 46.73 | 38.382 | 46.73
XYL-401485 | 10510 | 4 | 176780 | Hoffman 78 water mainvent valve 1/8 | XYLEM, INC (M&M) | 401485 | 216.3 | 192.9375 | Y | 216.3 | 192.9375 | 216.3
XYL-401485 | 175891 | 2 | 176780 | Hoffman 78 water mainvent valve 1/8 | XYLEM, INC (M&M) | 401485 | 216.3 | 168.6233 | Y | 216.3 | 192.9375 | 216.3
XYL-401488 | 175888 | 1 | 176780 | 79 VENT, WATER | XYLEM, INC (M&M) | 401488 | 140.18 | 79.8643 | Y | 140.18 | 116.326 | 140.18
XYL-401488 | 175891 | 24 | 176780 | 79 VENT, WATER | XYLEM, INC (M&M) | 401488 | 140.18 | 116.326 | Y | 140.18 | 116.326 | 140.18
XYL-401494 | 10510 | 2 | 176780 | Hoffman 792 Vent high pressure water | XYLEM, INC (M&M) | 401494 | 423.68 | 249.781 | Y | 423.68 | 249.781 | 423.68
XYL-401536 | 10510 | 7 | 176780 | Hoffman 17C THERMO TRAP 1/2" ANGLE 25# | XYLEM, INC (M&M) | 401536 | 124.43 | 84.005 | Y | 124.43 | 84.005 | 124.43
XYL-401536 | 175891 | 8 | 176780 | Hoffman 17C THERMO TRAP 1/2" ANGLE 25# | XYLEM, INC (M&M) | 401536 | 124.43 | 73.7875 | Y | 124.43 | 84.005 | 124.43
XYL-401545 | 10510 | 4 | 176780 | Hoffman 17C 1/2IN SWIVEL RADIATOR TRAP | XYLEM, INC (M&M) | 401545 | 176.4 | 118.13 | Y | 176.4 | 118.13 | 176.4
XYL-401545 | 175891 | 4 | 176752 | Hoffman 17C 1/2IN SWIVEL RADIATOR TRAP | HYDRO-FLO PRODUCTS INC | 401545 | 176.4 | 117.3405 | Y | 176.4 | 118.13 | 176.4
XYL-401626 | 175891 | 3 | 176780 | FT015H-6 1-1/2" TRAP 15 | XYLEM, INC (M&M) | 401626 | 610.05 | 285.6267 | N | 610.05 | 285.6267 | 610.05
XYL-401629 | 175891 | 2 | 176780 | FT015H-8 2" TRAP 15 | XYLEM, INC (M&M) | 401629 | 1004.85 | 521.4301 | N | 1004.85 | 521.4301 | 1004.85
XYL-402003 | 175891 | 2 | 176780 | Hoffman 8C-A-125 3/4IN ANGLE RAD TRAP | XYLEM, INC (M&M) | 402003 | 176.4 | 133.111 | Y | 176.4 | 133.111 | 176.4
XYL-402006 | 175891 | 3 | 176780 | 17C-3 ANGLE 3/4" TRAP | XYLEM, INC (M&M) | 402006 | 196.35 | 112.3548 | Y | 196.35 | 112.3548 | 196.35
XYL-402012 | 175891 | 2 | 176780 | 17C-4 ANGLE 1" TRAP | XYLEM, INC (M&M) | 402012 | 279.3 | 94.8 | Y | 279.3 | 94.8 | 279.3
XYL-404200 | 175891 | 4 | 176780 | HOFFMAN FT15H 3/4IN F&T TRAP | XYLEM, INC (M&M) | 404200 | 256.73 | 199.4849 | Y | 256.73 | 199.4849 | 256.73
XYL-404210 | 10510 | 1 | 187612 | HOFFMAN FT15H 1IN F&T TRAP | BERNARD J. MULCAHY CO.,INC. | 404210 | 300.3 | 205.9565 | Y | 300.3 | 249.5 | 300.3
XYL-404210 | 175891 | -10 | 176752 | HOFFMAN FT15H 1IN F&T TRAP | HYDRO-FLO PRODUCTS INC | 404210 | 300.3 | 249.5 | Y | 300.3 | 249.5 | 300.3
XYL-404220 | 175891 | 2 | 176780 | HOFFMAN FT15H 1-1/4IN F&T TRAP | XYLEM, INC (M&M) | 404220 | 397.43 | 225.8579 | Y | 397.43 | 225.8579 | 397.43
XYL-42SHD | 10510 | 2 | 176780 | 129502 HEAD MECHANISM, Where Used 42S, 4 | XYLEM, INC (M&M) | 129502 | 744.75 | 538.7867 | Y | 744.75 | 585.15 | 744.75
XYL-42SHD | 175891 | 2 | 176780 | 129502 HEAD MECHANISM, Where Used 42S, 4 | XYLEM, INC (M&M) | 129502 | 744.75 | 585.15 | Y | 744.75 | 585.15 | 744.75
XYL-5 | 10510 | 1 | 176780 | 110300 SWITCH - 2 LEVELS, | XYLEM, INC (M&M) | 5 | 596.01 | 595.56 | Y | 596.01 | 595.56 | 596.01
XYL-51HD | 10510 | 2 | 176780 | 134900 HEAD MECHANISM, Where Used 51 | XYLEM, INC (M&M) | 51-HD | 768.08 | 766.92 | Y | 768.08 | 766.92 | 768.08
XYL-51HD | 173042 | 16 | 176780 | 134900 HEAD MECHANISM, Where Used 51 | XYLEM, INC (M&M) | 51-HD | 768.08 | 666.9158 | Y | 768.08 | 766.92 | 768.08
XYL-51HD | 175891 | 4 | 176780 | 134900 HEAD MECHANISM, Where Used 51 | XYLEM, INC (M&M) | 51-HD | 768.08 | 491.5485 | N | 768.08 | 766.92 | 768.08
XYL-51S | 175891 | 2 | 176780 | 135600 WATER FEEDER | XYLEM, INC (M&M) | 51S | 1022.44 | 582.71 | N | 1022.44 | 582.71 | 1022.44
XYL-51SHD | 175891 | 2 | 176780 | 135800 HEAD MECHANISM, Where Used 51S | XYLEM, INC (M&M) | 51S-HD | 902.74 | 496.26 | N | 902.74 | 496.26 | 902.74
XYL-5M | 10510 | 2 | 176780 | 110400 SWITCH - 2 LEVELS MAN. RESET, | XYLEM, INC (M&M) | 5M | 596.01 | 596.01 | Y | 596.01 | 596.01 | 596.01
XYL-600084 | 175891 | 4 | 176780 | Hoffman A-115-17C SERV. PKG. | XYLEM, INC (M&M) | 600084 | 96 | 63.3725 | Y | 96 | 63.3725 | 96
XYL-604001 | 175891 | 2 | 176752 | SERV PKG FT015H 3/4"&1" | HYDRO-FLO PRODUCTS INC | 604001 | 276 | 206.0875 | Y | 276 | 206.0875 | 276
XYL-604006 | 175891 | 1 | 176780 | SERV PKG FT015H 1-1/4" | XYLEM, INC (M&M) | 604006 | 337.2 | 168.8752 | Y | 337.2 | 168.8752 | 337.2
XYL-61HD | 175891 | 4 | 176780 | 140300 HEAD MECHANISM, Where Used 61 | XYLEM, INC (M&M) | 61-HD | 301.74 | 284.2825 | Y | 301.74 | 284.2825 | 301.74
XYL-63 | 10510 | 3 | 176780 | 142400 LOW WATER CUT-OFF | XYLEM, INC (M&M) | 63 | 438.9 | 449.4533 | Y | 438.9 | 449.4533 | 449.4533
XYL-63 | 175891 | 3 | 176780 | 142400 LOW WATER CUT-OFF | XYLEM, INC (M&M) | 63 | 438.9 | 415.96 | Y | 438.9 | 449.4533 | 449.4533
XYL-63HD | 10510 | 4 | 176780 | 142600 HEAD MECHANISM, Where Used 63 | XYLEM, INC (M&M) | 63-HD | 408.98 | 387.7825 | Y | 408.98 | 408.98 | 408.98
XYL-63HD | 173042 | 4 | 176780 | 142600 HEAD MECHANISM, Where Used 63 | XYLEM, INC (M&M) | 63-HD | 408.98 | 358.106 | Y | 408.98 | 408.98 | 408.98
XYL-63HD | 175888 | 2 | 176780 | 142600 HEAD MECHANISM, Where Used 63 | XYLEM, INC (M&M) | 63-HD | 408.98 | 324.19 | N | 408.98 | 408.98 | 408.98
XYL-63HD | 175891 | 1 | 176780 | 142600 HEAD MECHANISM, Where Used 63 | XYLEM, INC (M&M) | 63-HD | 408.98 | 408.98 | Y | 408.98 | 408.98 | 408.98
XYL-63M | 10510 | 3 | 176780 | 143100 LOW WATER CUT-OFF | XYLEM, INC (M&M) | 63M | 438.9 | 438.9 | Y | 438.9 | 438.9 | 438.9
XYL-63M | 175891 | 4 | 176780 | 143100 LOW WATER CUT-OFF | XYLEM, INC (M&M) | 63M | 438.9 | 349.12 | Y | 438.9 | 438.9 | 438.9
XYL-63MHD | 10510 | 10 | 176780 | 143200 HEAD MECHANISM, Where Used 63M | XYLEM, INC (M&M) | 63-M-HD | 408.98 | 408.98 | Y | 408.98 | 408.98 | 408.98
XYL-63MHD | 175891 | 2 | 176780 | 143200 HEAD MECHANISM, Where Used 63M | XYLEM, INC (M&M) | 63-M-HD | 408.98 | 349.5519 | Y | 408.98 | 408.98 | 408.98
XYL-64 | 10510 | 1 | 176780 | 143600 LOW WATER CUT-OFF | XYLEM, INC (M&M) | 64 | 374.06 | 358.6943 | N | 374.06 | 387.9738 | 387.9738
XYL-64 | 175888 | 9 | 176780 | 143600 LOW WATER CUT-OFF | XYLEM, INC (M&M) | 64 | 374.06 | 382.0278 | N | 374.06 | 387.9738 | 387.9738
XYL-64 | 175891 | 1 | 176780 | 143600 LOW WATER CUT-OFF | XYLEM, INC (M&M) | 64 | 374.06 | 387.9738 | N | 374.06 | 387.9738 | 387.9738
XYL-64HD | 10510 | 3 | 176780 | 144400 HEAD MECHANISM, Where Used 64 | XYLEM, INC (M&M) | 64-HD | 334.16 | 333.9725 | Y | 334.16 | 372.0508 | 372.0508
XYL-64HD | 173042 | 2 | 176780 | 144400 HEAD MECHANISM, Where Used 64 | XYLEM, INC (M&M) | 64-HD | 334.16 | 337.678 | N | 334.16 | 372.0508 | 372.0508
XYL-64HD | 175891 | 5 | 176780 | 144400 HEAD MECHANISM, Where Used 64 | XYLEM, INC (M&M) | 64-HD | 334.16 | 372.0508 | Y | 334.16 | 372.0508 | 372.0508
XYL-69 | 10510 | 2 | 176780 | 153900 LOW WATER CUT-OFF | XYLEM, INC (M&M) | 69 | 259.35 | 266.625 | Y | 259.35 | 266.625 | 266.625
XYL-69 | 175888 | 3 | 176780 | 153900 LOW WATER CUT-OFF | XYLEM, INC (M&M) | 69 | 259.35 | 247.3494 | N | 259.35 | 266.625 | 266.625
XYL-69 | 175891 | 6 | 176780 | 153900 LOW WATER CUT-OFF | XYLEM, INC (M&M) | 69 | 259.35 | 249.5499 | Y | 259.35 | 266.625 | 266.625
XYL-750MT120 | 10510 | 1 | 176780 | 176207 PROBE CONTROL LWCO | XYLEM, INC (M&M) | 750-MT-120 | 144.64 | 144.0551 | Y | 144.64 | 144.0551 | 144.64
XYL-750T120 | 10510 | 9 | 176780 | 176206 PROBE CONTROL LWCO | XYLEM, INC (M&M) | 750-T-120 | 142.14 | 118.9638 | Y | 142.14 | 118.9638 | 142.14
XYL-750T120 | 175891 | 4 | 176780 | 176206 PROBE CONTROL LWCO | XYLEM, INC (M&M) | 750-T-120 | 142.14 | 95.0435 | N | 142.14 | 118.9638 | 142.14
XYL-7B | 10510 | 1 | 176780 | 110800 PROPORTIONING LWCO SWITCH, | XYLEM, INC (M&M) | 7B | 1037.4 | 1071.74 | Y | 1037.4 | 1071.74 | 1071.74
XYL-84726 | 10510 | 15 | 176780 | Mcdonnell 3365 GASKET 5 PACK | XYLEM, INC (M&M) | 847-26 | 40.4 | 6.0942 | Y | 40.4 | 9.14 | 40.4
XYL-84726 | 173042 | 1 | 176780 | Mcdonnell 3365 GASKET 5 PACK | XYLEM, INC (M&M) | 847-26 | 40.4 | 9.14 | N | 40.4 | 9.14 | 40.4
XYL-84726 | 175891 | 1 | 176780 | Mcdonnell 3365 GASKET 5 PACK | XYLEM, INC (M&M) | 847-26 | 40.4 | 6.115 | N | 40.4 | 9.14 | 40.4
XYL-9268 | 10510 | 131 | 176780 | McDonnell 3234 HEAD GASKET 1 PACK | XYLEM, INC (M&M) | 92-68 | 79.8 | 7.6983 | Y | 79.8 | 7.6983 | 79.8
XYL-937B | 10510 | 1 | 176780 | 163000 HI PRESSURE LEVEL CONTROL | XYLEM, INC (M&M) | 93-7B | 1488.77 | 1379.78 | N | 1488.77 | 1568.7 | 1568.7
XYL-937B | 175891 | 1 | 176780 | 163000 HI PRESSURE LEVEL CONTROL | XYLEM, INC (M&M) | 93-7B | 1488.77 | 1568.7 | Y | 1488.77 | 1568.7 | 1568.7
XYL-937BHD | 175888 | 1 | 176780 | 163200 HEAD MECHANISM, | XYLEM, INC (M&M) | 93-7B-HD | 1496.25 | 1333.9339 | N | 1496.25 | 1493.9365 | 1496.25
XYL-937BHD | 175891 | 6 | 176780 | 163200 HEAD MECHANISM, | XYLEM, INC (M&M) | 93-7B-HD | 1496.25 | 1493.9365 | Y | 1496.25 | 1493.9365 | 1496.25
XYL-93HD | 173042 | 2 | 176780 | 162400 HEAD MECHANISM, Where Used 93, 19 | XYLEM, INC (M&M) | 93-HD | 1014.96 | 704.55 | N | 1014.96 | 1099.6 | 1099.6
XYL-93HD | 175891 | 1 | 176780 | 162400 HEAD MECHANISM, Where Used 93, 19 | XYLEM, INC (M&M) | 93-HD | 1014.96 | 1099.6 | Y | 1014.96 | 1099.6 | 1099.6
XYL-94 | 175891 | 2 | 176780 | 165200 HI PRESSURE LEVEL CONTROL | XYLEM, INC (M&M) | 94 | 1294.26 | 1292.31 | N | 1294.26 | 1292.31 | 1294.26
XYL-947BHD | 175891 | 2 | 176780 | 166400 HEAD MECHANISM, | XYLEM, INC (M&M) | 94-7B-HD | 1668.32 | 1478.79 | Y | 1668.32 | 1478.79 | 1668.32
XYL-94HD | 173042 | 5 | 176780 | 165300 HEAD MECHANISM, Where Used 94, 19 | XYLEM, INC (M&M) | 94-HD | 1249.37 | 965.08 | Y | 1249.37 | 1249.37 | 1249.37
XYL-94HD | 175891 | 2 | 176780 | 165300 HEAD MECHANISM, Where Used 94, 19 | XYLEM, INC (M&M) | 94-HD | 1249.37 | 1249.37 | Y | 1249.37 | 1249.37 | 1249.37
XYL-CO106 | 10510 | 12 | 176780 | 302900 CAM, Where Used 47, 51, 53, 63 | XYLEM, INC (M&M) | CO-106 | 7.48 | 3.478 | Y | 7.48 | 3.478 | 7.48
XYL-CTRD101 | 10510 | 3 | 176780 | 310453 CART/STRNR, | XYLEM, INC (M&M) | CTRD-101 | 149.63 | 149.4 | Y | 149.63 | 149.4 | 149.63
XYL-CTRD101 | 175891 | 4 | 176780 | 310453 CART/STRNR, | XYLEM, INC (M&M) | CTRD-101 | 149.63 | 149.4 | Y | 149.63 | 149.4 | 149.63
XYL-EARS | 175891 | 3 | 176780 | 354401 ELECTRODE, Where Used RS UNITS | XYLEM, INC (M&M) | EA-RS | 112.22 | 97.0958 | Y | 112.22 | 97.0958 | 112.22
XYL-F26 | 10510 | 31 | 176780 | 304200 GASKET 10 PACK, | XYLEM, INC (M&M) | F-26 | 99.75 | 96.6827 | Y | 99.75 | 96.6827 | 99.75
XYL-F26 | 175891 | 10 | 176780 | 304200 GASKET 10 PACK, | XYLEM, INC (M&M) | F-26 | 99.75 | 5.3516 | Y | 99.75 | 96.6827 | 99.75
XYL-FPC1000 | 10510 | 6 | 176780 | LWCO - without Probe (144704) | XYLEM, INC (M&M) | 144704 | 214.46 | 214.46 | N | 214.46 | 214.46 | 214.46
XYL-FPC1000 | 175891 | 5 | 176780 | LWCO - without Probe (144704) | XYLEM, INC (M&M) | 144704 | 214.46 | 167.7667 | Y | 214.46 | 214.46 | 214.46
XYL-FPC1000P | 10510 | 4 | 176780 | LWCO - with Standard Probe ("P") 144705 | XYLEM, INC (M&M) | 144705 | 227.88 | 213.7257 | Y | 227.88 | 213.7257 | 227.88
XYL-FPC1000P | 175891 | 7 | 176780 | LWCO - with Standard Probe ("P") 144705 | XYLEM, INC (M&M) | 144705 | 227.88 | 205.5437 | Y | 227.88 | 213.7257 | 227.88
XYL-FPC1000SP | 10510 | 12 | 176780 | LWCO - with Short Probe ("SP") 144707 | XYLEM, INC (M&M) | 144707 | 214.46 | 214.46 | N | 214.46 | 214.46 | 214.46
XYL-FPC1000SP | 175891 | 6 | 176780 | LWCO - with Short Probe ("SP") 144707 | XYLEM, INC (M&M) | 144707 | 214.46 | 205.9467 | Y | 214.46 | 214.46 | 214.46
XYL-FS254 | 175888 | 2 | 134114 | 1 INCH NEMA 4 FLOW SW | METROPAC, INC. | XYL-FS254 | 0 | 198.81 | N | 0 | 198.81 | 198.81
XYL-G2SS | 10510 | 4 | 176780 | 179156 GROUND PROBE 24 IN. | XYLEM, INC (M&M) | G-2-SS | 20.95 | 19.793 | Y | 20.95 | 19.793 | 20.95
XYL-G97030 | 10510 | 4 | 187612 | G97030 Readout Valve | BERNARD J. MULCAHY CO.,INC. | G97030 | 39 | 57.79 | Y | 39 | 57.79 | 57.79
XYL-G97032 | 10510 | 6 | 176780 | G97032 Probe | XYLEM, INC (M&M) | G97032 | 93.6 | 69.1303 | Y | 93.6 | 69.1303 | 93.6
XYL-G97032 | 175891 | 2 | 176780 | G97032 Probe | XYLEM, INC (M&M) | G97032 | 93.6 | 55.041 | N | 93.6 | 69.1303 | 93.6
XYL-J94131 | 10510 | 5 | 176780 | J94131 O-RING | XYLEM, INC (M&M) | J94131 | 48.6 | 20.136 | Y | 48.6 | 20.136 | 48.6
XYL-J94142 | 10510 | 2 | 176780 | J94142 O-RING | XYLEM, INC (M&M) | J94142 | 40.8 | 30.24 | Y | 40.8 | 30.24 | 40.8
XYL-J94143 | 10510 | 1 | 176780 | J94143 O-RING | XYLEM, INC (M&M) | J94143 | 40.8 | 32.4 | Y | 40.8 | 32.4 | 40.8
XYL-L23401 | 10510 | 20 | 176752 | L23401 Oil Tube | HYDRO-FLO PRODUCTS INC | L23401 | 5.08 | 4.9055 | Y | 5.94 | 4.9055 | 5.94
XYL-L23401 | 175891 | 10 | 176752 | L23401 Oil Tube | HYDRO-FLO PRODUCTS INC | L23401 | 5.94 | 4.599 | Y | 5.94 | 4.9055 | 5.94
XYL-P04080 | 10510 | 9 | 176780 | P04080 GASKET P-3133 | XYLEM, INC (M&M) | P04080 | 3.13 | 1.3442 | Y | 3.13 | 1.3692 | 3.13
XYL-P04080 | 175891 | 7 | 176780 | P04080 GASKET P-3133 | XYLEM, INC (M&M) | P04080 | 3.13 | 1.3692 | Y | 3.13 | 1.3692 | 3.13
XYL-P04890 | 10510 | 18 | 176780 | P04890 GASKET P-4133 | XYLEM, INC (M&M) | P04890 | 2.89 | 2.3326 | N | 2.89 | 2.3326 | 2.89
XYL-P04890 | 175891 | 7 | 176780 | P04890 GASKET P-4133 | XYLEM, INC (M&M) | P04890 | 2.89 | 1.8164 | N | 2.89 | 2.3326 | 2.89
XYL-P05800 | 10510 | 12 | 176780 | P05800 GASKET P1-12133 | XYLEM, INC (M&M) | P05800 | 4.54 | 3.2614 | Y | 4.54 | 3.2614 | 4.54
XYL-P05800 | 175891 | 9 | 176780 | P05800 GASKET P1-12133 | XYLEM, INC (M&M) | P05800 | 4.54 | 2.2681 | Y | 4.54 | 3.2614 | 4.54
XYL-P15691 | 175891 | 10 | 176780 | P15691 BODY GASKET | XYLEM, INC (M&M) | P15691 | 3.29 | 0 | Y | 3.29 | 0 | 3.29
XYL-P1SS | 10510 | 9 | 176780 | 179530 PROBE 12 IN. | XYLEM, INC (M&M) | P-1-SS | 14.21 | 13.4863 | Y | 14.21 | 13.4863 | 14.21
XYL-P1SS | 175891 | 1 | 176780 | 179530 PROBE 12 IN. | XYLEM, INC (M&M) | P-1-SS | 14.21 | 9.478 | N | 14.21 | 13.4863 | 14.21
XYL-P2SS | 10510 | 4 | 176780 | 179535 PROBE 24 IN. | XYLEM, INC (M&M) | P-2-SS | 33.42 | 33.42 | Y | 33.42 | 33.42 | 33.42
XYL-P3SS | 10510 | 9 | 176780 | 179540 PROBE 36 IN. | XYLEM, INC (M&M) | P-3-SS | 40.4 | 39.2492 | Y | 40.4 | 46.9881 | 46.9881
XYL-P3SS | 175891 | 1 | 176780 | 179540 PROBE 36 IN. | XYLEM, INC (M&M) | P-3-SS | 40.4 | 46.9881 | N | 40.4 | 46.9881 | 46.9881
XYL-P48690 | 10510 | 24 | 187612 | P48690 GASKET PW-854 | BERNARD J. MULCAHY CO.,INC. | P48690 | 15.61 | 13.6273 | Y | 15.61 | 13.6273 | 15.61
XYL-P48690 | 175888 | 3 | 176752 | P48690 GASKET PW-854 | HYDRO-FLO PRODUCTS INC | P48690 | 15.61 | 10.4087 | Y | 15.61 | 13.6273 | 15.61
XYL-P48690 | 175891 | 8 | 176752 | P48690 GASKET PW-854 | HYDRO-FLO PRODUCTS INC | P48690 | 15.61 | 8.9145 | Y | 15.61 | 13.6273 | 15.61
XYL-P4SS | 175891 | 6 | 176780 | 179545 PROBE 48 IN. | XYLEM, INC (M&M) | P-4-SS | 50.87 | 33.0065 | N | 50.87 | 33.0065 | 50.87
XYL-P5001034 | 10510 | 2 | 176780 | Lip Seal Lip Seal | XYLEM, INC (M&M) | P5001034 | 27 | 19.44 | N | 27 | 19.44 | 27
XYL-P53550 | 10510 | 12 | 176780 | P53550 WATER SLINGER PW-6286 | XYLEM, INC (M&M) | P53550 | 5.62 | 5.041 | Y | 5.62 | 5.041 | 5.62
XYL-P53550 | 175891 | 8 | 176780 | P53550 WATER SLINGER PW-6286 | XYLEM, INC (M&M) | P53550 | 5.62 | 3.9714 | Y | 5.62 | 5.041 | 5.62
XYL-P57410 | 10510 | 25 | 176780 | P57410 GASKET PWH1-554 | XYLEM, INC (M&M) | P57410 | 3 | 2.4747 | Y | 3 | 2.4747 | 3
XYL-P57410 | 175891 | 31 | 176780 | P57410 GASKET PWH1-554 | XYLEM, INC (M&M) | P57410 | 3 | 2.0955 | Y | 3 | 2.4747 | 3
XYL-P57700 | 10510 | 22 | 187612 | P57700 GASKET PWH-1054 | BERNARD J. MULCAHY CO.,INC. | P57700 | 5.02 | 4.5307 | Y | 5.02 | 4.5307 | 5.02
XYL-P57700 | 175891 | 8 | 176752 | P57700 GASKET PWH-1054 | HYDRO-FLO PRODUCTS INC | BGP57700 | 5.02 | 4.4089 | Y | 5.02 | 4.5307 | 5.02
XYL-P57701 | 10510 | 12 | 176780 | P57701 GASKET | XYLEM, INC (M&M) | P57701 | 27.9 | 13.5175 | Y | 27.9 | 13.5175 | 27.9
XYL-P57701 | 175891 | 2 | 176780 | P57701 GASKET | XYLEM, INC (M&M) | P57701 | 27.9 | 9.63 | N | 27.9 | 13.5175 | 27.9
XYL-P57770 | 10510 | 26 | 176780 | P57770 GASKET PWH-1654 | XYLEM, INC (M&M) | P57770 | 15.88 | 9.4656 | Y | 15.88 | 9.4656 | 15.88
XYL-P58542 | 10510 | 13 | 187612 | P58542 ADAPTER RING GASKET | BERNARD J. MULCAHY CO.,INC. | P58542 | 3.02 | 2.1823 | Y | 3.02 | 2.1823 | 3.02
XYL-P58542 | 175891 | 6 | 176752 | P58542 ADAPTER RING GASKET | HYDRO-FLO PRODUCTS INC | P58542 | 3.02 | 1.9157 | Y | 3.02 | 2.1823 | 3.02
XYL-P75423 | 10510 | 1 | 176780 | P75423 GLYCOL SEAL SMALL FR | XYLEM, INC (M&M) | P75423 | 781.2 | 618.3 | Y | 781.2 | 618.3 | 781.2
XYL-P77234 | 175891 | 6 | 176780 | P77234 Coupler | XYLEM, INC (M&M) | P77234 | 488.4 | 11.2907 | Y | 488.4 | 11.2907 | 488.4
XYL-P78796 | 10510 | 5 | 176780 | P78796 Sleeve | XYLEM, INC (M&M) | P78796 | 183.6 | 49.83 | Y | 183.6 | 49.83 | 183.6
XYL-P78796 | 175891 | 3 | 176780 | P78796 Sleeve | XYLEM, INC (M&M) | P78796 | 183.6 | 42.539 | N | 183.6 | 49.83 | 183.6
XYL-P80734 | 10510 | 7 | 176780 | P80734 GASKET P5600R-0502P | XYLEM, INC (M&M) | P80734 | 17.5 | 10.9971 | Y | 17.5 | 10.9971 | 17.5
XYL-P80736 | 10510 | 3 | 176780 | P80736 GASKET P5600R-0602P | XYLEM, INC (M&M) | P80736 | 17.5 | 7.56 | Y | 17.5 | 7.56 | 17.5
XYL-P80765 | 10510 | 6 | 176780 | P80765 GASKET | XYLEM, INC (M&M) | P80765 | 27.03 | 23.8733 | Y | 27.03 | 23.8733 | 27.03
XYL-P80765 | 175891 | 9 | 176780 | P80765 GASKET | XYLEM, INC (M&M) | P80765 | 27.03 | 18.0725 | Y | 27.03 | 23.8733 | 27.03
XYL-P80767 | 10510 | 7 | 176780 | P80767 GASKET | XYLEM, INC (M&M) | P80767 | 16.2 | 9.8517 | Y | 16.2 | 9.8517 | 16.2
XYL-P80816 | 10510 | 4 | 176780 | P80816 BEARING GASKET | XYLEM, INC (M&M) | P80816 | 4.16 | 2.4327 | Y | 4.16 | 2.4327 | 4.16
XYL-P80816 | 175891 | 2 | 176780 | P80816 BEARING GASKET | XYLEM, INC (M&M) | P80816 | 4.16 | 1.37 | N | 4.16 | 2.4327 | 4.16
XYL-PA800 | 10510 | 10 | 176780 | 354081 PROBE STANDARD, Where Used SERIE | XYLEM, INC (M&M) | PA-800 | 69.83 | 69.78 | Y | 69.83 | 69.78 | 69.83
XYL-PA800 | 175891 | 3 | 176780 | 354081 PROBE STANDARD, Where Used SERIE | XYLEM, INC (M&M) | PA-800 | 69.83 | 67.3373 | Y | 69.83 | 69.78 | 69.83
XYL-PARB122 | 10510 | 2 | 176780 | 354083 PROBE SHORT, Where Used ALL CONT | XYLEM, INC (M&M) | PA-RB-122 | 66.33 | 66.33 | Y | 66.33 | 66.33 | 66.33
XYL-PSE801120 | 10510 | 2 | 176780 | 153827 PROBE CONTROL LWCO | XYLEM, INC (M&M) | PSE-801-120 | 199.5 | 164.59 | Y | 199.5 | 164.59 | 199.5
XYL-PSE801120 | 175888 | 1 | 176780 | 153827 PROBE CONTROL LWCO | XYLEM, INC (M&M) | PSE-801-120 | 199.5 | 112.22 | N | 199.5 | 164.59 | 199.5
XYL-PSE801120 | 175891 | 2 | 176780 | 153827 PROBE CONTROL LWCO | XYLEM, INC (M&M) | PSE-801-120 | 199.5 | 117.9104 | Y | 199.5 | 164.59 | 199.5
XYL-PSE80224 | 175891 | 2 | 176780 | 153927 PROBE CONTROL LWCO | XYLEM, INC (M&M) | PSE-802-24 | 199.5 | 132.4893 | Y | 199.5 | 132.4893 | 199.5
XYL-RB24SE | 10510 | 3 | 176780 | 144701 PROBE CONTROL LWCO | XYLEM, INC (M&M) | 144701 | 107.23 | 107.23 | Y | 107.23 | 107.23 | 107.23
XYL-RS1BR1 | 10510 | 5 | 176780 | 179524 HIGH PRESSURE SENSOR | XYLEM, INC (M&M) | RS-1-BR-1 | 167.08 | 166.8437 | Y | 167.08 | 166.8437 | 167.08
XYL-RS1LP | 10510 | 16 | 176780 | 176203 LOW PRESSURE SENSOR | XYLEM, INC (M&M) | RS-1-LP | 89.78 | 87.8304 | Y | 89.78 | 87.8304 | 89.78
XYL-RS4BR1 | 175891 | 2 | 176780 | 179527 HIGH PRESSURE SENSOR | XYLEM, INC (M&M) | RS-4-BR-1 | 451.37 | 294.7376 | N | 451.37 | 294.7376 | 451.37
XYL-S4 | 175891 | 2 | 176780 | 179529 SPACER | XYLEM, INC (M&M) | S-4 | 40.9 | 23.9433 | N | 40.9 | 23.9433 | 40.9
XYL-SA10138 | 10510 | 3 | 176780 | 347100 STRAINER BASKET ASSEMBLY, Where | XYLEM, INC (M&M) | SA101-38 | 46.38 | 42.6344 | Y | 46.38 | 46.313 | 46.38
XYL-SA10138 | 173042 | 5 | 176780 | 347100 STRAINER BASKET ASSEMBLY, Where | XYLEM, INC (M&M) | SA101-38 | 46.38 | 36.91 | Y | 46.38 | 46.313 | 46.38
XYL-SA10138 | 175891 | 1 | 176780 | 347100 STRAINER BASKET ASSEMBLY, Where | XYLEM, INC (M&M) | SA101-38 | 46.38 | 46.313 | Y | 46.38 | 46.313 | 46.38
XYL-SA150106R | 10510 | 8 | 176780 | 347900 BELLOWS ASSEMBLY, Where Used 150 | XYLEM, INC (M&M) | SA150-106R | 182.04 | 152.7528 | Y | 182.04 | 152.7528 | 182.04
XYL-SA150106R | 175891 | 1 | 176780 | 347900 BELLOWS ASSEMBLY, Where Used 150 | XYLEM, INC (M&M) | SA150-106R | 182.04 | 104.9432 | N | 182.04 | 152.7528 | 182.04
XYL-SA15917 | 175891 | 2 | 176780 | 349400 BLACK Y ASSEMBLY, Where Used 42A | XYLEM, INC (M&M) | SA159-17 | 74.81 | 42.81 | N | 74.81 | 42.81 | 74.81
XYL-SA15924 | 175891 | 2 | 176780 | 349500 LOWER QUICK HOOK-UP, Where Used | XYLEM, INC (M&M) | SA159-24 | 109.73 | 62.7949 | N | 109.73 | 62.7949 | 109.73
XYL-SA2138R | 175891 | 1 | 176780 | 339700 STRAINER ASSEMBLY, Where Used 21 | XYLEM, INC (M&M) | SA21-38R | 52.37 | 41.39 | N | 52.37 | 41.39 | 52.37
XYL-SA3738 | 10510 | 1 | 176780 | 340700 STRAINER BASKET ASSEMBLY, Where | XYLEM, INC (M&M) | SA37-38 | 46.38 | 46.34 | N | 46.38 | 46.34 | 46.38
XYL-SA51101102 | 10510 | 2 | 176780 | 342500 VALVE & STRAINER, Where Used 51, | XYLEM, INC (M&M) | SA51-101-102 | 294.26 | 201.995 | Y | 294.26 | 201.995 | 294.26
XYL-SA51101102 | 175891 | 3 | 176780 | 342500 VALVE & STRAINER, Where Used 51, | XYLEM, INC (M&M) | SA51-101-102 | 294.26 | 195.8801 | N | 294.26 | 201.995 | 294.26
XYL-SA519 | 10510 | 1 | 176780 | 342200 STRAINER ASSEMBLY, Where Used 51 | XYLEM, INC (M&M) | SA51-9 | 102.24 | 71.82 | Y | 102.24 | 71.82 | 102.24
XYL-SA519R | 175891 | 3 | 176780 | 342300 STRAINER ASSEMBLY, Where Used 25 | XYLEM, INC (M&M) | SA51-9R | 117.21 | 71.3855 | N | 117.21 | 71.3855 | 117.21
XYL-SA642 | 10510 | 6 | 176780 | 343500 BELLOWS BASE ASSEMBLY, Where Use | XYLEM, INC (M&M) | SA64-2 | 137.16 | 136.95 | Y | 137.16 | 136.95 | 137.16
XYL-SA6430 | 10510 | 1 | 176780 | 343600 FLOAT ASSEMBLY, Where Used 64 | XYLEM, INC (M&M) | SA64-30 | 114.71 | 72.57 | Y | 114.71 | 72.57 | 114.71
XYL-SA672 | 10510 | 2 | 176780 | 344200 FLOAT & BELLOWS ASSEMBLY, Where | XYLEM, INC (M&M) | SA67-2 | 119.7 | 107.1122 | Y | 119.7 | 107.1122 | 119.7
XYL-SA672 | 175891 | 6 | 176780 | 344200 FLOAT & BELLOWS ASSEMBLY, Where | XYLEM, INC (M&M) | SA67-2 | 119.7 | 98.5629 | N | 119.7 | 107.1122 | 119.7
XYL-SA9160 | 175891 | 3 | 176780 | 345700 FLOAT, Where Used 93, 193, 94, 1 | XYLEM, INC (M&M) | SA91-60 | 201.99 | 103.4925 | N | 201.99 | 103.4925 | 201.99
XYL-SWA150S | 10510 | 4 | 176780 | 310462 SNAP SWITCH ASSEMBLY, | XYLEM, INC (M&M) | 310462 | 339.19 | 241.6577 | Y | 339.19 | 241.6577 | 339.19
XYL-T20 | 10510 | 14 | 176780 | FLOW SWITCH | XYLEM, INC (M&M) | XYL-T20 | 74.01 | 2.285 | N | 74.01 | 2.285 | 74.01
XYL-TC4 | 10510 | 4 | 176780 | 195000 TEST & CHECK PACKAGE | XYLEM, INC (M&M) | TC-4 | 451.37 | 469.535 | Y | 451.37 | 469.535 | 469.535
XYL-TC4 | 175891 | 5 | 176780 | 195000 TEST & CHECK PACKAGE | XYLEM, INC (M&M) | TC-4 | 451.37 | 386.3526 | N | 451.37 | 469.535 | 469.535
Y1404 | 10008 | 2 | 134156 | 20 deg f to 180 deg f Submarine Thermome | MOUNTAIN CONTROLS, INC. | Y1404 | 29.875 | 29.875 | N | 29.875 | 29.875 | 29.875
Y1416 | 10008 | 1 | 134156 | SUBMARINE THERMOMETER | MOUNTAIN CONTROLS, INC. | Y1416 | 21 | 21 | N | 21 | 21 | 21
Y156SDSR41AP | 10008 | 1 | 134454 | TOSHIBA 1.5HP, 230/460V, 5.0/2.5FLA | TOSHIBA INTERNATIONAL CORPORATION | Y156SDSR41A-P | 221.4 | 221.4 | N | 221.4 | 221.4 | 221.4
Y57FG36C | 10510 | 1 | 134179 | Baso 36 high voltage cable (for igniti | NEUCO INC. | Y57FG-36C | 13.83 | 13.83 | Y | 13.83 | 13.83 | 13.83
Y57HH36C | 10510 | 4 | 133596 | Baso 36 sensing probe cable (for | BASO GAS PRODUCTS LLC | Y57HH-36C | 7.678 | 7.611 | Y | 7.678 | 7.611 | 7.678
Y68AA1 | 175891 | 3 | 134012 | M100 TRANSFORMER 120V COVER MNT | JOHNSON CONTROLS NORTH AMERICAN PRODUCTS (JCI) | Y68AA-1 | 46.9123 | 46.9123 | N | 46.9123 | 46.9123 | 46.9123
Y7220AJ3104U | 10008 | 2 | 133921 | Jade economizer controller kit-Foot mt. | HONEYWELL INTERNATIONAL ECC US (HOFS) | Y7220AJ3104/U | 488.7918 | 469.09 | Y | 488.7918 | 469.09 | 488.7918
Y75AS1H | 10510 | 1 | 133596 | IGNITER | BASO GAS PRODUCTS LLC | Y75AS1H | 20.165 | 19.885 | Y | 20.165 | 19.885 | 20.165
Y75AS1H | 175891 | 1 | 133596 | IGNITER | BASO GAS PRODUCTS LLC | Y75AS1H | 20.165 | 16.47 | Y | 20.165 | 19.885 | 20.165
Y75AS2H | 10510 | 3 | 133596 | BASO FLAME SENSOR STRAIGHT CONNECTION | BASO GAS PRODUCTS LLC | Y75AS2H | 24.5 | 22.4603 | Y | 24.5 | 22.4603 | 24.5
Y75AS2H | 175891 | 1 | 133596 | BASO FLAME SENSOR STRAIGHT CONNECTION | BASO GAS PRODUCTS LLC | Y75AS2H | 24.5 | 13.289 | N | 24.5 | 22.4603 | 24.5
Y75BS1H | 10510 | 4 | 133596 | 37/64IN BASO FLAME SENSOR STRAIGHT CONN | BASO GAS PRODUCTS LLC | Y75BS1H | 18.35 | 17.3615 | Y | 18.35 | 17.3615 | 18.35
Y75BS1H | 175891 | 3 | 133596 | 37/64IN BASO FLAME SENSOR STRAIGHT CONN | BASO GAS PRODUCTS LLC | Y75BS1H | 18.35 | 17.267 | Y | 18.35 | 17.3615 | 18.35
Y90AA4209C | 10510 | 1 | 134179 | Baso .009 orifice for butane | NEUCO INC. | Y90AA-4209C | 5.72 | 5.72 | Y | 5.72 | 5.72 | 5.72
Y90AA4210C | 10510 | 4 | 134179 | Baso .010 orifice for butane | NEUCO INC. | Y90AA-4210C | 5.153 | 5.153 | Y | 5.153 | 5.153 | 5.153
Y90AA4211C | 175891 | 3 | 133596 | BASO ORIFICE 2-14N2 | BASO GAS PRODUCTS LLC | Y90AA4211C | 2.9 | 2.9 | N | 2.9 | 2.9 | 2.9
Y90AA4212C | 10510 | 54 | 134179 | Baso .012 orifice for butane | NEUCO INC. | Y90AA-4212C | 4.511 | 4.5082 | Y | 4.511 | 4.5082 | 4.511
Y90AA7218C | 10510 | 2 | 133596 | Baso .018 orifice for natura | BASO GAS PRODUCTS LLC | Y90AA-7218C | 5.4006 | 5.2687 | Y | 5.4006 | 5.2687 | 5.4006
Y90HA4711C | 10510 | 82 | 133596 | $Baso .011 orifice for butane | BASO GAS PRODUCTS LLC | Y90HA-4711C | 1.778 | 1.778 | N | 1.778 | 1.778 | 1.778
Y90HA7718C | 10510 | 2 | 133596 | BASO INLET FITTING | BASO GAS PRODUCTS LLC | Y90HA7718C | 4.312 | 4.312 | Y | 4.312 | 4.312 | 4.312
Y90HA7718C | 175891 | 2 | 133596 | BASO INLET FITTING | BASO GAS PRODUCTS LLC | Y90HA7718C | 4.312 | 2.81 | N | 4.312 | 4.312 | 4.312
Y99AN1H | 10510 | 9 | 133596 | JUNCTION BLOCK ADAPTER | BASO GAS PRODUCTS LLC | Y99AN1H | 18.994 | 18.7024 | Y | 18.994 | 18.7024 | 18.994
Y99AN1H | 175891 | 6 | 133596 | JUNCTION BLOCK ADAPTER | BASO GAS PRODUCTS LLC | Y99AN1H | 18.994 | 17.6065 | N | 18.994 | 18.7024 | 18.994
Y99AR1H | 175891 | 20 | 133596 | 1/4 X 60IN ALUMINUM PILOT GAS TUBE | BASO GAS PRODUCTS LLC | Y99AR1H | 12.36 | 12.3566 | Y | 12.36 | 12.3566 | 12.36
YELLOW BUTT SPLICE CONNECTORS | 175883 | 380 | 134179 | Yellow Butt Splice Connectors 12-10AWG | NEUCO INC. | YELLOW BUTT SPLICE CONNECTORS | 0 | 0.0749 | N | 0 | 0.0749 | 0.0749
YELLOW CRIMP BUTT CONNECTORS | 175883 | 380 | 134179 | Yellow Crimp Butt Connectors 12-10 Gauge | NEUCO INC. | YELLOW CRIMP BUTT CONNECTORS | 0 | 0.4995 | N | 0 | 0.4995 | 0.4995
YELLOW FORK SPADE | 175883 | 850 | 134179 | Insulated Fork Spade Wire Connector - Ye | NEUCO INC. | YELLOW FORK SPADE | 0 | 0.058 | N | 0 | 0.058 | 0.058
YL7220AJ3104U | 10008 | 3 | 133921 | Jade economizer kit-DCA mount | HONEYWELL INTERNATIONAL ECC US (HOFS) | YL7220AJ3104/U | 421.4786 | 387.36 | Y | 421.4786 | 387.36 | 421.4786
YOUNG607 | 10008 | 17 | 134106 | 1/2" round shaft coupler | MECHANICAL PRODUCTS | YOUNG 607 | 12.6 | 12.6 | Y | 12.6 | 12.6 | 12.6
YRK-01100312000 | 10008 | 2 | 183126 | OIL, C, 5-GAL | York Chiller Parts (JCI) | 011 00312 000 | 390.7655 | 273.82 | N | 390.7655 | 374 | 390.7655
YRK-01100312000 | 10770 | 11 | 183126 | OIL, C, 5-GAL | York Chiller Parts (JCI) | 011 00312 000 | 390.7655 | 374 | Y | 390.7655 | 374 | 390.7655
YRK-01100533000 | 10770 | 5 | 183126 | OIL, K, 5-GAL | York Chiller Parts (JCI) | 011 00533 000 | 1059.0565 | 1013.62 | Y | 1059.0565 | 1013.62 | 1059.0565
YRK-01301835000 | 10006 | 1 | 183126 | ENAMEL BLUE CARIB/TCH (HAZMAT) | York Chiller Parts (JCI) | 013 01835 000 | 41.94 | 26.75 | N | 41.94 | 28.22 | 41.94
YRK-01301835000 | 175883 | 3 | 183126 | ENAMEL BLUE CARIB/TCH (HAZMAT) | York Chiller Parts (JCI) | 013 01835 000 | 41.94 | 28.22 | Y | 41.94 | 28.22 | 41.94
YRK-01502352018 | 10008 | 1 | 183126 | POTENTIOMETER | York Chiller Parts (JCI) | 015 02352 018 | 559.4401 | 501.21 | N | 559.4401 | 501.21 | 559.4401
YRK-01502359013 | 10008 | 1 | 183126 | COUPLING FLEX | York Chiller Parts (JCI) | 015 02359 013 | 271.25 | 227.92 | N | 271.25 | 227.92 | 271.25
YRK-02209577000 | 166560 | 1 | 183126 | VALVE, STOP | York Chiller Parts (JCI) | 022 09577 000 | 112.8768 | 108.04 | N | 112.8768 | 108.04 | 112.8768
YRK-02438119000 | 10770 | 1 | 183126 | FLOW SWITCH CABLE | York Chiller Parts (JCI) | 024 38119 000 | 53.4064 | 49.02 | N | 53.4064 | 49.02 | 53.4064
YRK-02528386000 | 10008 | 3 | 183126 | PLUG AND PIN | York Chiller Parts (JCI) | 025 28386 000 | 2.6 | 2.29 | N | 2.6 | 2.29 | 2.6
YRK-02529964002 | 176046 | 1 | 183126 | SENSOR, TEMPERATURE, EWT/LWT | York Chiller Parts (JCI) | 025 29964 002 | 111.999 | 111 | N | 111.999 | 111 | 111.999
YRK-02542430000 | 10008 | 1 | 183126 | HEATER, SCREW PLUG IMMERSION | York Chiller Parts (JCI) | 025 42430 000 | 1339.2457 | 1281.8 | N | 1339.2457 | 1281.8 | 1339.2457
YRK-02703193000 | 166557 | 1 | 183126 | HONEYWELL-MS8105W1030;SR;44LB | York Chiller Parts (JCI) | 027 03193 000 | 164.0029 | 156.96 | N | 164.0029 | 156.96 | 164.0029
YRK-02808312KIT | 10006 | 1 | 183126 | KIT, GASKET | York Chiller Parts (JCI) | 028 08312 KIT | 70.8217 | 71.95 | N | 70.8217 | 71.95 | 71.95
YRK-02808312KIT | 10008 | 2 | 183126 | KIT, GASKET | York Chiller Parts (JCI) | 028 08312 KIT | 70.8217 | 71.95 | N | 70.8217 | 71.95 | 71.95
YRK-02808312KIT | 175883 | 1 | 183126 | KIT, GASKET | York Chiller Parts (JCI) | 028 08312 KIT | 70.8217 | 60.26 | N | 70.8217 | 71.95 | 71.95
YRK-02809951025 | 10006 | 2 | 183126 | GASKET CHANNEL ***SEE NOTES** | York Chiller Parts (JCI) | 028 09951 025 | 207.4403 | 165.61 | N | 207.4403 | 165.61 | 207.4403
YRK-02809951050 | 10006 | 1 | 183126 | GASKET CHANNEL ** SEE NOTES ** | York Chiller Parts (JCI) | 028 09951 050 | 410.8648 | 327.65 | N | 410.8648 | 327.65 | 410.8648
YRK-02812513000 | 10006 | 2 | 183126 | SEAL O RING | York Chiller Parts (JCI) | 028 12513 000 | 5.2973 | 4.6 | N | 5.2973 | 4.6 | 5.2973
YRK-02812513000 | 10008 | 3 | 183126 | SEAL O RING | York Chiller Parts (JCI) | 028 12513 000 | 5.2973 | 4.59 | N | 5.2973 | 4.6 | 5.2973
YRK-02812709000 | 10006 | 2 | 183126 | SEAL | York Chiller Parts (JCI) | 028 12709 000 | 2.6638 | 2.31 | N | 2.6638 | 2.31 | 2.6638
YRK-02812709000 | 10008 | 3 | 183126 | SEAL | York Chiller Parts (JCI) | 028 12709 000 | 2.6638 | 2.3 | N | 2.6638 | 2.31 | 2.6638
YRK-02812961001 | 10006 | 4 | 183126 | O-RING | York Chiller Parts (JCI) | 028 12961 001 | 5.2973 | 2.29 | N | 5.2973 | 5.07 | 5.2973
YRK-02812961001 | 166560 | 1 | 183126 | O-RING | York Chiller Parts (JCI) | 028 12961 001 | 5.2973 | 5.07 | N | 5.2973 | 5.07 | 5.2973
YRK-02812961003 | 10006 | 3 | 183126 | SEAL O-RING NEOPRENE | York Chiller Parts (JCI) | 028 12961 003 | 3.5416 | 3.06 | N | 3.5416 | 3.2 | 3.5416
YRK-02812961003 | 175883 | 5 | 183126 | SEAL O-RING NEOPRENE | York Chiller Parts (JCI) | 028 12961 003 | 3.5416 | 3.2 | Y | 3.5416 | 3.2 | 3.5416
YRK-02812961004 | 10006 | 3 | 183126 | O-RING | York Chiller Parts (JCI) | 028 12961 004 | 2.6436 | 2.3 | N | 2.6436 | 2.3 | 2.6436
YRK-02812961005 | 10006 | 2 | 183126 | O RING | York Chiller Parts (JCI) | 028 12961 005 | 2.6335 | 2.29 | N | 2.6335 | 2.29 | 2.6335
YRK-02812961006 | 10006 | 6 | 183126 | O-RING | York Chiller Parts (JCI) | 028 12961 006 | 2.5528 | 2.3 | N | 2.5528 | 2.3 | 2.5528
YRK-02812961010 | 10006 | 2 | 183126 | O RING 3-932 N1173-70 | York Chiller Parts (JCI) | 028 12961 010 | 7.063 | 6.76 | N | 7.063 | 6.76 | 7.063
YRK-02812961012 | 10006 | 6 | 183126 | SEAL, O RING | York Chiller Parts (JCI) | 028 12961 012 | 1.7557 | 1.59 | N | 1.7557 | 1.59 | 1.7557
YRK-02812961012 | 175883 | 8 | 183126 | SEAL, O RING | York Chiller Parts (JCI) | 028 12961 012 | 1.7557 | 1.52 | Y | 1.7557 | 1.59 | 1.7557
YRK-02812961013 | 10006 | 2 | 183126 | SEAL, O RING | York Chiller Parts (JCI) | 028 12961 013 | 5.2973 | 4.6 | N | 5.2973 | 4.6 | 5.2973
YRK-02812961015 | 10006 | 7 | 183126 | SEAL O-RING | York Chiller Parts (JCI) | 028 12961 015 | 2.6335 | 2.29 | N | 2.6335 | 2.39 | 2.6335
YRK-02812961015 | 175883 | 5 | 183126 | SEAL O-RING | York Chiller Parts (JCI) | 028 12961 015 | 2.6335 | 2.39 | Y | 2.6335 | 2.39 | 2.6335
YRK-02812961017 | 10008 | 1 | 183126 | SEAL O RING | York Chiller Parts (JCI) | 028 12961 017 | 3.5315 | 3.05 | N | 3.5315 | 3.05 | 3.5315
YRK-02812961019 | 10006 | 2 | 183126 | SEAL ORING | York Chiller Parts (JCI) | 028 12961 019 | 17.6878 | 15.34 | N | 17.6878 | 15.34 | 17.6878
YRK-02812961019 | 10008 | 2 | 183126 | SEAL ORING | York Chiller Parts (JCI) | 028 12961 019 | 17.6878 | 15.3 | N | 17.6878 | 15.34 | 17.6878
YRK-02812961021 | 10006 | 2 | 183126 | SEAL O-RING | York Chiller Parts (JCI) | 028 12961 021 | 2.6436 | 2.3 | N | 2.6436 | 2.3 | 2.6436
YRK-02812961021 | 10008 | 2 | 183126 | SEAL O-RING | York Chiller Parts (JCI) | 028 12961 021 | 2.6436 | 2.29 | N | 2.6436 | 2.3 | 2.6436
YRK-02812961035 | 10006 | 1 | 183126 | SEAL O-RING | York Chiller Parts (JCI) | 028 12961 035 | 3.5315 | 3.06 | N | 3.5315 | 3.06 | 3.5315
YRK-02812961036 | 10006 | 6 | 183126 | SEAL O-RING NEOPRENE | York Chiller Parts (JCI) | 028 12961 036 | 6.1852 | 5.92 | N | 6.1852 | 5.92 | 6.1852
YRK-02813849000 | 10006 | 1 | 183126 | O RING OIL FILT CVR M/F SPCR | York Chiller Parts (JCI) | 028 13849 000 | 7.6785 | 7.468 | N | 7.6785 | 7.468 | 7.6785
YRK-02813854000 | 10006 | 4 | 183126 | O-RING, 7/16in 3-904 N1173-70 | York Chiller Parts (JCI) | 028 13854 000 | 5.9632 | 5.34 | N | 5.9632 | 5.34 | 5.9632
YRK-02813854000 | 10008 | 2 | 183126 | O-RING, 7/16in 3-904 N1173-70 | York Chiller Parts (JCI) | 028 13854 000 | 5.9632 | 5.34 | N | 5.9632 | 5.34 | 5.9632
YRK-02813855000 | 10006 | 4 | 183126 | O-RING 9/16 3-906 C873-70 | York Chiller Parts (JCI) | 028 13855 000 | 1.6951 | 1.53 | N | 1.6951 | 1.53 | 1.6951
YRK-02813855000 | 10008 | 2 | 183126 | O-RING 9/16 3-906 C873-70 | York Chiller Parts (JCI) | 028 13855 000 | 1.6951 | 1.52 | N | 1.6951 | 1.53 | 1.6951
YRK-02814404000 | 10006 | 2 | 183126 | SEAL O RING | York Chiller Parts (JCI) | 028 14404 000 | 20.3313 | 17.6 | N | 20.3313 | 17.6 | 20.3313
YRK-02814404000 | 10008 | 4 | 183126 | SEAL O RING | York Chiller Parts (JCI) | 028 14404 000 | 20.3313 | 17.6 | N | 20.3313 | 17.6 | 20.3313
YRK-02814404000 | 175883 | 3 | 183126 | SEAL O RING | York Chiller Parts (JCI) | 028 14404 000 | 20.3313 | 17.6 | Y | 20.3313 | 17.6 | 20.3313
YRK-02814434000 | 10008 | 2 | 183126 | GASKET | York Chiller Parts (JCI) | 028 14434 000 | 92.8684 | 88.88 | N | 92.8684 | 88.88 | 92.8684
YRK-02816331000 | 10008 | 13 | 183126 | O-RING | York Chiller Parts (JCI) | 028 16331 000 | 6.1852 | 5.41 | N | 6.1852 | 5.41 | 6.1852
YRK-02816331000 | 175883 | 3 | 183126 | O-RING | York Chiller Parts (JCI) | 028 16331 000 | 6.1852 | 5.41 | Y | 6.1852 | 5.41 | 6.1852
YRK-32535157600 | 10008 | 2 | 183126 | Resistor Kit 3-Pack | York Chiller Parts (JCI) | 325 35157 600 | 424.23 | 398.34 | N | 424.23 | 398.34 | 424.23
YRK-32547673000 | 175883 | 2 | 183126 | THERMISTER INSTALLATION KIT | York Chiller Parts (JCI) | 325 47673 000 | 135.81 | 117.83 | Y | 135.81 | 117.83 | 135.81
YRK-33103931000 | 10008 | 4 | 183126 | SNUBBER ASSEMBLY | York Chiller Parts (JCI) | 331 03931 000 | 1000.53 | 1000.53 | N | 1000.53 | 1000.53 | 1000.53
YRK-36694952016 | 175883 | 1 | 183126 | PREVENTIVE MAINT KIT | York Chiller Parts (JCI) | 366 94952 016 | 255.4 | 216.9 | Y | 255.4 | 222.63 | 255.4
YRK-36694952016 | 176046 | 2 | 183126 | PREVENTIVE MAINT KIT | York Chiller Parts (JCI) | 366 94952 016 | 255.4 | 222.63 | N | 255.4 | 222.63 | 255.4
YRK-63PT862 | 10510 | 99 | 183126 | COMPRESS ALIGN BRASS INSERT | York Chiller Parts (JCI) | 63PT-8-62 | 9.9588 | 0.32926 | Y | 9.9588 | 0.32926 | 9.9588
YRK-640C0024G01 | 175883 | 1 | 183126 | BOARD, MICRO II | York Chiller Parts (JCI) | 640C0024G01 | 3378.2732 | 3348.14 | N | 3378.2732 | 3348.14 | 3378.2732
YRK-980A0012B75 | 175883 | 1 | 183126 | O RING | York Chiller Parts (JCI) | 980A0012B75 | 21.5522 | 18.73 | N | 21.5522 | 18.73 | 21.5522
YRK-980A0012B83 | 175883 | 2 | 183126 | O-RING ********NOTES | York Chiller Parts (JCI) | 980A0012B83 | 26.56 | 22.13 | N | 26.56 | 22.13 | 26.56
YRK-980A0012K60 | 175883 | 4 | 183126 | O RING | York Chiller Parts (JCI) | 980A0012K60 | 17.23 | 6.87 | N | 17.23 | 6.87 | 17.23
YRK-A4000632 | 175891 | 1 | 183126 | FILTER | York Chiller Parts (JCI) | A-4000-632 | 555.9893 | 197.28 | N | 555.9893 | 197.28 | 555.9893
YRK-JCIV47AA1C | 10510 | 2 | 183126 | TEMP ACTUATED VALVE | York Chiller Parts (JCI) | JCI-V47AA-1C | 223.1202 | 334.086 | Y | 223.1202 | 334.086 | 334.086
YRK-JCIV47AB3C | 10510 | 1 | 183126 | TEMP ACTUATED VALVE | York Chiller Parts (JCI) | JCI-V47AB-3C | 984.19 | 365.89 | Y | 984.19 | 365.89 | 984.19
YRK-JCIV47AC3C | 10510 | 1 | 183126 | TEMP ACTUATED VALVE | York Chiller Parts (JCI) | JCI-V47AC-3C | 304.27 | 391.8 | Y | 304.27 | 391.8 | 391.8
YRK-P100AP4C | 10510 | 4 | 183126 | PRESSURE SWITCH | York Chiller Parts (JCI) | P100AP4C | 56.3 | 16.91 | N | 56.3 | 21.31 | 56.3
YRK-P100AP4C | 175891 | 3 | 183126 | PRESSURE SWITCH | York Chiller Parts (JCI) | P100AP4C | 56.3 | 21.31 | Y | 56.3 | 21.31 | 56.3
YRK-T4002124 | 175883 | 1 | 183126 | T-STAT MOUNTING BRACKET | York Chiller Parts (JCI) | T-4002-124 | 22.88 | 9.2144 | N | 22.88 | 9.2144 | 22.88
YRK-TN67NP1N00 | 10510 | 1 | 183126 | METASTAT | York Chiller Parts (JCI) | TN 67NP 1N00 | 199.22 | 199.22 | N | 199.22 | 199.22 | 199.22
YRK-V9999608 | 175883 | 2 | 183126 | VALVE PACKING KIT | York Chiller Parts (JCI) | V-9999-608 | 104.4012 | 88.97 | Y | 104.4012 | 88.97 | 104.4012
YRK-VA7810HGA2 | 175891 | 1 | 183126 | ACTUATOR | York Chiller Parts (JCI) | VA7810-HGA-2 | 649.94 | 328.96 | Y | 649.94 | 328.96 | 649.94
Z20509CG | 166553 | 8 | 148259 | PLIER,9.5",LINESMAN,CUSHION GRIP | Apex Tool Group, LLC | Z20509CG | 18.8775 | 18.8775 | N | 18.8775 | 18.8775 | 18.8775
Z20509CG | 166557 | 3 | 148259 | PLIER,9.5",LINESMAN,CUSHION GRIP | Apex Tool Group, LLC | Z20509CG | 18.8775 | 16.79 | N | 18.8775 | 18.8775 | 18.8775
Z20509CG | 166559 | 1 | 148259 | PLIER,9.5",LINESMAN,CUSHION GRIP | Apex Tool Group, LLC | Z20509CG | 18.8775 | 16.79 | N | 18.8775 | 18.8775 | 18.8775
Z20509CG | 166561 | 3 | 148259 | PLIER,9.5",LINESMAN,CUSHION GRIP | Apex Tool Group, LLC | Z20509CG | 18.8775 | 16.79 | N | 18.8775 | 18.8775 | 18.8775
Z48 | 10510 | 6 | 187620 | Parker Gold Label super high cap, shell | PARKER HANNIFIN | Z48 | 28.087 | 27.0697 | Y | 28.087 | 27.0697 | 28.087
Z6548CG | 166553 | 2 | 148259 | PLIER,8",LONG NOSE,CUSHION GRIP | Apex Tool Group, LLC | Z6548CG | 15.57 | 15.57 | N | 15.57 | 15.57 | 15.57
Z6548CG | 166557 | 2 | 148259 | PLIER,8",LONG NOSE,CUSHION GRIP | Apex Tool Group, LLC | Z6548CG | 15.57 | 14.17 | N | 15.57 | 15.57 | 15.57
Z6548CG | 166561 | 4 | 148259 | PLIER,8",LONG NOSE,CUSHION GRIP | Apex Tool Group, LLC | Z6548CG | 15.57 | 14.17 | N | 15.57 | 15.57 | 15.57
ZA-AM | 175883 | 2 | 133602 | SM TO AM ACTUATOR ADAPTOR BRKT | BELIMO AIRCONTROLS (USA), INC | ZA-AM | 0 | 2.88 | N | 0 | 2.88 | 2.88
ZBD-AF2 | 175883 | 1 | 133602 | ROTATION LIMITER FOR AF/NF | BELIMO AIRCONTROLS (USA), INC | ZBD-AF2 | 0 | 8.28 | N | 0 | 8.28 | 8.28
ZENJ2S | 10510 | 25 | 134573 | Omron spdt whisker switch motion swi | ZORO TOOLS, INC. | ZE-NJ-2S | 53 | 60.55 | Y | 53 | 60.55 | 60.55
ZG-NM4 | 10510 | 1 | 133602 | Belimo crankarm adaptor kit for NM wit | BELIMO AIRCONTROLS (USA), INC | ZG-NM4 | 22.96 | 14.638 | Y | 22.96 | 22.96 | 22.96
ZG-NM4 | 175891 | 2 | 133602 | Belimo crankarm adaptor kit for NM wit | BELIMO AIRCONTROLS (USA), INC | ZG-NM4 | 22.96 | 22.96 | Y | 22.96 | 22.96 | 22.96
ZG106 | 175883 | 1 | 134179 | MTG.BRKT.FOR AF/NF | NEUCO INC. | ZG106 | 0 | 11.87 | N | 0 | 11.87 | 11.87
ZGHTR | 10510 | 2 | 134179 | Belimo actuator heater kit for AF/NF | NEUCO INC. | ZG-HTR | 68.752 | 68.752 | N | 68.752 | 68.752 | 68.752
ZPS | 10008 | 1 | 169060 | Zone Plenum Sensor | ZONEFIRST | ZPS | 13.76 | 13.76 | N | 13.76 | 13.76 | 13.76
ZPS | 166561 | 3 | 169060 | Zone Plenum Sensor | ZONEFIRST | ZPS | 13.76 | 13.76 | N | 13.76 | 13.76 | 13.76